## Summary
This Relative Exposure Index Calculator has been developed to assess the Relative Exposure Index (REI) of far field (> 2 m) indoor transmission of SARS-CoV-2 encapsulated in respiratory droplets that are small enough to become airborne, as described in Modelling uncertainty in the relative risk of exposure to the SARS-CoV-2 virus by airborne aerosol transmission in well mixed air in buildings (Jones et al., 2021).
It does not consider the risk of transmission via other pathways, and should be used in conjunction with government guidance. It models the relative exposure risk in a space, not absolute infection risk; this will be dependent upon community infection rates, virus variant and individual susceptibility.
REI values in excess of 1.0 demonstrate that the risk of a person in a space being exposed to SARS-CoV-2 is higher than the base case scenario. An REI of 1.0 does not indicate safety; it is a method used to compare the impact of various mitigations, such as reduced exposure time, increased ventilation and the addition of an air cleaning device.
A simple calculation can be achieved using the 'Input' tab. This allows users to input the elements a space: dimensions, number of occupants, breathing rate, respiratory activity (the amount of time spent breathing, talking or vocalising, respectively), occupation time and ventilation provision. The ventilation equivalent flow of the proposed air cleaning system can then be entered, and the median improvement on exposure risk is calculated. The REI is a measure of relative exposure in relation to the reference basecase scenario of a UK junior school classroom occupied for seven hours and ventilated at five litres per second per person. The breathing rate is assumed to be that of a seated child whose respiritory activity is 75% breathing and 25% talking.
A more complex calculation can be achieved using the two 'Scenario' tabs, which can be compared to assess the impact of mitigation measures in reducing relative risk of secondary transmissions. This allows an assessment of the exposure risk to susceptible persons sharing the space with a single infected person (although this assumption can be edited for each scenario), and therefore assumes no risk to an indoor space occupied by a single person.
These calculations should be used with caution for large spaces (> 1000m3), where it should not be assumed that the air is fully mixed.
Further information is available in COVID-19: Air cleaning technologies (CIBSE, 2021) and Modelling uncertainty in the relative risk of exposure to the SARS-CoV-2 virus by airborne aerosol transmission in buildings (Jones et al., 2021). Please see the 'References' tab for additional resources consulted in the production of this digital tool.

## Input
Input
| without air cleaner | with air cleaner
Room width (m) | 7.42 | 7.42
Room length (m) | 7.42 | 7.42
Room height (m) | 2.7 | 2.7
Number of occupants | 32 | 32
Breathing rate | Children sitting | Children sitting
Respiratory activity: Breathing | 75 | 75
Respiratory activity: Talking | 25 | 25
Respiratory activity: Vocalising
Occupation time (hours) | 7 | 7
Air change rate (ach)
Ventilation rate (l/s/person) | 5 | 10
Ventilation rate (l/s)
Air cleaner equivalent ventilation rate (ach)
Air cleaner equivalent ventilation rate (l/s)
REI | 1.0078 | 0.54404
Median REI Improvement |  | 46.02%
Uncertainties are modelled and shown in the above box whisker plot.
The central line in the box represents the median expected REI value;
the box represents the 50% confidence intervals;
and the whiskers represent the 95% confidence limits.
The uncertainties are calculated by modelling 10,000 occurrences using a Monte Carlo simulation, hence there will be slight changes in REI absolute values each time the model is used.
The REI below is generated using the novel emission formula described in Modelling uncertainty in the relative risk of exposure to the SARS-CoV-2 virus by airborne aerosol transmission in well mixed air in buildings (Jones et al., 2021), and makes the same assumptions with respect to viral decay and momentum deposition as the reference case described in this paper.
The model assumes that there is one infected person in the space, and that occupants are sharing the space with the infected person for the duration of the occupation time.

## Scenario 1
Scenario 1
Variable |  | Distribution | mu_min_const | sigma_max | Units | Notes |  | 1 | 2 | 3 | 4 | 5 | 6 | 7 | 8 | 9 | 10 | 11 | 12 | 13 | 14 | 15 | 16 | 17 | 18 | 19 | 20 | 21 | 22 | 23 | 24 | 25 | 26 | 27 | 28 | 29 | 30 | 31 | 32 | 33 | 34 | 35 | 36 | 37 | 38 | 39 | 40 | 41 | 42 | 43 | 44 | 45 | 46 | 47 | 48 | 49 | 50 | 51 | 52 | 53 | 54 | 55 | 56 | 57 | 58 | 59 | 60 | 61 | 62 | 63 | 64 | 65 | 66 | 67 | 68 | 69 | 70 | 71 | 72 | 73 | 74 | 75 | 76 | 77 | 78 | 79 | 80 | 81 | 82 | 83 | 84 | 85 | 86 | 87 | 88 | 89 | 90 | 91 | 92 | 93 | 94 | 95 | 96 | 97 | 98 | 99 | 100 | 101 | 102 | 103 | 104 | 105 | 106 | 107 | 108 | 109 | 110 | 111 | 112 | 113 | 114 | 115 | 116 | 117 | 118 | 119 | 120 | 121 | 122 | 123 | 124 | 125 | 126 | 127 | 128 | 129 | 130 | 131 | 132 | 133 | 134 | 135 | 136 | 137 | 138 | 139 | 140 | 141 | 142 | 143 | 144 | 145 | 146 | 147 | 148 | 149 | 150 | 151 | 152 | 153 | 154 | 155 | 156 | 157 | 158 | 159 | 160 | 161 | 162 | 163 | 164 | 165 | 166 | 167 | 168 | 169 | 170 | 171 | 172 | 173 | 174 | 175 | 176 | 177 | 178 | 179 | 180 | 181 | 182 | 183 | 184 | 185 | 186 | 187 | 188 | 189 | 190 | 191 | 192 | 193 | 194 | 195 | 196 | 197 | 198 | 199 | 200 | 201 | 202 | 203 | 204 | 205 | 206 | 207 | 208 | 209 | 210 | 211 | 212 | 213 | 214 | 215 | 216 | 217 | 218 | 219 | 220 | 221 | 222 | 223 | 224 | 225 | 226 | 227 | 228 | 229 | 230 | 231 | 232 | 233 | 234 | 235 | 236 | 237 | 238 | 239 | 240 | 241 | 242 | 243 | 244 | 245 | 246 | 247 | 248 | 249 | 250 | 251 | 252 | 253 | 254 | 255 | 256 | 257 | 258 | 259 | 260 | 261 | 262 | 263 | 264 | 265 | 266 | 267 | 268 | 269 | 270 | 271 | 272 | 273 | 274 | 275 | 276 | 277 | 278 | 279 | 280 | 281 | 282 | 283 | 284 | 285 | 286 | 287 | 288 | 289 | 290 | 291 | 292 | 293 | 294 | 295 | 296 | 297 | 298 | 299 | 300 | 301 | 302 | 303 | 304 | 305 | 306 | 307 | 308 | 309 | 310 | 311 | 312 | 313 | 314 | 315 | 316 | 317 | 318 | 319 | 320 | 321 | 322 | 323 | 324 | 325 | 326 | 327 | 328 | 329 | 330 | 331 | 332 | 333 | 334 | 335 | 336 | 337 | 338 | 339 | 340 | 341 | 342 | 343 | 344 | 345 | 346 | 347 | 348 | 349 | 350 | 351 | 352 | 353 | 354 | 355 | 356 | 357 | 358 | 359 | 360 | 361 | 362 | 363 | 364 | 365 | 366 | 367 | 368 | 369 | 370 | 371 | 372 | 373 | 374 | 375 | 376 | 377 | 378 | 379 | 380 | 381 | 382 | 383 | 384 | 385 | 386 | 387 | 388 | 389 | 390 | 391 | 392 | 393 | 394 | 395 | 396 | 397 | 398 | 399 | 400 | 401 | 402 | 403 | 404 | 405 | 406 | 407 | 408 | 409 | 410 | 411 | 412 | 413 | 414 | 415 | 416 | 417 | 418 | 419 | 420 | 421 | 422 | 423 | 424 | 425 | 426 | 427 | 428 | 429 | 430 | 431 | 432 | 433 | 434 | 435 | 436 | 437 | 438 | 439 | 440 | 441 | 442 | 443 | 444 | 445 | 446 | 447 | 448 | 449 | 450 | 451 | 452 | 453 | 454 | 455 | 456 | 457 | 458 | 459 | 460 | 461 | 462 | 463 | 464 | 465 | 466 | 467 | 468 | 469 | 470 | 471 | 472 | 473 | 474 | 475 | 476 | 477 | 478 | 479 | 480 | 481 | 482 | 483 | 484 | 485 | 486 | 487 | 488 | 489 | 490 | 491 | 492 | 493 | 494 | 495 | 496 | 497 | 498 | 499 | 500 | 501 | 502 | 503 | 504 | 505 | 506 | 507 | 508 | 509 | 510 | 511 | 512 | 513 | 514 | 515 | 516 | 517 | 518 | 519 | 520 | 521 | 522 | 523 | 524 | 525 | 526 | 527 | 528 | 529 | 530 | 531 | 532 | 533 | 534 | 535 | 536 | 537 | 538 | 539 | 540 | 541 | 542 | 543 | 544 | 545 | 546 | 547 | 548 | 549 | 550 | 551 | 552 | 553 | 554 | 555 | 556 | 557 | 558 | 559 | 560 | 561 | 562 | 563 | 564 | 565 | 566 | 567 | 568 | 569 | 570 | 571 | 572 | 573 | 574 | 575 | 576 | 577 | 578 | 579 | 580 | 581 | 582 | 583 | 584 | 585 | 586 | 587 | 588 | 589 | 590 | 591 | 592 | 593 | 594 | 595 | 596 | 597 | 598 | 599 | 600 | 601 | 602 | 603 | 604 | 605 | 606 | 607 | 608 | 609 | 610 | 611 | 612 | 613 | 614 | 615 | 616 | 617 | 618 | 619 | 620 | 621 | 622 | 623 | 624 | 625 | 626 | 627 | 628 | 629 | 630 | 631 | 632 | 633 | 634 | 635 | 636 | 637 | 638 | 639 | 640 | 641 | 642 | 643 | 644 | 645 | 646 | 647 | 648 | 649 | 650 | 651 | 652 | 653 | 654 | 655 | 656 | 657 | 658 | 659 | 660 | 661 | 662 | 663 | 664 | 665 | 666 | 667 | 668 | 669 | 670 | 671 | 672 | 673 | 674 | 675 | 676 | 677 | 678 | 679 | 680 | 681 | 682 | 683 | 684 | 685 | 686 | 687 | 688 | 689 | 690 | 691 | 692 | 693 | 694 | 695 | 696 | 697 | 698 | 699 | 700 | 701 | 702 | 703 | 704 | 705 | 706 | 707 | 708 | 709 | 710 | 711 | 712 | 713 | 714 | 715 | 716 | 717 | 718 | 719 | 720 | 721 | 722 | 723 | 724 | 725 | 726 | 727 | 728 | 729 | 730 | 731 | 732 | 733 | 734 | 735 | 736 | 737 | 738 | 739 | 740 | 741 | 742 | 743 | 744 | 745 | 746 | 747 | 748 | 749 | 750 | 751 | 752 | 753 | 754 | 755 | 756 | 757 | 758 | 759 | 760 | 761 | 762 | 763 | 764 | 765 | 766 | 767 | 768 | 769 | 770 | 771 | 772 | 773 | 774 | 775 | 776 | 777 | 778 | 779 | 780 | 781 | 782 | 783 | 784 | 785 | 786 | 787 | 788 | 789 | 790 | 791 | 792 | 793 | 794 | 795 | 796 | 797 | 798 | 799 | 800 | 801 | 802 | 803 | 804 | 805 | 806 | 807 | 808 | 809 | 810 | 811 | 812 | 813 | 814 | 815 | 816 | 817 | 818 | 819 | 820 | 821 | 822 | 823 | 824 | 825 | 826 | 827 | 828 | 829 | 830 | 831 | 832 | 833 | 834 | 835 | 836 | 837 | 838 | 839 | 840 | 841 | 842 | 843 | 844 | 845 | 846 | 847 | 848 | 849 | 850 | 851 | 852 | 853 | 854 | 855 | 856 | 857 | 858 | 859 | 860 | 861 | 862 | 863 | 864 | 865 | 866 | 867 | 868 | 869 | 870 | 871 | 872 | 873 | 874 | 875 | 876 | 877 | 878 | 879 | 880 | 881 | 882 | 883 | 884 | 885 | 886 | 887 | 888 | 889 | 890 | 891 | 892 | 893 | 894 | 895 | 896 | 897 | 898 | 899 | 900 | 901 | 902 | 903 | 904 | 905 | 906 | 907 | 908 | 909 | 910 | 911 | 912 | 913 | 914 | 915 | 916 | 917 | 918 | 919 | 920 | 921 | 922 | 923 | 924 | 925 | 926 | 927 | 928 | 929 | 930 | 931 | 932 | 933 | 934 | 935 | 936 | 937 | 938 | 939 | 940 | 941 | 942 | 943 | 944 | 945 | 946 | 947 | 948 | 949 | 950 | 951 | 952 | 953 | 954 | 955 | 956 | 957 | 958 | 959 | 960 | 961 | 962 | 963 | 964 | 965 | 966 | 967 | 968 | 969 | 970 | 971 | 972 | 973 | 974 | 975 | 976 | 977 | 978 | 979 | 980 | 981 | 982 | 983 | 984 | 985 | 986 | 987 | 988 | 989 | 990 | 991 | 992 | 993 | 994 | 995 | 996 | 997 | 998 | 999 | 1000 | 1001 | 1002 | 1003 | 1004 | 1005 | 1006 | 1007 | 1008 | 1009 | 1010 | 1011 | 1012 | 1013 | 1014 | 1015 | 1016 | 1017 | 1018 | 1019 | 1020 | 1021 | 1022 | 1023 | 1024 | 1025 | 1026 | 1027 | 1028 | 1029 | 1030 | 1031 | 1032 | 1033 | 1034 | 1035 | 1036 | 1037 | 1038 | 1039 | 1040 | 1041 | 1042 | 1043 | 1044 | 1045 | 1046 | 1047 | 1048 | 1049 | 1050 | 1051 | 1052 | 1053 | 1054 | 1055 | 1056 | 1057 | 1058 | 1059 | 1060 | 1061 | 1062 | 1063 | 1064 | 1065 | 1066 | 1067 | 1068 | 1069 | 1070 | 1071 | 1072 | 1073 | 1074 | 1075 | 1076 | 1077 | 1078 | 1079 | 1080 | 1081 | 1082 | 1083 | 1084 | 1085 | 1086 | 1087 | 1088 | 1089 | 1090 | 1091 | 1092 | 1093 | 1094 | 1095 | 1096 | 1097 | 1098 | 1099 | 1100 | 1101 | 1102 | 1103 | 1104 | 1105 | 1106 | 1107 | 1108 | 1109 | 1110 | 1111 | 1112 | 1113 | 1114 | 1115 | 1116 | 1117 | 1118 | 1119 | 1120 | 1121 | 1122 | 1123 | 1124 | 1125 | 1126 | 1127 | 1128 | 1129 | 1130 | 1131 | 1132 | 1133 | 1134 | 1135 | 1136 | 1137 | 1138 | 1139 | 1140 | 1141 | 1142 | 1143 | 1144 | 1145 | 1146 | 1147 | 1148 | 1149 | 1150 | 1151 | 1152 | 1153 | 1154 | 1155 | 1156 | 1157 | 1158 | 1159 | 1160 | 1161 | 1162 | 1163 | 1164 | 1165 | 1166 | 1167 | 1168 | 1169 | 1170 | 1171 | 1172 | 1173 | 1174 | 1175 | 1176 | 1177 | 1178 | 1179 | 1180 | 1181 | 1182 | 1183 | 1184 | 1185 | 1186 | 1187 | 1188 | 1189 | 1190 | 1191 | 1192 | 1193 | 1194 | 1195 | 1196 | 1197 | 1198 | 1199 | 1200 | 1201 | 1202 | 1203 | 1204 | 1205 | 1206 | 1207 | 1208 | 1209 | 1210 | 1211 | 1212 | 1213 | 1214 | 1215 | 1216 | 1217 | 1218 | 1219 | 1220 | 1221 | 1222 | 1223 | 1224 | 1225 | 1226 | 1227 | 1228 | 1229 | 1230 | 1231 | 1232 | 1233 | 1234 | 1235 | 1236 | 1237 | 1238 | 1239 | 1240 | 1241 | 1242 | 1243 | 1244 | 1245 | 1246 | 1247 | 1248 | 1249 | 1250 | 1251 | 1252 | 1253 | 1254 | 1255 | 1256 | 1257 | 1258 | 1259 | 1260 | 1261 | 1262 | 1263 | 1264 | 1265 | 1266 | 1267 | 1268 | 1269 | 1270 | 1271 | 1272 | 1273 | 1274 | 1275 | 1276 | 1277 | 1278 | 1279 | 1280 | 1281 | 1282 | 1283 | 1284 | 1285 | 1286 | 1287 | 1288 | 1289 | 1290 | 1291 | 1292 | 1293 | 1294 | 1295 | 1296 | 1297 | 1298 | 1299 | 1300 | 1301 | 1302 | 1303 | 1304 | 1305 | 1306 | 1307 | 1308 | 1309 | 1310 | 1311 | 1312 | 1313 | 1314 | 1315 | 1316 | 1317 | 1318 | 1319 | 1320 | 1321 | 1322 | 1323 | 1324 | 1325 | 1326 | 1327 | 1328 | 1329 | 1330 | 1331 | 1332 | 1333 | 1334 | 1335 | 1336 | 1337 | 1338 | 1339 | 1340 | 1341 | 1342 | 1343 | 1344 | 1345 | 1346 | 1347 | 1348 | 1349 | 1350 | 1351 | 1352 | 1353 | 1354 | 1355 | 1356 | 1357 | 1358 | 1359 | 1360 | 1361 | 1362 | 1363 | 1364 | 1365 | 1366 | 1367 | 1368 | 1369 | 1370 | 1371 | 1372 | 1373 | 1374 | 1375 | 1376 | 1377 | 1378 | 1379 | 1380 | 1381 | 1382 | 1383 | 1384 | 1385 | 1386 | 1387 | 1388 | 1389 | 1390 | 1391 | 1392 | 1393 | 1394 | 1395 | 1396 | 1397 | 1398 | 1399 | 1400 | 1401 | 1402 | 1403 | 1404 | 1405 | 1406 | 1407 | 1408 | 1409 | 1410 | 1411 | 1412 | 1413 | 1414 | 1415 | 1416 | 1417 | 1418 | 1419 | 1420 | 1421 | 1422 | 1423 | 1424 | 1425 | 1426 | 1427 | 1428 | 1429 | 1430 | 1431 | 1432 | 1433 | 1434 | 1435 | 1436 | 1437 | 1438 | 1439 | 1440 | 1441 | 1442 | 1443 | 1444 | 1445 | 1446 | 1447 | 1448 | 1449 | 1450 | 1451 | 1452 | 1453 | 1454 | 1455 | 1456 | 1457 | 1458 | 1459 | 1460 | 1461 | 1462 | 1463 | 1464 | 1465 | 1466 | 1467 | 1468 | 1469 | 1470 | 1471 | 1472 | 1473 | 1474 | 1475 | 1476 | 1477 | 1478 | 1479 | 1480 | 1481 | 1482 | 1483 | 1484 | 1485 | 1486 | 1487 | 1488 | 1489 | 1490 | 1491 | 1492 | 1493 | 1494 | 1495 | 1496 | 1497 | 1498 | 1499 | 1500 | 1501 | 1502 | 1503 | 1504 | 1505 | 1506 | 1507 | 1508 | 1509 | 1510 | 1511 | 1512 | 1513 | 1514 | 1515 | 1516 | 1517 | 1518 | 1519 | 1520 | 1521 | 1522 | 1523 | 1524 | 1525 | 1526 | 1527 | 1528 | 1529 | 1530 | 1531 | 1532 | 1533 | 1534 | 1535 | 1536 | 1537 | 1538 | 1539 | 1540 | 1541 | 1542 | 1543 | 1544 | 1545 | 1546 | 1547 | 1548 | 1549 | 1550 | 1551 | 1552 | 1553 | 1554 | 1555 | 1556 | 1557 | 1558 | 1559 | 1560 | 1561 | 1562 | 1563 | 1564 | 1565 | 1566 | 1567 | 1568 | 1569 | 1570 | 1571 | 1572 | 1573 | 1574 | 1575 | 1576 | 1577 | 1578 | 1579 | 1580 | 1581 | 1582 | 1583 | 1584 | 1585 | 1586 | 1587 | 1588 | 1589 | 1590 | 1591 | 1592 | 1593 | 1594 | 1595 | 1596 | 1597 | 1598 | 1599 | 1600 | 1601 | 1602 | 1603 | 1604 | 1605 | 1606 | 1607 | 1608 | 1609 | 1610 | 1611 | 1612 | 1613 | 1614 | 1615 | 1616 | 1617 | 1618 | 1619 | 1620 | 1621 | 1622 | 1623 | 1624 | 1625 | 1626 | 1627 | 1628 | 1629 | 1630 | 1631 | 1632 | 1633 | 1634 | 1635 | 1636 | 1637 | 1638 | 1639 | 1640 | 1641 | 1642 | 1643 | 1644 | 1645 | 1646 | 1647 | 1648 | 1649 | 1650 | 1651 | 1652 | 1653 | 1654 | 1655 | 1656 | 1657 | 1658 | 1659 | 1660 | 1661 | 1662 | 1663 | 1664 | 1665 | 1666 | 1667 | 1668 | 1669 | 1670 | 1671 | 1672 | 1673 | 1674 | 1675 | 1676 | 1677 | 1678 | 1679 | 1680 | 1681 | 1682 | 1683 | 1684 | 1685 | 1686 | 1687 | 1688 | 1689 | 1690 | 1691 | 1692 | 1693 | 1694 | 1695 | 1696 | 1697 | 1698 | 1699 | 1700 | 1701 | 1702 | 1703 | 1704 | 1705 | 1706 | 1707 | 1708 | 1709 | 1710 | 1711 | 1712 | 1713 | 1714 | 1715 | 1716 | 1717 | 1718 | 1719 | 1720 | 1721 | 1722 | 1723 | 1724 | 1725 | 1726 | 1727 | 1728 | 1729 | 1730 | 1731 | 1732 | 1733 | 1734 | 1735 | 1736 | 1737 | 1738 | 1739 | 1740 | 1741 | 1742 | 1743 | 1744 | 1745 | 1746 | 1747 | 1748 | 1749 | 1750 | 1751 | 1752 | 1753 | 1754 | 1755 | 1756 | 1757 | 1758 | 1759 | 1760 | 1761 | 1762 | 1763 | 1764 | 1765 | 1766 | 1767 | 1768 | 1769 | 1770 | 1771 | 1772 | 1773 | 1774 | 1775 | 1776 | 1777 | 1778 | 1779 | 1780 | 1781 | 1782 | 1783 | 1784 | 1785 | 1786 | 1787 | 1788 | 1789 | 1790 | 1791 | 1792 | 1793 | 1794 | 1795 | 1796 | 1797 | 1798 | 1799 | 1800 | 1801 | 1802 | 1803 | 1804 | 1805 | 1806 | 1807 | 1808 | 1809 | 1810 | 1811 | 1812 | 1813 | 1814 | 1815 | 1816 | 1817 | 1818 | 1819 | 1820 | 1821 | 1822 | 1823 | 1824 | 1825 | 1826 | 1827 | 1828 | 1829 | 1830 | 1831 | 1832 | 1833 | 1834 | 1835 | 1836 | 1837 | 1838 | 1839 | 1840 | 1841 | 1842 | 1843 | 1844 | 1845 | 1846 | 1847 | 1848 | 1849 | 1850 | 1851 | 1852 | 1853 | 1854 | 1855 | 1856 | 1857 | 1858 | 1859 | 1860 | 1861 | 1862 | 1863 | 1864 | 1865 | 1866 | 1867 | 1868 | 1869 | 1870 | 1871 | 1872 | 1873 | 1874 | 1875 | 1876 | 1877 | 1878 | 1879 | 1880 | 1881 | 1882 | 1883 | 1884 | 1885 | 1886 | 1887 | 1888 | 1889 | 1890 | 1891 | 1892 | 1893 | 1894 | 1895 | 1896 | 1897 | 1898 | 1899 | 1900 | 1901 | 1902 | 1903 | 1904 | 1905 | 1906 | 1907 | 1908 | 1909 | 1910 | 1911 | 1912 | 1913 | 1914 | 1915 | 1916 | 1917 | 1918 | 1919 | 1920 | 1921 | 1922 | 1923 | 1924 | 1925 | 1926 | 1927 | 1928 | 1929 | 1930 | 1931 | 1932 | 1933 | 1934 | 1935 | 1936 | 1937 | 1938 | 1939 | 1940 | 1941 | 1942 | 1943 | 1944 | 1945 | 1946 | 1947 | 1948 | 1949 | 1950 | 1951 | 1952 | 1953 | 1954 | 1955 | 1956 | 1957 | 1958 | 1959 | 1960 | 1961 | 1962 | 1963 | 1964 | 1965 | 1966 | 1967 | 1968 | 1969 | 1970 | 1971 | 1972 | 1973 | 1974 | 1975 | 1976 | 1977 | 1978 | 1979 | 1980 | 1981 | 1982 | 1983 | 1984 | 1985 | 1986 | 1987 | 1988 | 1989 | 1990 | 1991 | 1992 | 1993 | 1994 | 1995 | 1996 | 1997 | 1998 | 1999 | 2000 | 2001 | 2002 | 2003 | 2004 | 2005 | 2006 | 2007 | 2008 | 2009 | 2010 | 2011 | 2012 | 2013 | 2014 | 2015 | 2016 | 2017 | 2018 | 2019 | 2020 | 2021 | 2022 | 2023 | 2024 | 2025 | 2026 | 2027 | 2028 | 2029 | 2030 | 2031 | 2032 | 2033 | 2034 | 2035 | 2036 | 2037 | 2038 | 2039 | 2040 | 2041 | 2042 | 2043 | 2044 | 2045 | 2046 | 2047 | 2048 | 2049 | 2050 | 2051 | 2052 | 2053 | 2054 | 2055 | 2056 | 2057 | 2058 | 2059 | 2060 | 2061 | 2062 | 2063 | 2064 | 2065 | 2066 | 2067 | 2068 | 2069 | 2070 | 2071 | 2072 | 2073 | 2074 | 2075 | 2076 | 2077 | 2078 | 2079 | 2080 | 2081 | 2082 | 2083 | 2084 | 2085 | 2086 | 2087 | 2088 | 2089 | 2090 | 2091 | 2092 | 2093 | 2094 | 2095 | 2096 | 2097 | 2098 | 2099 | 2100 | 2101 | 2102 | 2103 | 2104 | 2105 | 2106 | 2107 | 2108 | 2109 | 2110 | 2111 | 2112 | 2113 | 2114 | 2115 | 2116 | 2117 | 2118 | 2119 | 2120 | 2121 | 2122 | 2123 | 2124 | 2125 | 2126 | 2127 | 2128 | 2129 | 2130 | 2131 | 2132 | 2133 | 2134 | 2135 | 2136 | 2137 | 2138 | 2139 | 2140 | 2141 | 2142 | 2143 | 2144 | 2145 | 2146 | 2147 | 2148 | 2149 | 2150 | 2151 | 2152 | 2153 | 2154 | 2155 | 2156 | 2157 | 2158 | 2159 | 2160 | 2161 | 2162 | 2163 | 2164 | 2165 | 2166 | 2167 | 2168 | 2169 | 2170 | 2171 | 2172 | 2173 | 2174 | 2175 | 2176 | 2177 | 2178 | 2179 | 2180 | 2181 | 2182 | 2183 | 2184 | 2185 | 2186 | 2187 | 2188 | 2189 | 2190 | 2191 | 2192 | 2193 | 2194 | 2195 | 2196 | 2197 | 2198 | 2199 | 2200 | 2201 | 2202 | 2203 | 2204 | 2205 | 2206 | 2207 | 2208 | 2209 | 2210 | 2211 | 2212 | 2213 | 2214 | 2215 | 2216 | 2217 | 2218 | 2219 | 2220 | 2221 | 2222 | 2223 | 2224 | 2225 | 2226 | 2227 | 2228 | 2229 | 2230 | 2231 | 2232 | 2233 | 2234 | 2235 | 2236 | 2237 | 2238 | 2239 | 2240 | 2241 | 2242 | 2243 | 2244 | 2245 | 2246 | 2247 | 2248 | 2249 | 2250 | 2251 | 2252 | 2253 | 2254 | 2255 | 2256 | 2257 | 2258 | 2259 | 2260 | 2261 | 2262 | 2263 | 2264 | 2265 | 2266 | 2267 | 2268 | 2269 | 2270 | 2271 | 2272 | 2273 | 2274 | 2275 | 2276 | 2277 | 2278 | 2279 | 2280 | 2281 | 2282 | 2283 | 2284 | 2285 | 2286 | 2287 | 2288 | 2289 | 2290 | 2291 | 2292 | 2293 | 2294 | 2295 | 2296 | 2297 | 2298 | 2299 | 2300 | 2301 | 2302 | 2303 | 2304 | 2305 | 2306 | 2307 | 2308 | 2309 | 2310 | 2311 | 2312 | 2313 | 2314 | 2315 | 2316 | 2317 | 2318 | 2319 | 2320 | 2321 | 2322 | 2323 | 2324 | 2325 | 2326 | 2327 | 2328 | 2329 | 2330 | 2331 | 2332 | 2333 | 2334 | 2335 | 2336 | 2337 | 2338 | 2339 | 2340 | 2341 | 2342 | 2343 | 2344 | 2345 | 2346 | 2347 | 2348 | 2349 | 2350 | 2351 | 2352 | 2353 | 2354 | 2355 | 2356 | 2357 | 2358 | 2359 | 2360 | 2361 | 2362 | 2363 | 2364 | 2365 | 2366 | 2367 | 2368 | 2369 | 2370 | 2371 | 2372 | 2373 | 2374 | 2375 | 2376 | 2377 | 2378 | 2379 | 2380 | 2381 | 2382 | 2383 | 2384 | 2385 | 2386 | 2387 | 2388 | 2389 | 2390 | 2391 | 2392 | 2393 | 2394 | 2395 | 2396 | 2397 | 2398 | 2399 | 2400 | 2401 | 2402 | 2403 | 2404 | 2405 | 2406 | 2407 | 2408 | 2409 | 2410 | 2411 | 2412 | 2413 | 2414 | 2415 | 2416 | 2417 | 2418 | 2419 | 2420 | 2421 | 2422 | 2423 | 2424 | 2425 | 2426 | 2427 | 2428 | 2429 | 2430 | 2431 | 2432 | 2433 | 2434 | 2435 | 2436 | 2437 | 2438 | 2439 | 2440 | 2441 | 2442 | 2443 | 2444 | 2445 | 2446 | 2447 | 2448 | 2449 | 2450 | 2451 | 2452 | 2453 | 2454 | 2455 | 2456 | 2457 | 2458 | 2459 | 2460 | 2461 | 2462 | 2463 | 2464 | 2465 | 2466 | 2467 | 2468 | 2469 | 2470 | 2471 | 2472 | 2473 | 2474 | 2475 | 2476 | 2477 | 2478 | 2479 | 2480 | 2481 | 2482 | 2483 | 2484 | 2485 | 2486 | 2487 | 2488 | 2489 | 2490 | 2491 | 2492 | 2493 | 2494 | 2495 | 2496 | 2497 | 2498 | 2499 | 2500 | 2501 | 2502 | 2503 | 2504 | 2505 | 2506 | 2507 | 2508 | 2509 | 2510 | 2511 | 2512 | 2513 | 2514 | 2515 | 2516 | 2517 | 2518 | 2519 | 2520 | 2521 | 2522 | 2523 | 2524 | 2525 | 2526 | 2527 | 2528 | 2529 | 2530 | 2531 | 2532 | 2533 | 2534 | 2535 | 2536 | 2537 | 2538 | 2539 | 2540 | 2541 | 2542 | 2543 | 2544 | 2545 | 2546 | 2547 | 2548 | 2549 | 2550 | 2551 | 2552 | 2553 | 2554 | 2555 | 2556 | 2557 | 2558 | 2559 | 2560 | 2561 | 2562 | 2563 | 2564 | 2565 | 2566 | 2567 | 2568 | 2569 | 2570 | 2571 | 2572 | 2573 | 2574 | 2575 | 2576 | 2577 | 2578 | 2579 | 2580 | 2581 | 2582 | 2583 | 2584 | 2585 | 2586 | 2587 | 2588 | 2589 | 2590 | 2591 | 2592 | 2593 | 2594 | 2595 | 2596 | 2597 | 2598 | 2599 | 2600 | 2601 | 2602 | 2603 | 2604 | 2605 | 2606 | 2607 | 2608 | 2609 | 2610 | 2611 | 2612 | 2613 | 2614 | 2615 | 2616 | 2617 | 2618 | 2619 | 2620 | 2621 | 2622 | 2623 | 2624 | 2625 | 2626 | 2627 | 2628 | 2629 | 2630 | 2631 | 2632 | 2633 | 2634 | 2635 | 2636 | 2637 | 2638 | 2639 | 2640 | 2641 | 2642 | 2643 | 2644 | 2645 | 2646 | 2647 | 2648 | 2649 | 2650 | 2651 | 2652 | 2653 | 2654 | 2655 | 2656 | 2657 | 2658 | 2659 | 2660 | 2661 | 2662 | 2663 | 2664 | 2665 | 2666 | 2667 | 2668 | 2669 | 2670 | 2671 | 2672 | 2673 | 2674 | 2675 | 2676 | 2677 | 2678 | 2679 | 2680 | 2681 | 2682 | 2683 | 2684 | 2685 | 2686 | 2687 | 2688 | 2689 | 2690 | 2691 | 2692 | 2693 | 2694 | 2695 | 2696 | 2697 | 2698 | 2699 | 2700 | 2701 | 2702 | 2703 | 2704 | 2705 | 2706 | 2707 | 2708 | 2709 | 2710 | 2711 | 2712 | 2713 | 2714 | 2715 | 2716 | 2717 | 2718 | 2719 | 2720 | 2721 | 2722 | 2723 | 2724 | 2725 | 2726 | 2727 | 2728 | 2729 | 2730 | 2731 | 2732 | 2733 | 2734 | 2735 | 2736 | 2737 | 2738 | 2739 | 2740 | 2741 | 2742 | 2743 | 2744 | 2745 | 2746 | 2747 | 2748 | 2749 | 2750 | 2751 | 2752 | 2753 | 2754 | 2755 | 2756 | 2757 | 2758 | 2759 | 2760 | 2761 | 2762 | 2763 | 2764 | 2765 | 2766 | 2767 | 2768 | 2769 | 2770 | 2771 | 2772 | 2773 | 2774 | 2775 | 2776 | 2777 | 2778 | 2779 | 2780 | 2781 | 2782 | 2783 | 2784 | 2785 | 2786 | 2787 | 2788 | 2789 | 2790 | 2791 | 2792 | 2793 | 2794 | 2795 | 2796 | 2797 | 2798 | 2799 | 2800 | 2801 | 2802 | 2803 | 2804 | 2805 | 2806 | 2807 | 2808 | 2809 | 2810 | 2811 | 2812 | 2813 | 2814 | 2815 | 2816 | 2817 | 2818 | 2819 | 2820 | 2821 | 2822 | 2823 | 2824 | 2825 | 2826 | 2827 | 2828 | 2829 | 2830 | 2831 | 2832 | 2833 | 2834 | 2835 | 2836 | 2837 | 2838 | 2839 | 2840 | 2841 | 2842 | 2843 | 2844 | 2845 | 2846 | 2847 | 2848 | 2849 | 2850 | 2851 | 2852 | 2853 | 2854 | 2855 | 2856 | 2857 | 2858 | 2859 | 2860 | 2861 | 2862 | 2863 | 2864 | 2865 | 2866 | 2867 | 2868 | 2869 | 2870 | 2871 | 2872 | 2873 | 2874 | 2875 | 2876 | 2877 | 2878 | 2879 | 2880 | 2881 | 2882 | 2883 | 2884 | 2885 | 2886 | 2887 | 2888 | 2889 | 2890 | 2891 | 2892 | 2893 | 2894 | 2895 | 2896 | 2897 | 2898 | 2899 | 2900 | 2901 | 2902 | 2903 | 2904 | 2905 | 2906 | 2907 | 2908 | 2909 | 2910 | 2911 | 2912 | 2913 | 2914 | 2915 | 2916 | 2917 | 2918 | 2919 | 2920 | 2921 | 2922 | 2923 | 2924 | 2925 | 2926 | 2927 | 2928 | 2929 | 2930 | 2931 | 2932 | 2933 | 2934 | 2935 | 2936 | 2937 | 2938 | 2939 | 2940 | 2941 | 2942 | 2943 | 2944 | 2945 | 2946 | 2947 | 2948 | 2949 | 2950 | 2951 | 2952 | 2953 | 2954 | 2955 | 2956 | 2957 | 2958 | 2959 | 2960 | 2961 | 2962 | 2963 | 2964 | 2965 | 2966 | 2967 | 2968 | 2969 | 2970 | 2971 | 2972 | 2973 | 2974 | 2975 | 2976 | 2977 | 2978 | 2979 | 2980 | 2981 | 2982 | 2983 | 2984 | 2985 | 2986 | 2987 | 2988 | 2989 | 2990 | 2991 | 2992 | 2993 | 2994 | 2995 | 2996 | 2997 | 2998 | 2999 | 3000 | 3001 | 3002 | 3003 | 3004 | 3005 | 3006 | 3007 | 3008 | 3009 | 3010 | 3011 | 3012 | 3013 | 3014 | 3015 | 3016 | 3017 | 3018 | 3019 | 3020 | 3021 | 3022 | 3023 | 3024 | 3025 | 3026 | 3027 | 3028 | 3029 | 3030 | 3031 | 3032 | 3033 | 3034 | 3035 | 3036 | 3037 | 3038 | 3039 | 3040 | 3041 | 3042 | 3043 | 3044 | 3045 | 3046 | 3047 | 3048 | 3049 | 3050 | 3051 | 3052 | 3053 | 3054 | 3055 | 3056 | 3057 | 3058 | 3059 | 3060 | 3061 | 3062 | 3063 | 3064 | 3065 | 3066 | 3067 | 3068 | 3069 | 3070 | 3071 | 3072 | 3073 | 3074 | 3075 | 3076 | 3077 | 3078 | 3079 | 3080 | 3081 | 3082 | 3083 | 3084 | 3085 | 3086 | 3087 | 3088 | 3089 | 3090 | 3091 | 3092 | 3093 | 3094 | 3095 | 3096 | 3097 | 3098 | 3099 | 3100 | 3101 | 3102 | 3103 | 3104 | 3105 | 3106 | 3107 | 3108 | 3109 | 3110 | 3111 | 3112 | 3113 | 3114 | 3115 | 3116 | 3117 | 3118 | 3119 | 3120 | 3121 | 3122 | 3123 | 3124 | 3125 | 3126 | 3127 | 3128 | 3129 | 3130 | 3131 | 3132 | 3133 | 3134 | 3135 | 3136 | 3137 | 3138 | 3139 | 3140 | 3141 | 3142 | 3143 | 3144 | 3145 | 3146 | 3147 | 3148 | 3149 | 3150 | 3151 | 3152 | 3153 | 3154 | 3155 | 3156 | 3157 | 3158 | 3159 | 3160 | 3161 | 3162 | 3163 | 3164 | 3165 | 3166 | 3167 | 3168 | 3169 | 3170 | 3171 | 3172 | 3173 | 3174 | 3175 | 3176 | 3177 | 3178 | 3179 | 3180 | 3181 | 3182 | 3183 | 3184 | 3185 | 3186 | 3187 | 3188 | 3189 | 3190 | 3191 | 3192 | 3193 | 3194 | 3195 | 3196 | 3197 | 3198 | 3199 | 3200 | 3201 | 3202 | 3203 | 3204 | 3205 | 3206 | 3207 | 3208 | 3209 | 3210 | 3211 | 3212 | 3213 | 3214 | 3215 | 3216 | 3217 | 3218 | 3219 | 3220 | 3221 | 3222 | 3223 | 3224 | 3225 | 3226 | 3227 | 3228 | 3229 | 3230 | 3231 | 3232 | 3233 | 3234 | 3235 | 3236 | 3237 | 3238 | 3239 | 3240 | 3241 | 3242 | 3243 | 3244 | 3245 | 3246 | 3247 | 3248 | 3249 | 3250 | 3251 | 3252 | 3253 | 3254 | 3255 | 3256 | 3257 | 3258 | 3259 | 3260 | 3261 | 3262 | 3263 | 3264 | 3265 | 3266 | 3267 | 3268 | 3269 | 3270 | 3271 | 3272 | 3273 | 3274 | 3275 | 3276 | 3277 | 3278 | 3279 | 3280 | 3281 | 3282 | 3283 | 3284 | 3285 | 3286 | 3287 | 3288 | 3289 | 3290 | 3291 | 3292 | 3293 | 3294 | 3295 | 3296 | 3297 | 3298 | 3299 | 3300 | 3301 | 3302 | 3303 | 3304 | 3305 | 3306 | 3307 | 3308 | 3309 | 3310 | 3311 | 3312 | 3313 | 3314 | 3315 | 3316 | 3317 | 3318 | 3319 | 3320 | 3321 | 3322 | 3323 | 3324 | 3325 | 3326 | 3327 | 3328 | 3329 | 3330 | 3331 | 3332 | 3333 | 3334 | 3335 | 3336 | 3337 | 3338 | 3339 | 3340 | 3341 | 3342 | 3343 | 3344 | 3345 | 3346 | 3347 | 3348 | 3349 | 3350 | 3351 | 3352 | 3353 | 3354 | 3355 | 3356 | 3357 | 3358 | 3359 | 3360 | 3361 | 3362 | 3363 | 3364 | 3365 | 3366 | 3367 | 3368 | 3369 | 3370 | 3371 | 3372 | 3373 | 3374 | 3375 | 3376 | 3377 | 3378 | 3379 | 3380 | 3381 | 3382 | 3383 | 3384 | 3385 | 3386 | 3387 | 3388 | 3389 | 3390 | 3391 | 3392 | 3393 | 3394 | 3395 | 3396 | 3397 | 3398 | 3399 | 3400 | 3401 | 3402 | 3403 | 3404 | 3405 | 3406 | 3407 | 3408 | 3409 | 3410 | 3411 | 3412 | 3413 | 3414 | 3415 | 3416 | 3417 | 3418 | 3419 | 3420 | 3421 | 3422 | 3423 | 3424 | 3425 | 3426 | 3427 | 3428 | 3429 | 3430 | 3431 | 3432 | 3433 | 3434 | 3435 | 3436 | 3437 | 3438 | 3439 | 3440 | 3441 | 3442 | 3443 | 3444 | 3445 | 3446 | 3447 | 3448 | 3449 | 3450 | 3451 | 3452 | 3453 | 3454 | 3455 | 3456 | 3457 | 3458 | 3459 | 3460 | 3461 | 3462 | 3463 | 3464 | 3465 | 3466 | 3467 | 3468 | 3469 | 3470 | 3471 | 3472 | 3473 | 3474 | 3475 | 3476 | 3477 | 3478 | 3479 | 3480 | 3481 | 3482 | 3483 | 3484 | 3485 | 3486 | 3487 | 3488 | 3489 | 3490 | 3491 | 3492 | 3493 | 3494 | 3495 | 3496 | 3497 | 3498 | 3499 | 3500 | 3501 | 3502 | 3503 | 3504 | 3505 | 3506 | 3507 | 3508 | 3509 | 3510 | 3511 | 3512 | 3513 | 3514 | 3515 | 3516 | 3517 | 3518 | 3519 | 3520 | 3521 | 3522 | 3523 | 3524 | 3525 | 3526 | 3527 | 3528 | 3529 | 3530 | 3531 | 3532 | 3533 | 3534 | 3535 | 3536 | 3537 | 3538 | 3539 | 3540 | 3541 | 3542 | 3543 | 3544 | 3545 | 3546 | 3547 | 3548 | 3549 | 3550 | 3551 | 3552 | 3553 | 3554 | 3555 | 3556 | 3557 | 3558 | 3559 | 3560 | 3561 | 3562 | 3563 | 3564 | 3565 | 3566 | 3567 | 3568 | 3569 | 3570 | 3571 | 3572 | 3573 | 3574 | 3575 | 3576 | 3577 | 3578 | 3579 | 3580 | 3581 | 3582 | 3583 | 3584 | 3585 | 3586 | 3587 | 3588 | 3589 | 3590 | 3591 | 3592 | 3593 | 3594 | 3595 | 3596 | 3597 | 3598 | 3599 | 3600 | 3601 | 3602 | 3603 | 3604 | 3605 | 3606 | 3607 | 3608 | 3609 | 3610 | 3611 | 3612 | 3613 | 3614 | 3615 | 3616 | 3617 | 3618 | 3619 | 3620 | 3621 | 3622 | 3623 | 3624 | 3625 | 3626 | 3627 | 3628 | 3629 | 3630 | 3631 | 3632 | 3633 | 3634 | 3635 | 3636 | 3637 | 3638 | 3639 | 3640 | 3641 | 3642 | 3643 | 3644 | 3645 | 3646 | 3647 | 3648 | 3649 | 3650 | 3651 | 3652 | 3653 | 3654 | 3655 | 3656 | 3657 | 3658 | 3659 | 3660 | 3661 | 3662 | 3663 | 3664 | 3665 | 3666 | 3667 | 3668 | 3669 | 3670 | 3671 | 3672 | 3673 | 3674 | 3675 | 3676 | 3677 | 3678 | 3679 | 3680 | 3681 | 3682 | 3683 | 3684 | 3685 | 3686 | 3687 | 3688 | 3689 | 3690 | 3691 | 3692 | 3693 | 3694 | 3695 | 3696 | 3697 | 3698 | 3699 | 3700 | 3701 | 3702 | 3703 | 3704 | 3705 | 3706 | 3707 | 3708 | 3709 | 3710 | 3711 | 3712 | 3713 | 3714 | 3715 | 3716 | 3717 | 3718 | 3719 | 3720 | 3721 | 3722 | 3723 | 3724 | 3725 | 3726 | 3727 | 3728 | 3729 | 3730 | 3731 | 3732 | 3733 | 3734 | 3735 | 3736 | 3737 | 3738 | 3739 | 3740 | 3741 | 3742 | 3743 | 3744 | 3745 | 3746 | 3747 | 3748 | 3749 | 3750 | 3751 | 3752 | 3753 | 3754 | 3755 | 3756 | 3757 | 3758 | 3759 | 3760 | 3761 | 3762 | 3763 | 3764 | 3765 | 3766 | 3767 | 3768 | 3769 | 3770 | 3771 | 3772 | 3773 | 3774 | 3775 | 3776 | 3777 | 3778 | 3779 | 3780 | 3781 | 3782 | 3783 | 3784 | 3785 | 3786 | 3787 | 3788 | 3789 | 3790 | 3791 | 3792 | 3793 | 3794 | 3795 | 3796 | 3797 | 3798 | 3799 | 3800 | 3801 | 3802 | 3803 | 3804 | 3805 | 3806 | 3807 | 3808 | 3809 | 3810 | 3811 | 3812 | 3813 | 3814 | 3815 | 3816 | 3817 | 3818 | 3819 | 3820 | 3821 | 3822 | 3823 | 3824 | 3825 | 3826 | 3827 | 3828 | 3829 | 3830 | 3831 | 3832 | 3833 | 3834 | 3835 | 3836 | 3837 | 3838 | 3839 | 3840 | 3841 | 3842 | 3843 | 3844 | 3845 | 3846 | 3847 | 3848 | 3849 | 3850 | 3851 | 3852 | 3853 | 3854 | 3855 | 3856 | 3857 | 3858 | 3859 | 3860 | 3861 | 3862 | 3863 | 3864 | 3865 | 3866 | 3867 | 3868 | 3869 | 3870 | 3871 | 3872 | 3873 | 3874 | 3875 | 3876 | 3877 | 3878 | 3879 | 3880 | 3881 | 3882 | 3883 | 3884 | 3885 | 3886 | 3887 | 3888 | 3889 | 3890 | 3891 | 3892 | 3893 | 3894 | 3895 | 3896 | 3897 | 3898 | 3899 | 3900 | 3901 | 3902 | 3903 | 3904 | 3905 | 3906 | 3907 | 3908 | 3909 | 3910 | 3911 | 3912 | 3913 | 3914 | 3915 | 3916 | 3917 | 3918 | 3919 | 3920 | 3921 | 3922 | 3923 | 3924 | 3925 | 3926 | 3927 | 3928 | 3929 | 3930 | 3931 | 3932 | 3933 | 3934 | 3935 | 3936 | 3937 | 3938 | 3939 | 3940 | 3941 | 3942 | 3943 | 3944 | 3945 | 3946 | 3947 | 3948 | 3949 | 3950 | 3951 | 3952 | 3953 | 3954 | 3955 | 3956 | 3957 | 3958 | 3959 | 3960 | 3961 | 3962 | 3963 | 3964 | 3965 | 3966 | 3967 | 3968 | 3969 | 3970 | 3971 | 3972 | 3973 | 3974 | 3975 | 3976 | 3977 | 3978 | 3979 | 3980 | 3981 | 3982 | 3983 | 3984 | 3985 | 3986 | 3987 | 3988 | 3989 | 3990 | 3991 | 3992 | 3993 | 3994 | 3995 | 3996 | 3997 | 3998 | 3999 | 4000 | 4001 | 4002 | 4003 | 4004 | 4005 | 4006 | 4007 | 4008 | 4009 | 4010 | 4011 | 4012 | 4013 | 4014 | 4015 | 4016 | 4017 | 4018 | 4019 | 4020 | 4021 | 4022 | 4023 | 4024 | 4025 | 4026 | 4027 | 4028 | 4029 | 4030 | 4031 | 4032 | 4033 | 4034 | 4035 | 4036 | 4037 | 4038 | 4039 | 4040 | 4041 | 4042 | 4043 | 4044 | 4045 | 4046 | 4047 | 4048 | 4049 | 4050 | 4051 | 4052 | 4053 | 4054 | 4055 | 4056 | 4057 | 4058 | 4059 | 4060 | 4061 | 4062 | 4063 | 4064 | 4065 | 4066 | 4067 | 4068 | 4069 | 4070 | 4071 | 4072 | 4073 | 4074 | 4075 | 4076 | 4077 | 4078 | 4079 | 4080 | 4081 | 4082 | 4083 | 4084 | 4085 | 4086 | 4087 | 4088 | 4089 | 4090 | 4091 | 4092 | 4093 | 4094 | 4095 | 4096 | 4097 | 4098 | 4099 | 4100 | 4101 | 4102 | 4103 | 4104 | 4105 | 4106 | 4107 | 4108 | 4109 | 4110 | 4111 | 4112 | 4113 | 4114 | 4115 | 4116 | 4117 | 4118 | 4119 | 4120 | 4121 | 4122 | 4123 | 4124 | 4125 | 4126 | 4127 | 4128 | 4129 | 4130 | 4131 | 4132 | 4133 | 4134 | 4135 | 4136 | 4137 | 4138 | 4139 | 4140 | 4141 | 4142 | 4143 | 4144 | 4145 | 4146 | 4147 | 4148 | 4149 | 4150 | 4151 | 4152 | 4153 | 4154 | 4155 | 4156 | 4157 | 4158 | 4159 | 4160 | 4161 | 4162 | 4163 | 4164 | 4165 | 4166 | 4167 | 4168 | 4169 | 4170 | 4171 | 4172 | 4173 | 4174 | 4175 | 4176 | 4177 | 4178 | 4179 | 4180 | 4181 | 4182 | 4183 | 4184 | 4185 | 4186 | 4187 | 4188 | 4189 | 4190 | 4191 | 4192 | 4193 | 4194 | 4195 | 4196 | 4197 | 4198 | 4199 | 4200 | 4201 | 4202 | 4203 | 4204 | 4205 | 4206 | 4207 | 4208 | 4209 | 4210 | 4211 | 4212 | 4213 | 4214 | 4215 | 4216 | 4217 | 4218 | 4219 | 4220 | 4221 | 4222 | 4223 | 4224 | 4225 | 4226 | 4227 | 4228 | 4229 | 4230 | 4231 | 4232 | 4233 | 4234 | 4235 | 4236 | 4237 | 4238 | 4239 | 4240 | 4241 | 4242 | 4243 | 4244 | 4245 | 4246 | 4247 | 4248 | 4249 | 4250 | 4251 | 4252 | 4253 | 4254 | 4255 | 4256 | 4257 | 4258 | 4259 | 4260 | 4261 | 4262 | 4263 | 4264 | 4265 | 4266 | 4267 | 4268 | 4269 | 4270 | 4271 | 4272 | 4273 | 4274 | 4275 | 4276 | 4277 | 4278 | 4279 | 4280 | 4281 | 4282 | 4283 | 4284 | 4285 | 4286 | 4287 | 4288 | 4289 | 4290 | 4291 | 4292 | 4293 | 4294 | 4295 | 4296 | 4297 | 4298 | 4299 | 4300 | 4301 | 4302 | 4303 | 4304 | 4305 | 4306 | 4307 | 4308 | 4309 | 4310 | 4311 | 4312 | 4313 | 4314 | 4315 | 4316 | 4317 | 4318 | 4319 | 4320 | 4321 | 4322 | 4323 | 4324 | 4325 | 4326 | 4327 | 4328 | 4329 | 4330 | 4331 | 4332 | 4333 | 4334 | 4335 | 4336 | 4337 | 4338 | 4339 | 4340 | 4341 | 4342 | 4343 | 4344 | 4345 | 4346 | 4347 | 4348 | 4349 | 4350 | 4351 | 4352 | 4353 | 4354 | 4355 | 4356 | 4357 | 4358 | 4359 | 4360 | 4361 | 4362 | 4363 | 4364 | 4365 | 4366 | 4367 | 4368 | 4369 | 4370 | 4371 | 4372 | 4373 | 4374 | 4375 | 4376 | 4377 | 4378 | 4379 | 4380 | 4381 | 4382 | 4383 | 4384 | 4385 | 4386 | 4387 | 4388 | 4389 | 4390 | 4391 | 4392 | 4393 | 4394 | 4395 | 4396 | 4397 | 4398 | 4399 | 4400 | 4401 | 4402 | 4403 | 4404 | 4405 | 4406 | 4407 | 4408 | 4409 | 4410 | 4411 | 4412 | 4413 | 4414 | 4415 | 4416 | 4417 | 4418 | 4419 | 4420 | 4421 | 4422 | 4423 | 4424 | 4425 | 4426 | 4427 | 4428 | 4429 | 4430 | 4431 | 4432 | 4433 | 4434 | 4435 | 4436 | 4437 | 4438 | 4439 | 4440 | 4441 | 4442 | 4443 | 4444 | 4445 | 4446 | 4447 | 4448 | 4449 | 4450 | 4451 | 4452 | 4453 | 4454 | 4455 | 4456 | 4457 | 4458 | 4459 | 4460 | 4461 | 4462 | 4463 | 4464 | 4465 | 4466 | 4467 | 4468 | 4469 | 4470 | 4471 | 4472 | 4473 | 4474 | 4475 | 4476 | 4477 | 4478 | 4479 | 4480 | 4481 | 4482 | 4483 | 4484 | 4485 | 4486 | 4487 | 4488 | 4489 | 4490 | 4491 | 4492 | 4493 | 4494 | 4495 | 4496 | 4497 | 4498 | 4499 | 4500 | 4501 | 4502 | 4503 | 4504 | 4505 | 4506 | 4507 | 4508 | 4509 | 4510 | 4511 | 4512 | 4513 | 4514 | 4515 | 4516 | 4517 | 4518 | 4519 | 4520 | 4521 | 4522 | 4523 | 4524 | 4525 | 4526 | 4527 | 4528 | 4529 | 4530 | 4531 | 4532 | 4533 | 4534 | 4535 | 4536 | 4537 | 4538 | 4539 | 4540 | 4541 | 4542 | 4543 | 4544 | 4545 | 4546 | 4547 | 4548 | 4549 | 4550 | 4551 | 4552 | 4553 | 4554 | 4555 | 4556 | 4557 | 4558 | 4559 | 4560 | 4561 | 4562 | 4563 | 4564 | 4565 | 4566 | 4567 | 4568 | 4569 | 4570 | 4571 | 4572 | 4573 | 4574 | 4575 | 4576 | 4577 | 4578 | 4579 | 4580 | 4581 | 4582 | 4583 | 4584 | 4585 | 4586 | 4587 | 4588 | 4589 | 4590 | 4591 | 4592 | 4593 | 4594 | 4595 | 4596 | 4597 | 4598 | 4599 | 4600 | 4601 | 4602 | 4603 | 4604 | 4605 | 4606 | 4607 | 4608 | 4609 | 4610 | 4611 | 4612 | 4613 | 4614 | 4615 | 4616 | 4617 | 4618 | 4619 | 4620 | 4621 | 4622 | 4623 | 4624 | 4625 | 4626 | 4627 | 4628 | 4629 | 4630 | 4631 | 4632 | 4633 | 4634 | 4635 | 4636 | 4637 | 4638 | 4639 | 4640 | 4641 | 4642 | 4643 | 4644 | 4645 | 4646 | 4647 | 4648 | 4649 | 4650 | 4651 | 4652 | 4653 | 4654 | 4655 | 4656 | 4657 | 4658 | 4659 | 4660 | 4661 | 4662 | 4663 | 4664 | 4665 | 4666 | 4667 | 4668 | 4669 | 4670 | 4671 | 4672 | 4673 | 4674 | 4675 | 4676 | 4677 | 4678 | 4679 | 4680 | 4681 | 4682 | 4683 | 4684 | 4685 | 4686 | 4687 | 4688 | 4689 | 4690 | 4691 | 4692 | 4693 | 4694 | 4695 | 4696 | 4697 | 4698 | 4699 | 4700 | 4701 | 4702 | 4703 | 4704 | 4705 | 4706 | 4707 | 4708 | 4709 | 4710 | 4711 | 4712 | 4713 | 4714 | 4715 | 4716 | 4717 | 4718 | 4719 | 4720 | 4721 | 4722 | 4723 | 4724 | 4725 | 4726 | 4727 | 4728 | 4729 | 4730 | 4731 | 4732 | 4733 | 4734 | 4735 | 4736 | 4737 | 4738 | 4739 | 4740 | 4741 | 4742 | 4743 | 4744 | 4745 | 4746 | 4747 | 4748 | 4749 | 4750 | 4751 | 4752 | 4753 | 4754 | 4755 | 4756 | 4757 | 4758 | 4759 | 4760 | 4761 | 4762 | 4763 | 4764 | 4765 | 4766 | 4767 | 4768 | 4769 | 4770 | 4771 | 4772 | 4773 | 4774 | 4775 | 4776 | 4777 | 4778 | 4779 | 4780 | 4781 | 4782 | 4783 | 4784 | 4785 | 4786 | 4787 | 4788 | 4789 | 4790 | 4791 | 4792 | 4793 | 4794 | 4795 | 4796 | 4797 | 4798 | 4799 | 4800 | 4801 | 4802 | 4803 | 4804 | 4805 | 4806 | 4807 | 4808 | 4809 | 4810 | 4811 | 4812 | 4813 | 4814 | 4815 | 4816 | 4817 | 4818 | 4819 | 4820 | 4821 | 4822 | 4823 | 4824 | 4825 | 4826 | 4827 | 4828 | 4829 | 4830 | 4831 | 4832 | 4833 | 4834 | 4835 | 4836 | 4837 | 4838 | 4839 | 4840 | 4841 | 4842 | 4843 | 4844 | 4845 | 4846 | 4847 | 4848 | 4849 | 4850 | 4851 | 4852 | 4853 | 4854 | 4855 | 4856 | 4857 | 4858 | 4859 | 4860 | 4861 | 4862 | 4863 | 4864 | 4865 | 4866 | 4867 | 4868 | 4869 | 4870 | 4871 | 4872 | 4873 | 4874 | 4875 | 4876 | 4877 | 4878 | 4879 | 4880 | 4881 | 4882 | 4883 | 4884 | 4885 | 4886 | 4887 | 4888 | 4889 | 4890 | 4891 | 4892 | 4893 | 4894 | 4895 | 4896 | 4897 | 4898 | 4899 | 4900 | 4901 | 4902 | 4903 | 4904 | 4905 | 4906 | 4907 | 4908 | 4909 | 4910 | 4911 | 4912 | 4913 | 4914 | 4915 | 4916 | 4917 | 4918 | 4919 | 4920 | 4921 | 4922 | 4923 | 4924 | 4925 | 4926 | 4927 | 4928 | 4929 | 4930 | 4931 | 4932 | 4933 | 4934 | 4935 | 4936 | 4937 | 4938 | 4939 | 4940 | 4941 | 4942 | 4943 | 4944 | 4945 | 4946 | 4947 | 4948 | 4949 | 4950 | 4951 | 4952 | 4953 | 4954 | 4955 | 4956 | 4957 | 4958 | 4959 | 4960 | 4961 | 4962 | 4963 | 4964 | 4965 | 4966 | 4967 | 4968 | 4969 | 4970 | 4971 | 4972 | 4973 | 4974 | 4975 | 4976 | 4977 | 4978 | 4979 | 4980 | 4981 | 4982 | 4983 | 4984 | 4985 | 4986 | 4987 | 4988 | 4989 | 4990 | 4991 | 4992 | 4993 | 4994 | 4995 | 4996 | 4997 | 4998 | 4999 | 5000 | 5001 | 5002 | 5003 | 5004 | 5005 | 5006 | 5007 | 5008 | 5009 | 5010 | 5011 | 5012 | 5013 | 5014 | 5015 | 5016 | 5017 | 5018 | 5019 | 5020 | 5021 | 5022 | 5023 | 5024 | 5025 | 5026 | 5027 | 5028 | 5029 | 5030 | 5031 | 5032 | 5033 | 5034 | 5035 | 5036 | 5037 | 5038 | 5039 | 5040 | 5041 | 5042 | 5043 | 5044 | 5045 | 5046 | 5047 | 5048 | 5049 | 5050 | 5051 | 5052 | 5053 | 5054 | 5055 | 5056 | 5057 | 5058 | 5059 | 5060 | 5061 | 5062 | 5063 | 5064 | 5065 | 5066 | 5067 | 5068 | 5069 | 5070 | 5071 | 5072 | 5073 | 5074 | 5075 | 5076 | 5077 | 5078 | 5079 | 5080 | 5081 | 5082 | 5083 | 5084 | 5085 | 5086 | 5087 | 5088 | 5089 | 5090 | 5091 | 5092 | 5093 | 5094 | 5095 | 5096 | 5097 | 5098 | 5099 | 5100 | 5101 | 5102 | 5103 | 5104 | 5105 | 5106 | 5107 | 5108 | 5109 | 5110 | 5111 | 5112 | 5113 | 5114 | 5115 | 5116 | 5117 | 5118 | 5119 | 5120 | 5121 | 5122 | 5123 | 5124 | 5125 | 5126 | 5127 | 5128 | 5129 | 5130 | 5131 | 5132 | 5133 | 5134 | 5135 | 5136 | 5137 | 5138 | 5139 | 5140 | 5141 | 5142 | 5143 | 5144 | 5145 | 5146 | 5147 | 5148 | 5149 | 5150 | 5151 | 5152 | 5153 | 5154 | 5155 | 5156 | 5157 | 5158 | 5159 | 5160 | 5161 | 5162 | 5163 | 5164 | 5165 | 5166 | 5167 | 5168 | 5169 | 5170 | 5171 | 5172 | 5173 | 5174 | 5175 | 5176 | 5177 | 5178 | 5179 | 5180 | 5181 | 5182 | 5183 | 5184 | 5185 | 5186 | 5187 | 5188 | 5189 | 5190 | 5191 | 5192 | 5193 | 5194 | 5195 | 5196 | 5197 | 5198 | 5199 | 5200 | 5201 | 5202 | 5203 | 5204 | 5205 | 5206 | 5207 | 5208 | 5209 | 5210 | 5211 | 5212 | 5213 | 5214 | 5215 | 5216 | 5217 | 5218 | 5219 | 5220 | 5221 | 5222 | 5223 | 5224 | 5225 | 5226 | 5227 | 5228 | 5229 | 5230 | 5231 | 5232 | 5233 | 5234 | 5235 | 5236 | 5237 | 5238 | 5239 | 5240 | 5241 | 5242 | 5243 | 5244 | 5245 | 5246 | 5247 | 5248 | 5249 | 5250 | 5251 | 5252 | 5253 | 5254 | 5255 | 5256 | 5257 | 5258 | 5259 | 5260 | 5261 | 5262 | 5263 | 5264 | 5265 | 5266 | 5267 | 5268 | 5269 | 5270 | 5271 | 5272 | 5273 | 5274 | 5275 | 5276 | 5277 | 5278 | 5279 | 5280 | 5281 | 5282 | 5283 | 5284 | 5285 | 5286 | 5287 | 5288 | 5289 | 5290 | 5291 | 5292 | 5293 | 5294 | 5295 | 5296 | 5297 | 5298 | 5299 | 5300 | 5301 | 5302 | 5303 | 5304 | 5305 | 5306 | 5307 | 5308 | 5309 | 5310 | 5311 | 5312 | 5313 | 5314 | 5315 | 5316 | 5317 | 5318 | 5319 | 5320 | 5321 | 5322 | 5323 | 5324 | 5325 | 5326 | 5327 | 5328 | 5329 | 5330 | 5331 | 5332 | 5333 | 5334 | 5335 | 5336 | 5337 | 5338 | 5339 | 5340 | 5341 | 5342 | 5343 | 5344 | 5345 | 5346 | 5347 | 5348 | 5349 | 5350 | 5351 | 5352 | 5353 | 5354 | 5355 | 5356 | 5357 | 5358 | 5359 | 5360 | 5361 | 5362 | 5363 | 5364 | 5365 | 5366 | 5367 | 5368 | 5369 | 5370 | 5371 | 5372 | 5373 | 5374 | 5375 | 5376 | 5377 | 5378 | 5379 | 5380 | 5381 | 5382 | 5383 | 5384 | 5385 | 5386 | 5387 | 5388 | 5389 | 5390 | 5391 | 5392 | 5393 | 5394 | 5395 | 5396 | 5397 | 5398 | 5399 | 5400 | 5401 | 5402 | 5403 | 5404 | 5405 | 5406 | 5407 | 5408 | 5409 | 5410 | 5411 | 5412 | 5413 | 5414 | 5415 | 5416 | 5417 | 5418 | 5419 | 5420 | 5421 | 5422 | 5423 | 5424 | 5425 | 5426 | 5427 | 5428 | 5429 | 5430 | 5431 | 5432 | 5433 | 5434 | 5435 | 5436 | 5437 | 5438 | 5439 | 5440 | 5441 | 5442 | 5443 | 5444 | 5445 | 5446 | 5447 | 5448 | 5449 | 5450 | 5451 | 5452 | 5453 | 5454 | 5455 | 5456 | 5457 | 5458 | 5459 | 5460 | 5461 | 5462 | 5463 | 5464 | 5465 | 5466 | 5467 | 5468 | 5469 | 5470 | 5471 | 5472 | 5473 | 5474 | 5475 | 5476 | 5477 | 5478 | 5479 | 5480 | 5481 | 5482 | 5483 | 5484 | 5485 | 5486 | 5487 | 5488 | 5489 | 5490 | 5491 | 5492 | 5493 | 5494 | 5495 | 5496 | 5497 | 5498 | 5499 | 5500 | 5501 | 5502 | 5503 | 5504 | 5505 | 5506 | 5507 | 5508 | 5509 | 5510 | 5511 | 5512 | 5513 | 5514 | 5515 | 5516 | 5517 | 5518 | 5519 | 5520 | 5521 | 5522 | 5523 | 5524 | 5525 | 5526 | 5527 | 5528 | 5529 | 5530 | 5531 | 5532 | 5533 | 5534 | 5535 | 5536 | 5537 | 5538 | 5539 | 5540 | 5541 | 5542 | 5543 | 5544 | 5545 | 5546 | 5547 | 5548 | 5549 | 5550 | 5551 | 5552 | 5553 | 5554 | 5555 | 5556 | 5557 | 5558 | 5559 | 5560 | 5561 | 5562 | 5563 | 5564 | 5565 | 5566 | 5567 | 5568 | 5569 | 5570 | 5571 | 5572 | 5573 | 5574 | 5575 | 5576 | 5577 | 5578 | 5579 | 5580 | 5581 | 5582 | 5583 | 5584 | 5585 | 5586 | 5587 | 5588 | 5589 | 5590 | 5591 | 5592 | 5593 | 5594 | 5595 | 5596 | 5597 | 5598 | 5599 | 5600 | 5601 | 5602 | 5603 | 5604 | 5605 | 5606 | 5607 | 5608 | 5609 | 5610 | 5611 | 5612 | 5613 | 5614 | 5615 | 5616 | 5617 | 5618 | 5619 | 5620 | 5621 | 5622 | 5623 | 5624 | 5625 | 5626 | 5627 | 5628 | 5629 | 5630 | 5631 | 5632 | 5633 | 5634 | 5635 | 5636 | 5637 | 5638 | 5639 | 5640 | 5641 | 5642 | 5643 | 5644 | 5645 | 5646 | 5647 | 5648 | 5649 | 5650 | 5651 | 5652 | 5653 | 5654 | 5655 | 5656 | 5657 | 5658 | 5659 | 5660 | 5661 | 5662 | 5663 | 5664 | 5665 | 5666 | 5667 | 5668 | 5669 | 5670 | 5671 | 5672 | 5673 | 5674 | 5675 | 5676 | 5677 | 5678 | 5679 | 5680 | 5681 | 5682 | 5683 | 5684 | 5685 | 5686 | 5687 | 5688 | 5689 | 5690 | 5691 | 5692 | 5693 | 5694 | 5695 | 5696 | 5697 | 5698 | 5699 | 5700 | 5701 | 5702 | 5703 | 5704 | 5705 | 5706 | 5707 | 5708 | 5709 | 5710 | 5711 | 5712 | 5713 | 5714 | 5715 | 5716 | 5717 | 5718 | 5719 | 5720 | 5721 | 5722 | 5723 | 5724 | 5725 | 5726 | 5727 | 5728 | 5729 | 5730 | 5731 | 5732 | 5733 | 5734 | 5735 | 5736 | 5737 | 5738 | 5739 | 5740 | 5741 | 5742 | 5743 | 5744 | 5745 | 5746 | 5747 | 5748 | 5749 | 5750 | 5751 | 5752 | 5753 | 5754 | 5755 | 5756 | 5757 | 5758 | 5759 | 5760 | 5761 | 5762 | 5763 | 5764 | 5765 | 5766 | 5767 | 5768 | 5769 | 5770 | 5771 | 5772 | 5773 | 5774 | 5775 | 5776 | 5777 | 5778 | 5779 | 5780 | 5781 | 5782 | 5783 | 5784 | 5785 | 5786 | 5787 | 5788 | 5789 | 5790 | 5791 | 5792 | 5793 | 5794 | 5795 | 5796 | 5797 | 5798 | 5799 | 5800 | 5801 | 5802 | 5803 | 5804 | 5805 | 5806 | 5807 | 5808 | 5809 | 5810 | 5811 | 5812 | 5813 | 5814 | 5815 | 5816 | 5817 | 5818 | 5819 | 5820 | 5821 | 5822 | 5823 | 5824 | 5825 | 5826 | 5827 | 5828 | 5829 | 5830 | 5831 | 5832 | 5833 | 5834 | 5835 | 5836 | 5837 | 5838 | 5839 | 5840 | 5841 | 5842 | 5843 | 5844 | 5845 | 5846 | 5847 | 5848 | 5849 | 5850 | 5851 | 5852 | 5853 | 5854 | 5855 | 5856 | 5857 | 5858 | 5859 | 5860 | 5861 | 5862 | 5863 | 5864 | 5865 | 5866 | 5867 | 5868 | 5869 | 5870 | 5871 | 5872 | 5873 | 5874 | 5875 | 5876 | 5877 | 5878 | 5879 | 5880 | 5881 | 5882 | 5883 | 5884 | 5885 | 5886 | 5887 | 5888 | 5889 | 5890 | 5891 | 5892 | 5893 | 5894 | 5895 | 5896 | 5897 | 5898 | 5899 | 5900 | 5901 | 5902 | 5903 | 5904 | 5905 | 5906 | 5907 | 5908 | 5909 | 5910 | 5911 | 5912 | 5913 | 5914 | 5915 | 5916 | 5917 | 5918 | 5919 | 5920 | 5921 | 5922 | 5923 | 5924 | 5925 | 5926 | 5927 | 5928 | 5929 | 5930 | 5931 | 5932 | 5933 | 5934 | 5935 | 5936 | 5937 | 5938 | 5939 | 5940 | 5941 | 5942 | 5943 | 5944 | 5945 | 5946 | 5947 | 5948 | 5949 | 5950 | 5951 | 5952 | 5953 | 5954 | 5955 | 5956 | 5957 | 5958 | 5959 | 5960 | 5961 | 5962 | 5963 | 5964 | 5965 | 5966 | 5967 | 5968 | 5969 | 5970 | 5971 | 5972 | 5973 | 5974 | 5975 | 5976 | 5977 | 5978 | 5979 | 5980 | 5981 | 5982 | 5983 | 5984 | 5985 | 5986 | 5987 | 5988 | 5989 | 5990 | 5991 | 5992 | 5993 | 5994 | 5995 | 5996 | 5997 | 5998 | 5999 | 6000 | 6001 | 6002 | 6003 | 6004 | 6005 | 6006 | 6007 | 6008 | 6009 | 6010 | 6011 | 6012 | 6013 | 6014 | 6015 | 6016 | 6017 | 6018 | 6019 | 6020 | 6021 | 6022 | 6023 | 6024 | 6025 | 6026 | 6027 | 6028 | 6029 | 6030 | 6031 | 6032 | 6033 | 6034 | 6035 | 6036 | 6037 | 6038 | 6039 | 6040 | 6041 | 6042 | 6043 | 6044 | 6045 | 6046 | 6047 | 6048 | 6049 | 6050 | 6051 | 6052 | 6053 | 6054 | 6055 | 6056 | 6057 | 6058 | 6059 | 6060 | 6061 | 6062 | 6063 | 6064 | 6065 | 6066 | 6067 | 6068 | 6069 | 6070 | 6071 | 6072 | 6073 | 6074 | 6075 | 6076 | 6077 | 6078 | 6079 | 6080 | 6081 | 6082 | 6083 | 6084 | 6085 | 6086 | 6087 | 6088 | 6089 | 6090 | 6091 | 6092 | 6093 | 6094 | 6095 | 6096 | 6097 | 6098 | 6099 | 6100 | 6101 | 6102 | 6103 | 6104 | 6105 | 6106 | 6107 | 6108 | 6109 | 6110 | 6111 | 6112 | 6113 | 6114 | 6115 | 6116 | 6117 | 6118 | 6119 | 6120 | 6121 | 6122 | 6123 | 6124 | 6125 | 6126 | 6127 | 6128 | 6129 | 6130 | 6131 | 6132 | 6133 | 6134 | 6135 | 6136 | 6137 | 6138 | 6139 | 6140 | 6141 | 6142 | 6143 | 6144 | 6145 | 6146 | 6147 | 6148 | 6149 | 6150 | 6151 | 6152 | 6153 | 6154 | 6155 | 6156 | 6157 | 6158 | 6159 | 6160 | 6161 | 6162 | 6163 | 6164 | 6165 | 6166 | 6167 | 6168 | 6169 | 6170 | 6171 | 6172 | 6173 | 6174 | 6175 | 6176 | 6177 | 6178 | 6179 | 6180 | 6181 | 6182 | 6183 | 6184 | 6185 | 6186 | 6187 | 6188 | 6189 | 6190 | 6191 | 6192 | 6193 | 6194 | 6195 | 6196 | 6197 | 6198 | 6199 | 6200 | 6201 | 6202 | 6203 | 6204 | 6205 | 6206 | 6207 | 6208 | 6209 | 6210 | 6211 | 6212 | 6213 | 6214 | 6215 | 6216 | 6217 | 6218 | 6219 | 6220 | 6221 | 6222 | 6223 | 6224 | 6225 | 6226 | 6227 | 6228 | 6229 | 6230 | 6231 | 6232 | 6233 | 6234 | 6235 | 6236 | 6237 | 6238 | 6239 | 6240 | 6241 | 6242 | 6243 | 6244 | 6245 | 6246 | 6247 | 6248 | 6249 | 6250 | 6251 | 6252 | 6253 | 6254 | 6255 | 6256 | 6257 | 6258 | 6259 | 6260 | 6261 | 6262 | 6263 | 6264 | 6265 | 6266 | 6267 | 6268 | 6269 | 6270 | 6271 | 6272 | 6273 | 6274 | 6275 | 6276 | 6277 | 6278 | 6279 | 6280 | 6281 | 6282 | 6283 | 6284 | 6285 | 6286 | 6287 | 6288 | 6289 | 6290 | 6291 | 6292 | 6293 | 6294 | 6295 | 6296 | 6297 | 6298 | 6299 | 6300 | 6301 | 6302 | 6303 | 6304 | 6305 | 6306 | 6307 | 6308 | 6309 | 6310 | 6311 | 6312 | 6313 | 6314 | 6315 | 6316 | 6317 | 6318 | 6319 | 6320 | 6321 | 6322 | 6323 | 6324 | 6325 | 6326 | 6327 | 6328 | 6329 | 6330 | 6331 | 6332 | 6333 | 6334 | 6335 | 6336 | 6337 | 6338 | 6339 | 6340 | 6341 | 6342 | 6343 | 6344 | 6345 | 6346 | 6347 | 6348 | 6349 | 6350 | 6351 | 6352 | 6353 | 6354 | 6355 | 6356 | 6357 | 6358 | 6359 | 6360 | 6361 | 6362 | 6363 | 6364 | 6365 | 6366 | 6367 | 6368 | 6369 | 6370 | 6371 | 6372 | 6373 | 6374 | 6375 | 6376 | 6377 | 6378 | 6379 | 6380 | 6381 | 6382 | 6383 | 6384 | 6385 | 6386 | 6387 | 6388 | 6389 | 6390 | 6391 | 6392 | 6393 | 6394 | 6395 | 6396 | 6397 | 6398 | 6399 | 6400 | 6401 | 6402 | 6403 | 6404 | 6405 | 6406 | 6407 | 6408 | 6409 | 6410 | 6411 | 6412 | 6413 | 6414 | 6415 | 6416 | 6417 | 6418 | 6419 | 6420 | 6421 | 6422 | 6423 | 6424 | 6425 | 6426 | 6427 | 6428 | 6429 | 6430 | 6431 | 6432 | 6433 | 6434 | 6435 | 6436 | 6437 | 6438 | 6439 | 6440 | 6441 | 6442 | 6443 | 6444 | 6445 | 6446 | 6447 | 6448 | 6449 | 6450 | 6451 | 6452 | 6453 | 6454 | 6455 | 6456 | 6457 | 6458 | 6459 | 6460 | 6461 | 6462 | 6463 | 6464 | 6465 | 6466 | 6467 | 6468 | 6469 | 6470 | 6471 | 6472 | 6473 | 6474 | 6475 | 6476 | 6477 | 6478 | 6479 | 6480 | 6481 | 6482 | 6483 | 6484 | 6485 | 6486 | 6487 | 6488 | 6489 | 6490 | 6491 | 6492 | 6493 | 6494 | 6495 | 6496 | 6497 | 6498 | 6499 | 6500 | 6501 | 6502 | 6503 | 6504 | 6505 | 6506 | 6507 | 6508 | 6509 | 6510 | 6511 | 6512 | 6513 | 6514 | 6515 | 6516 | 6517 | 6518 | 6519 | 6520 | 6521 | 6522 | 6523 | 6524 | 6525 | 6526 | 6527 | 6528 | 6529 | 6530 | 6531 | 6532 | 6533 | 6534 | 6535 | 6536 | 6537 | 6538 | 6539 | 6540 | 6541 | 6542 | 6543 | 6544 | 6545 | 6546 | 6547 | 6548 | 6549 | 6550 | 6551 | 6552 | 6553 | 6554 | 6555 | 6556 | 6557 | 6558 | 6559 | 6560 | 6561 | 6562 | 6563 | 6564 | 6565 | 6566 | 6567 | 6568 | 6569 | 6570 | 6571 | 6572 | 6573 | 6574 | 6575 | 6576 | 6577 | 6578 | 6579 | 6580 | 6581 | 6582 | 6583 | 6584 | 6585 | 6586 | 6587 | 6588 | 6589 | 6590 | 6591 | 6592 | 6593 | 6594 | 6595 | 6596 | 6597 | 6598 | 6599 | 6600 | 6601 | 6602 | 6603 | 6604 | 6605 | 6606 | 6607 | 6608 | 6609 | 6610 | 6611 | 6612 | 6613 | 6614 | 6615 | 6616 | 6617 | 6618 | 6619 | 6620 | 6621 | 6622 | 6623 | 6624 | 6625 | 6626 | 6627 | 6628 | 6629 | 6630 | 6631 | 6632 | 6633 | 6634 | 6635 | 6636 | 6637 | 6638 | 6639 | 6640 | 6641 | 6642 | 6643 | 6644 | 6645 | 6646 | 6647 | 6648 | 6649 | 6650 | 6651 | 6652 | 6653 | 6654 | 6655 | 6656 | 6657 | 6658 | 6659 | 6660 | 6661 | 6662 | 6663 | 6664 | 6665 | 6666 | 6667 | 6668 | 6669 | 6670 | 6671 | 6672 | 6673 | 6674 | 6675 | 6676 | 6677 | 6678 | 6679 | 6680 | 6681 | 6682 | 6683 | 6684 | 6685 | 6686 | 6687 | 6688 | 6689 | 6690 | 6691 | 6692 | 6693 | 6694 | 6695 | 6696 | 6697 | 6698 | 6699 | 6700 | 6701 | 6702 | 6703 | 6704 | 6705 | 6706 | 6707 | 6708 | 6709 | 6710 | 6711 | 6712 | 6713 | 6714 | 6715 | 6716 | 6717 | 6718 | 6719 | 6720 | 6721 | 6722 | 6723 | 6724 | 6725 | 6726 | 6727 | 6728 | 6729 | 6730 | 6731 | 6732 | 6733 | 6734 | 6735 | 6736 | 6737 | 6738 | 6739 | 6740 | 6741 | 6742 | 6743 | 6744 | 6745 | 6746 | 6747 | 6748 | 6749 | 6750 | 6751 | 6752 | 6753 | 6754 | 6755 | 6756 | 6757 | 6758 | 6759 | 6760 | 6761 | 6762 | 6763 | 6764 | 6765 | 6766 | 6767 | 6768 | 6769 | 6770 | 6771 | 6772 | 6773 | 6774 | 6775 | 6776 | 6777 | 6778 | 6779 | 6780 | 6781 | 6782 | 6783 | 6784 | 6785 | 6786 | 6787 | 6788 | 6789 | 6790 | 6791 | 6792 | 6793 | 6794 | 6795 | 6796 | 6797 | 6798 | 6799 | 6800 | 6801 | 6802 | 6803 | 6804 | 6805 | 6806 | 6807 | 6808 | 6809 | 6810 | 6811 | 6812 | 6813 | 6814 | 6815 | 6816 | 6817 | 6818 | 6819 | 6820 | 6821 | 6822 | 6823 | 6824 | 6825 | 6826 | 6827 | 6828 | 6829 | 6830 | 6831 | 6832 | 6833 | 6834 | 6835 | 6836 | 6837 | 6838 | 6839 | 6840 | 6841 | 6842 | 6843 | 6844 | 6845 | 6846 | 6847 | 6848 | 6849 | 6850 | 6851 | 6852 | 6853 | 6854 | 6855 | 6856 | 6857 | 6858 | 6859 | 6860 | 6861 | 6862 | 6863 | 6864 | 6865 | 6866 | 6867 | 6868 | 6869 | 6870 | 6871 | 6872 | 6873 | 6874 | 6875 | 6876 | 6877 | 6878 | 6879 | 6880 | 6881 | 6882 | 6883 | 6884 | 6885 | 6886 | 6887 | 6888 | 6889 | 6890 | 6891 | 6892 | 6893 | 6894 | 6895 | 6896 | 6897 | 6898 | 6899 | 6900 | 6901 | 6902 | 6903 | 6904 | 6905 | 6906 | 6907 | 6908 | 6909 | 6910 | 6911 | 6912 | 6913 | 6914 | 6915 | 6916 | 6917 | 6918 | 6919 | 6920 | 6921 | 6922 | 6923 | 6924 | 6925 | 6926 | 6927 | 6928 | 6929 | 6930 | 6931 | 6932 | 6933 | 6934 | 6935 | 6936 | 6937 | 6938 | 6939 | 6940 | 6941 | 6942 | 6943 | 6944 | 6945 | 6946 | 6947 | 6948 | 6949 | 6950 | 6951 | 6952 | 6953 | 6954 | 6955 | 6956 | 6957 | 6958 | 6959 | 6960 | 6961 | 6962 | 6963 | 6964 | 6965 | 6966 | 6967 | 6968 | 6969 | 6970 | 6971 | 6972 | 6973 | 6974 | 6975 | 6976 | 6977 | 6978 | 6979 | 6980 | 6981 | 6982 | 6983 | 6984 | 6985 | 6986 | 6987 | 6988 | 6989 | 6990 | 6991 | 6992 | 6993 | 6994 | 6995 | 6996 | 6997 | 6998 | 6999 | 7000 | 7001 | 7002 | 7003 | 7004 | 7005 | 7006 | 7007 | 7008 | 7009 | 7010 | 7011 | 7012 | 7013 | 7014 | 7015 | 7016 | 7017 | 7018 | 7019 | 7020 | 7021 | 7022 | 7023 | 7024 | 7025 | 7026 | 7027 | 7028 | 7029 | 7030 | 7031 | 7032 | 7033 | 7034 | 7035 | 7036 | 7037 | 7038 | 7039 | 7040 | 7041 | 7042 | 7043 | 7044 | 7045 | 7046 | 7047 | 7048 | 7049 | 7050 | 7051 | 7052 | 7053 | 7054 | 7055 | 7056 | 7057 | 7058 | 7059 | 7060 | 7061 | 7062 | 7063 | 7064 | 7065 | 7066 | 7067 | 7068 | 7069 | 7070 | 7071 | 7072 | 7073 | 7074 | 7075 | 7076 | 7077 | 7078 | 7079 | 7080 | 7081 | 7082 | 7083 | 7084 | 7085 | 7086 | 7087 | 7088 | 7089 | 7090 | 7091 | 7092 | 7093 | 7094 | 7095 | 7096 | 7097 | 7098 | 7099 | 7100 | 7101 | 7102 | 7103 | 7104 | 7105 | 7106 | 7107 | 7108 | 7109 | 7110 | 7111 | 7112 | 7113 | 7114 | 7115 | 7116 | 7117 | 7118 | 7119 | 7120 | 7121 | 7122 | 7123 | 7124 | 7125 | 7126 | 7127 | 7128 | 7129 | 7130 | 7131 | 7132 | 7133 | 7134 | 7135 | 7136 | 7137 | 7138 | 7139 | 7140 | 7141 | 7142 | 7143 | 7144 | 7145 | 7146 | 7147 | 7148 | 7149 | 7150 | 7151 | 7152 | 7153 | 7154 | 7155 | 7156 | 7157 | 7158 | 7159 | 7160 | 7161 | 7162 | 7163 | 7164 | 7165 | 7166 | 7167 | 7168 | 7169 | 7170 | 7171 | 7172 | 7173 | 7174 | 7175 | 7176 | 7177 | 7178 | 7179 | 7180 | 7181 | 7182 | 7183 | 7184 | 7185 | 7186 | 7187 | 7188 | 7189 | 7190 | 7191 | 7192 | 7193 | 7194 | 7195 | 7196 | 7197 | 7198 | 7199 | 7200 | 7201 | 7202 | 7203 | 7204 | 7205 | 7206 | 7207 | 7208 | 7209 | 7210 | 7211 | 7212 | 7213 | 7214 | 7215 | 7216 | 7217 | 7218 | 7219 | 7220 | 7221 | 7222 | 7223 | 7224 | 7225 | 7226 | 7227 | 7228 | 7229 | 7230 | 7231 | 7232 | 7233 | 7234 | 7235 | 7236 | 7237 | 7238 | 7239 | 7240 | 7241 | 7242 | 7243 | 7244 | 7245 | 7246 | 7247 | 7248 | 7249 | 7250 | 7251 | 7252 | 7253 | 7254 | 7255 | 7256 | 7257 | 7258 | 7259 | 7260 | 7261 | 7262 | 7263 | 7264 | 7265 | 7266 | 7267 | 7268 | 7269 | 7270 | 7271 | 7272 | 7273 | 7274 | 7275 | 7276 | 7277 | 7278 | 7279 | 7280 | 7281 | 7282 | 7283 | 7284 | 7285 | 7286 | 7287 | 7288 | 7289 | 7290 | 7291 | 7292 | 7293 | 7294 | 7295 | 7296 | 7297 | 7298 | 7299 | 7300 | 7301 | 7302 | 7303 | 7304 | 7305 | 7306 | 7307 | 7308 | 7309 | 7310 | 7311 | 7312 | 7313 | 7314 | 7315 | 7316 | 7317 | 7318 | 7319 | 7320 | 7321 | 7322 | 7323 | 7324 | 7325 | 7326 | 7327 | 7328 | 7329 | 7330 | 7331 | 7332 | 7333 | 7334 | 7335 | 7336 | 7337 | 7338 | 7339 | 7340 | 7341 | 7342 | 7343 | 7344 | 7345 | 7346 | 7347 | 7348 | 7349 | 7350 | 7351 | 7352 | 7353 | 7354 | 7355 | 7356 | 7357 | 7358 | 7359 | 7360 | 7361 | 7362 | 7363 | 7364 | 7365 | 7366 | 7367 | 7368 | 7369 | 7370 | 7371 | 7372 | 7373 | 7374 | 7375 | 7376 | 7377 | 7378 | 7379 | 7380 | 7381 | 7382 | 7383 | 7384 | 7385 | 7386 | 7387 | 7388 | 7389 | 7390 | 7391 | 7392 | 7393 | 7394 | 7395 | 7396 | 7397 | 7398 | 7399 | 7400 | 7401 | 7402 | 7403 | 7404 | 7405 | 7406 | 7407 | 7408 | 7409 | 7410 | 7411 | 7412 | 7413 | 7414 | 7415 | 7416 | 7417 | 7418 | 7419 | 7420 | 7421 | 7422 | 7423 | 7424 | 7425 | 7426 | 7427 | 7428 | 7429 | 7430 | 7431 | 7432 | 7433 | 7434 | 7435 | 7436 | 7437 | 7438 | 7439 | 7440 | 7441 | 7442 | 7443 | 7444 | 7445 | 7446 | 7447 | 7448 | 7449 | 7450 | 7451 | 7452 | 7453 | 7454 | 7455 | 7456 | 7457 | 7458 | 7459 | 7460 | 7461 | 7462 | 7463 | 7464 | 7465 | 7466 | 7467 | 7468 | 7469 | 7470 | 7471 | 7472 | 7473 | 7474 | 7475 | 7476 | 7477 | 7478 | 7479 | 7480 | 7481 | 7482 | 7483 | 7484 | 7485 | 7486 | 7487 | 7488 | 7489 | 7490 | 7491 | 7492 | 7493 | 7494 | 7495 | 7496 | 7497 | 7498 | 7499 | 7500 | 7501 | 7502 | 7503 | 7504 | 7505 | 7506 | 7507 | 7508 | 7509 | 7510 | 7511 | 7512 | 7513 | 7514 | 7515 | 7516 | 7517 | 7518 | 7519 | 7520 | 7521 | 7522 | 7523 | 7524 | 7525 | 7526 | 7527 | 7528 | 7529 | 7530 | 7531 | 7532 | 7533 | 7534 | 7535 | 7536 | 7537 | 7538 | 7539 | 7540 | 7541 | 7542 | 7543 | 7544 | 7545 | 7546 | 7547 | 7548 | 7549 | 7550 | 7551 | 7552 | 7553 | 7554 | 7555 | 7556 | 7557 | 7558 | 7559 | 7560 | 7561 | 7562 | 7563 | 7564 | 7565 | 7566 | 7567 | 7568 | 7569 | 7570 | 7571 | 7572 | 7573 | 7574 | 7575 | 7576 | 7577 | 7578 | 7579 | 7580 | 7581 | 7582 | 7583 | 7584 | 7585 | 7586 | 7587 | 7588 | 7589 | 7590 | 7591 | 7592 | 7593 | 7594 | 7595 | 7596 | 7597 | 7598 | 7599 | 7600 | 7601 | 7602 | 7603 | 7604 | 7605 | 7606 | 7607 | 7608 | 7609 | 7610 | 7611 | 7612 | 7613 | 7614 | 7615 | 7616 | 7617 | 7618 | 7619 | 7620 | 7621 | 7622 | 7623 | 7624 | 7625 | 7626 | 7627 | 7628 | 7629 | 7630 | 7631 | 7632 | 7633 | 7634 | 7635 | 7636 | 7637 | 7638 | 7639 | 7640 | 7641 | 7642 | 7643 | 7644 | 7645 | 7646 | 7647 | 7648 | 7649 | 7650 | 7651 | 7652 | 7653 | 7654 | 7655 | 7656 | 7657 | 7658 | 7659 | 7660 | 7661 | 7662 | 7663 | 7664 | 7665 | 7666 | 7667 | 7668 | 7669 | 7670 | 7671 | 7672 | 7673 | 7674 | 7675 | 7676 | 7677 | 7678 | 7679 | 7680 | 7681 | 7682 | 7683 | 7684 | 7685 | 7686 | 7687 | 7688 | 7689 | 7690 | 7691 | 7692 | 7693 | 7694 | 7695 | 7696 | 7697 | 7698 | 7699 | 7700 | 7701 | 7702 | 7703 | 7704 | 7705 | 7706 | 7707 | 7708 | 7709 | 7710 | 7711 | 7712 | 7713 | 7714 | 7715 | 7716 | 7717 | 7718 | 7719 | 7720 | 7721 | 7722 | 7723 | 7724 | 7725 | 7726 | 7727 | 7728 | 7729 | 7730 | 7731 | 7732 | 7733 | 7734 | 7735 | 7736 | 7737 | 7738 | 7739 | 7740 | 7741 | 7742 | 7743 | 7744 | 7745 | 7746 | 7747 | 7748 | 7749 | 7750 | 7751 | 7752 | 7753 | 7754 | 7755 | 7756 | 7757 | 7758 | 7759 | 7760 | 7761 | 7762 | 7763 | 7764 | 7765 | 7766 | 7767 | 7768 | 7769 | 7770 | 7771 | 7772 | 7773 | 7774 | 7775 | 7776 | 7777 | 7778 | 7779 | 7780 | 7781 | 7782 | 7783 | 7784 | 7785 | 7786 | 7787 | 7788 | 7789 | 7790 | 7791 | 7792 | 7793 | 7794 | 7795 | 7796 | 7797 | 7798 | 7799 | 7800 | 7801 | 7802 | 7803 | 7804 | 7805 | 7806 | 7807 | 7808 | 7809 | 7810 | 7811 | 7812 | 7813 | 7814 | 7815 | 7816 | 7817 | 7818 | 7819 | 7820 | 7821 | 7822 | 7823 | 7824 | 7825 | 7826 | 7827 | 7828 | 7829 | 7830 | 7831 | 7832 | 7833 | 7834 | 7835 | 7836 | 7837 | 7838 | 7839 | 7840 | 7841 | 7842 | 7843 | 7844 | 7845 | 7846 | 7847 | 7848 | 7849 | 7850 | 7851 | 7852 | 7853 | 7854 | 7855 | 7856 | 7857 | 7858 | 7859 | 7860 | 7861 | 7862 | 7863 | 7864 | 7865 | 7866 | 7867 | 7868 | 7869 | 7870 | 7871 | 7872 | 7873 | 7874 | 7875 | 7876 | 7877 | 7878 | 7879 | 7880 | 7881 | 7882 | 7883 | 7884 | 7885 | 7886 | 7887 | 7888 | 7889 | 7890 | 7891 | 7892 | 7893 | 7894 | 7895 | 7896 | 7897 | 7898 | 7899 | 7900 | 7901 | 7902 | 7903 | 7904 | 7905 | 7906 | 7907 | 7908 | 7909 | 7910 | 7911 | 7912 | 7913 | 7914 | 7915 | 7916 | 7917 | 7918 | 7919 | 7920 | 7921 | 7922 | 7923 | 7924 | 7925 | 7926 | 7927 | 7928 | 7929 | 7930 | 7931 | 7932 | 7933 | 7934 | 7935 | 7936 | 7937 | 7938 | 7939 | 7940 | 7941 | 7942 | 7943 | 7944 | 7945 | 7946 | 7947 | 7948 | 7949 | 7950 | 7951 | 7952 | 7953 | 7954 | 7955 | 7956 | 7957 | 7958 | 7959 | 7960 | 7961 | 7962 | 7963 | 7964 | 7965 | 7966 | 7967 | 7968 | 7969 | 7970 | 7971 | 7972 | 7973 | 7974 | 7975 | 7976 | 7977 | 7978 | 7979 | 7980 | 7981 | 7982 | 7983 | 7984 | 7985 | 7986 | 7987 | 7988 | 7989 | 7990 | 7991 | 7992 | 7993 | 7994 | 7995 | 7996 | 7997 | 7998 | 7999 | 8000 | 8001 | 8002 | 8003 | 8004 | 8005 | 8006 | 8007 | 8008 | 8009 | 8010 | 8011 | 8012 | 8013 | 8014 | 8015 | 8016 | 8017 | 8018 | 8019 | 8020 | 8021 | 8022 | 8023 | 8024 | 8025 | 8026 | 8027 | 8028 | 8029 | 8030 | 8031 | 8032 | 8033 | 8034 | 8035 | 8036 | 8037 | 8038 | 8039 | 8040 | 8041 | 8042 | 8043 | 8044 | 8045 | 8046 | 8047 | 8048 | 8049 | 8050 | 8051 | 8052 | 8053 | 8054 | 8055 | 8056 | 8057 | 8058 | 8059 | 8060 | 8061 | 8062 | 8063 | 8064 | 8065 | 8066 | 8067 | 8068 | 8069 | 8070 | 8071 | 8072 | 8073 | 8074 | 8075 | 8076 | 8077 | 8078 | 8079 | 8080 | 8081 | 8082 | 8083 | 8084 | 8085 | 8086 | 8087 | 8088 | 8089 | 8090 | 8091 | 8092 | 8093 | 8094 | 8095 | 8096 | 8097 | 8098 | 8099 | 8100 | 8101 | 8102 | 8103 | 8104 | 8105 | 8106 | 8107 | 8108 | 8109 | 8110 | 8111 | 8112 | 8113 | 8114 | 8115 | 8116 | 8117 | 8118 | 8119 | 8120 | 8121 | 8122 | 8123 | 8124 | 8125 | 8126 | 8127 | 8128 | 8129 | 8130 | 8131 | 8132 | 8133 | 8134 | 8135 | 8136 | 8137 | 8138 | 8139 | 8140 | 8141 | 8142 | 8143 | 8144 | 8145 | 8146 | 8147 | 8148 | 8149 | 8150 | 8151 | 8152 | 8153 | 8154 | 8155 | 8156 | 8157 | 8158 | 8159 | 8160 | 8161 | 8162 | 8163 | 8164 | 8165 | 8166 | 8167 | 8168 | 8169 | 8170 | 8171 | 8172 | 8173 | 8174 | 8175 | 8176 | 8177 | 8178 | 8179 | 8180 | 8181 | 8182 | 8183 | 8184 | 8185 | 8186 | 8187 | 8188 | 8189 | 8190 | 8191 | 8192 | 8193 | 8194 | 8195 | 8196 | 8197 | 8198 | 8199 | 8200 | 8201 | 8202 | 8203 | 8204 | 8205 | 8206 | 8207 | 8208 | 8209 | 8210 | 8211 | 8212 | 8213 | 8214 | 8215 | 8216 | 8217 | 8218 | 8219 | 8220 | 8221 | 8222 | 8223 | 8224 | 8225 | 8226 | 8227 | 8228 | 8229 | 8230 | 8231 | 8232 | 8233 | 8234 | 8235 | 8236 | 8237 | 8238 | 8239 | 8240 | 8241 | 8242 | 8243 | 8244 | 8245 | 8246 | 8247 | 8248 | 8249 | 8250 | 8251 | 8252 | 8253 | 8254 | 8255 | 8256 | 8257 | 8258 | 8259 | 8260 | 8261 | 8262 | 8263 | 8264 | 8265 | 8266 | 8267 | 8268 | 8269 | 8270 | 8271 | 8272 | 8273 | 8274 | 8275 | 8276 | 8277 | 8278 | 8279 | 8280 | 8281 | 8282 | 8283 | 8284 | 8285 | 8286 | 8287 | 8288 | 8289 | 8290 | 8291 | 8292 | 8293 | 8294 | 8295 | 8296 | 8297 | 8298 | 8299 | 8300 | 8301 | 8302 | 8303 | 8304 | 8305 | 8306 | 8307 | 8308 | 8309 | 8310 | 8311 | 8312 | 8313 | 8314 | 8315 | 8316 | 8317 | 8318 | 8319 | 8320 | 8321 | 8322 | 8323 | 8324 | 8325 | 8326 | 8327 | 8328 | 8329 | 8330 | 8331 | 8332 | 8333 | 8334 | 8335 | 8336 | 8337 | 8338 | 8339 | 8340 | 8341 | 8342 | 8343 | 8344 | 8345 | 8346 | 8347 | 8348 | 8349 | 8350 | 8351 | 8352 | 8353 | 8354 | 8355 | 8356 | 8357 | 8358 | 8359 | 8360 | 8361 | 8362 | 8363 | 8364 | 8365 | 8366 | 8367 | 8368 | 8369 | 8370 | 8371 | 8372 | 8373 | 8374 | 8375 | 8376 | 8377 | 8378 | 8379 | 8380 | 8381 | 8382 | 8383 | 8384 | 8385 | 8386 | 8387 | 8388 | 8389 | 8390 | 8391 | 8392 | 8393 | 8394 | 8395 | 8396 | 8397 | 8398 | 8399 | 8400 | 8401 | 8402 | 8403 | 8404 | 8405 | 8406 | 8407 | 8408 | 8409 | 8410 | 8411 | 8412 | 8413 | 8414 | 8415 | 8416 | 8417 | 8418 | 8419 | 8420 | 8421 | 8422 | 8423 | 8424 | 8425 | 8426 | 8427 | 8428 | 8429 | 8430 | 8431 | 8432 | 8433 | 8434 | 8435 | 8436 | 8437 | 8438 | 8439 | 8440 | 8441 | 8442 | 8443 | 8444 | 8445 | 8446 | 8447 | 8448 | 8449 | 8450 | 8451 | 8452 | 8453 | 8454 | 8455 | 8456 | 8457 | 8458 | 8459 | 8460 | 8461 | 8462 | 8463 | 8464 | 8465 | 8466 | 8467 | 8468 | 8469 | 8470 | 8471 | 8472 | 8473 | 8474 | 8475 | 8476 | 8477 | 8478 | 8479 | 8480 | 8481 | 8482 | 8483 | 8484 | 8485 | 8486 | 8487 | 8488 | 8489 | 8490 | 8491 | 8492 | 8493 | 8494 | 8495 | 8496 | 8497 | 8498 | 8499 | 8500 | 8501 | 8502 | 8503 | 8504 | 8505 | 8506 | 8507 | 8508 | 8509 | 8510 | 8511 | 8512 | 8513 | 8514 | 8515 | 8516 | 8517 | 8518 | 8519 | 8520 | 8521 | 8522 | 8523 | 8524 | 8525 | 8526 | 8527 | 8528 | 8529 | 8530 | 8531 | 8532 | 8533 | 8534 | 8535 | 8536 | 8537 | 8538 | 8539 | 8540 | 8541 | 8542 | 8543 | 8544 | 8545 | 8546 | 8547 | 8548 | 8549 | 8550 | 8551 | 8552 | 8553 | 8554 | 8555 | 8556 | 8557 | 8558 | 8559 | 8560 | 8561 | 8562 | 8563 | 8564 | 8565 | 8566 | 8567 | 8568 | 8569 | 8570 | 8571 | 8572 | 8573 | 8574 | 8575 | 8576 | 8577 | 8578 | 8579 | 8580 | 8581 | 8582 | 8583 | 8584 | 8585 | 8586 | 8587 | 8588 | 8589 | 8590 | 8591 | 8592 | 8593 | 8594 | 8595 | 8596 | 8597 | 8598 | 8599 | 8600 | 8601 | 8602 | 8603 | 8604 | 8605 | 8606 | 8607 | 8608 | 8609 | 8610 | 8611 | 8612 | 8613 | 8614 | 8615 | 8616 | 8617 | 8618 | 8619 | 8620 | 8621 | 8622 | 8623 | 8624 | 8625 | 8626 | 8627 | 8628 | 8629 | 8630 | 8631 | 8632 | 8633 | 8634 | 8635 | 8636 | 8637 | 8638 | 8639 | 8640 | 8641 | 8642 | 8643 | 8644 | 8645 | 8646 | 8647 | 8648 | 8649 | 8650 | 8651 | 8652 | 8653 | 8654 | 8655 | 8656 | 8657 | 8658 | 8659 | 8660 | 8661 | 8662 | 8663 | 8664 | 8665 | 8666 | 8667 | 8668 | 8669 | 8670 | 8671 | 8672 | 8673 | 8674 | 8675 | 8676 | 8677 | 8678 | 8679 | 8680 | 8681 | 8682 | 8683 | 8684 | 8685 | 8686 | 8687 | 8688 | 8689 | 8690 | 8691 | 8692 | 8693 | 8694 | 8695 | 8696 | 8697 | 8698 | 8699 | 8700 | 8701 | 8702 | 8703 | 8704 | 8705 | 8706 | 8707 | 8708 | 8709 | 8710 | 8711 | 8712 | 8713 | 8714 | 8715 | 8716 | 8717 | 8718 | 8719 | 8720 | 8721 | 8722 | 8723 | 8724 | 8725 | 8726 | 8727 | 8728 | 8729 | 8730 | 8731 | 8732 | 8733 | 8734 | 8735 | 8736 | 8737 | 8738 | 8739 | 8740 | 8741 | 8742 | 8743 | 8744 | 8745 | 8746 | 8747 | 8748 | 8749 | 8750 | 8751 | 8752 | 8753 | 8754 | 8755 | 8756 | 8757 | 8758 | 8759 | 8760 | 8761 | 8762 | 8763 | 8764 | 8765 | 8766 | 8767 | 8768 | 8769 | 8770 | 8771 | 8772 | 8773 | 8774 | 8775 | 8776 | 8777 | 8778 | 8779 | 8780 | 8781 | 8782 | 8783 | 8784 | 8785 | 8786 | 8787 | 8788 | 8789 | 8790 | 8791 | 8792 | 8793 | 8794 | 8795 | 8796 | 8797 | 8798 | 8799 | 8800 | 8801 | 8802 | 8803 | 8804 | 8805 | 8806 | 8807 | 8808 | 8809 | 8810 | 8811 | 8812 | 8813 | 8814 | 8815 | 8816 | 8817 | 8818 | 8819 | 8820 | 8821 | 8822 | 8823 | 8824 | 8825 | 8826 | 8827 | 8828 | 8829 | 8830 | 8831 | 8832 | 8833 | 8834 | 8835 | 8836 | 8837 | 8838 | 8839 | 8840 | 8841 | 8842 | 8843 | 8844 | 8845 | 8846 | 8847 | 8848 | 8849 | 8850 | 8851 | 8852 | 8853 | 8854 | 8855 | 8856 | 8857 | 8858 | 8859 | 8860 | 8861 | 8862 | 8863 | 8864 | 8865 | 8866 | 8867 | 8868 | 8869 | 8870 | 8871 | 8872 | 8873 | 8874 | 8875 | 8876 | 8877 | 8878 | 8879 | 8880 | 8881 | 8882 | 8883 | 8884 | 8885 | 8886 | 8887 | 8888 | 8889 | 8890 | 8891 | 8892 | 8893 | 8894 | 8895 | 8896 | 8897 | 8898 | 8899 | 8900 | 8901 | 8902 | 8903 | 8904 | 8905 | 8906 | 8907 | 8908 | 8909 | 8910 | 8911 | 8912 | 8913 | 8914 | 8915 | 8916 | 8917 | 8918 | 8919 | 8920 | 8921 | 8922 | 8923 | 8924 | 8925 | 8926 | 8927 | 8928 | 8929 | 8930 | 8931 | 8932 | 8933 | 8934 | 8935 | 8936 | 8937 | 8938 | 8939 | 8940 | 8941 | 8942 | 8943 | 8944 | 8945 | 8946 | 8947 | 8948 | 8949 | 8950 | 8951 | 8952 | 8953 | 8954 | 8955 | 8956 | 8957 | 8958 | 8959 | 8960 | 8961 | 8962 | 8963 | 8964 | 8965 | 8966 | 8967 | 8968 | 8969 | 8970 | 8971 | 8972 | 8973 | 8974 | 8975 | 8976 | 8977 | 8978 | 8979 | 8980 | 8981 | 8982 | 8983 | 8984 | 8985 | 8986 | 8987 | 8988 | 8989 | 8990 | 8991 | 8992 | 8993 | 8994 | 8995 | 8996 | 8997 | 8998 | 8999 | 9000 | 9001 | 9002 | 9003 | 9004 | 9005 | 9006 | 9007 | 9008 | 9009 | 9010 | 9011 | 9012 | 9013 | 9014 | 9015 | 9016 | 9017 | 9018 | 9019 | 9020 | 9021 | 9022 | 9023 | 9024 | 9025 | 9026 | 9027 | 9028 | 9029 | 9030 | 9031 | 9032 | 9033 | 9034 | 9035 | 9036 | 9037 | 9038 | 9039 | 9040 | 9041 | 9042 | 9043 | 9044 | 9045 | 9046 | 9047 | 9048 | 9049 | 9050 | 9051 | 9052 | 9053 | 9054 | 9055 | 9056 | 9057 | 9058 | 9059 | 9060 | 9061 | 9062 | 9063 | 9064 | 9065 | 9066 | 9067 | 9068 | 9069 | 9070 | 9071 | 9072 | 9073 | 9074 | 9075 | 9076 | 9077 | 9078 | 9079 | 9080 | 9081 | 9082 | 9083 | 9084 | 9085 | 9086 | 9087 | 9088 | 9089 | 9090 | 9091 | 9092 | 9093 | 9094 | 9095 | 9096 | 9097 | 9098 | 9099 | 9100 | 9101 | 9102 | 9103 | 9104 | 9105 | 9106 | 9107 | 9108 | 9109 | 9110 | 9111 | 9112 | 9113 | 9114 | 9115 | 9116 | 9117 | 9118 | 9119 | 9120 | 9121 | 9122 | 9123 | 9124 | 9125 | 9126 | 9127 | 9128 | 9129 | 9130 | 9131 | 9132 | 9133 | 9134 | 9135 | 9136 | 9137 | 9138 | 9139 | 9140 | 9141 | 9142 | 9143 | 9144 | 9145 | 9146 | 9147 | 9148 | 9149 | 9150 | 9151 | 9152 | 9153 | 9154 | 9155 | 9156 | 9157 | 9158 | 9159 | 9160 | 9161 | 9162 | 9163 | 9164 | 9165 | 9166 | 9167 | 9168 | 9169 | 9170 | 9171 | 9172 | 9173 | 9174 | 9175 | 9176 | 9177 | 9178 | 9179 | 9180 | 9181 | 9182 | 9183 | 9184 | 9185 | 9186 | 9187 | 9188 | 9189 | 9190 | 9191 | 9192 | 9193 | 9194 | 9195 | 9196 | 9197 | 9198 | 9199 | 9200 | 9201 | 9202 | 9203 | 9204 | 9205 | 9206 | 9207 | 9208 | 9209 | 9210 | 9211 | 9212 | 9213 | 9214 | 9215 | 9216 | 9217 | 9218 | 9219 | 9220 | 9221 | 9222 | 9223 | 9224 | 9225 | 9226 | 9227 | 9228 | 9229 | 9230 | 9231 | 9232 | 9233 | 9234 | 9235 | 9236 | 9237 | 9238 | 9239 | 9240 | 9241 | 9242 | 9243 | 9244 | 9245 | 9246 | 9247 | 9248 | 9249 | 9250 | 9251 | 9252 | 9253 | 9254 | 9255 | 9256 | 9257 | 9258 | 9259 | 9260 | 9261 | 9262 | 9263 | 9264 | 9265 | 9266 | 9267 | 9268 | 9269 | 9270 | 9271 | 9272 | 9273 | 9274 | 9275 | 9276 | 9277 | 9278 | 9279 | 9280 | 9281 | 9282 | 9283 | 9284 | 9285 | 9286 | 9287 | 9288 | 9289 | 9290 | 9291 | 9292 | 9293 | 9294 | 9295 | 9296 | 9297 | 9298 | 9299 | 9300 | 9301 | 9302 | 9303 | 9304 | 9305 | 9306 | 9307 | 9308 | 9309 | 9310 | 9311 | 9312 | 9313 | 9314 | 9315 | 9316 | 9317 | 9318 | 9319 | 9320 | 9321 | 9322 | 9323 | 9324 | 9325 | 9326 | 9327 | 9328 | 9329 | 9330 | 9331 | 9332 | 9333 | 9334 | 9335 | 9336 | 9337 | 9338 | 9339 | 9340 | 9341 | 9342 | 9343 | 9344 | 9345 | 9346 | 9347 | 9348 | 9349 | 9350 | 9351 | 9352 | 9353 | 9354 | 9355 | 9356 | 9357 | 9358 | 9359 | 9360 | 9361 | 9362 | 9363 | 9364 | 9365 | 9366 | 9367 | 9368 | 9369 | 9370 | 9371 | 9372 | 9373 | 9374 | 9375 | 9376 | 9377 | 9378 | 9379 | 9380 | 9381 | 9382 | 9383 | 9384 | 9385 | 9386 | 9387 | 9388 | 9389 | 9390 | 9391 | 9392 | 9393 | 9394 | 9395 | 9396 | 9397 | 9398 | 9399 | 9400 | 9401 | 9402 | 9403 | 9404 | 9405 | 9406 | 9407 | 9408 | 9409 | 9410 | 9411 | 9412 | 9413 | 9414 | 9415 | 9416 | 9417 | 9418 | 9419 | 9420 | 9421 | 9422 | 9423 | 9424 | 9425 | 9426 | 9427 | 9428 | 9429 | 9430 | 9431 | 9432 | 9433 | 9434 | 9435 | 9436 | 9437 | 9438 | 9439 | 9440 | 9441 | 9442 | 9443 | 9444 | 9445 | 9446 | 9447 | 9448 | 9449 | 9450 | 9451 | 9452 | 9453 | 9454 | 9455 | 9456 | 9457 | 9458 | 9459 | 9460 | 9461 | 9462 | 9463 | 9464 | 9465 | 9466 | 9467 | 9468 | 9469 | 9470 | 9471 | 9472 | 9473 | 9474 | 9475 | 9476 | 9477 | 9478 | 9479 | 9480 | 9481 | 9482 | 9483 | 9484 | 9485 | 9486 | 9487 | 9488 | 9489 | 9490 | 9491 | 9492 | 9493 | 9494 | 9495 | 9496 | 9497 | 9498 | 9499 | 9500 | 9501 | 9502 | 9503 | 9504 | 9505 | 9506 | 9507 | 9508 | 9509 | 9510 | 9511 | 9512 | 9513 | 9514 | 9515 | 9516 | 9517 | 9518 | 9519 | 9520 | 9521 | 9522 | 9523 | 9524 | 9525 | 9526 | 9527 | 9528 | 9529 | 9530 | 9531 | 9532 | 9533 | 9534 | 9535 | 9536 | 9537 | 9538 | 9539 | 9540 | 9541 | 9542 | 9543 | 9544 | 9545 | 9546 | 9547 | 9548 | 9549 | 9550 | 9551 | 9552 | 9553 | 9554 | 9555 | 9556 | 9557 | 9558 | 9559 | 9560 | 9561 | 9562 | 9563 | 9564 | 9565 | 9566 | 9567 | 9568 | 9569 | 9570 | 9571 | 9572 | 9573 | 9574 | 9575 | 9576 | 9577 | 9578 | 9579 | 9580 | 9581 | 9582 | 9583 | 9584 | 9585 | 9586 | 9587 | 9588 | 9589 | 9590 | 9591 | 9592 | 9593 | 9594 | 9595 | 9596 | 9597 | 9598 | 9599 | 9600 | 9601 | 9602 | 9603 | 9604 | 9605 | 9606 | 9607 | 9608 | 9609 | 9610 | 9611 | 9612 | 9613 | 9614 | 9615 | 9616 | 9617 | 9618 | 9619 | 9620 | 9621 | 9622 | 9623 | 9624 | 9625 | 9626 | 9627 | 9628 | 9629 | 9630 | 9631 | 9632 | 9633 | 9634 | 9635 | 9636 | 9637 | 9638 | 9639 | 9640 | 9641 | 9642 | 9643 | 9644 | 9645 | 9646 | 9647 | 9648 | 9649 | 9650 | 9651 | 9652 | 9653 | 9654 | 9655 | 9656 | 9657 | 9658 | 9659 | 9660 | 9661 | 9662 | 9663 | 9664 | 9665 | 9666 | 9667 | 9668 | 9669 | 9670 | 9671 | 9672 | 9673 | 9674 | 9675 | 9676 | 9677 | 9678 | 9679 | 9680 | 9681 | 9682 | 9683 | 9684 | 9685 | 9686 | 9687 | 9688 | 9689 | 9690 | 9691 | 9692 | 9693 | 9694 | 9695 | 9696 | 9697 | 9698 | 9699 | 9700 | 9701 | 9702 | 9703 | 9704 | 9705 | 9706 | 9707 | 9708 | 9709 | 9710 | 9711 | 9712 | 9713 | 9714 | 9715 | 9716 | 9717 | 9718 | 9719 | 9720 | 9721 | 9722 | 9723 | 9724 | 9725 | 9726 | 9727 | 9728 | 9729 | 9730 | 9731 | 9732 | 9733 | 9734 | 9735 | 9736 | 9737 | 9738 | 9739 | 9740 | 9741 | 9742 | 9743 | 9744 | 9745 | 9746 | 9747 | 9748 | 9749 | 9750 | 9751 | 9752 | 9753 | 9754 | 9755 | 9756 | 9757 | 9758 | 9759 | 9760 | 9761 | 9762 | 9763 | 9764 | 9765 | 9766 | 9767 | 9768 | 9769 | 9770 | 9771 | 9772 | 9773 | 9774 | 9775 | 9776 | 9777 | 9778 | 9779 | 9780 | 9781 | 9782 | 9783 | 9784 | 9785 | 9786 | 9787 | 9788 | 9789 | 9790 | 9791 | 9792 | 9793 | 9794 | 9795 | 9796 | 9797 | 9798 | 9799 | 9800 | 9801 | 9802 | 9803 | 9804 | 9805 | 9806 | 9807 | 9808 | 9809 | 9810 | 9811 | 9812 | 9813 | 9814 | 9815 | 9816 | 9817 | 9818 | 9819 | 9820 | 9821 | 9822 | 9823 | 9824 | 9825 | 9826 | 9827 | 9828 | 9829 | 9830 | 9831 | 9832 | 9833 | 9834 | 9835 | 9836 | 9837 | 9838 | 9839 | 9840 | 9841 | 9842 | 9843 | 9844 | 9845 | 9846 | 9847 | 9848 | 9849 | 9850 | 9851 | 9852 | 9853 | 9854 | 9855 | 9856 | 9857 | 9858 | 9859 | 9860 | 9861 | 9862 | 9863 | 9864 | 9865 | 9866 | 9867 | 9868 | 9869 | 9870 | 9871 | 9872 | 9873 | 9874 | 9875 | 9876 | 9877 | 9878 | 9879 | 9880 | 9881 | 9882 | 9883 | 9884 | 9885 | 9886 | 9887 | 9888 | 9889 | 9890 | 9891 | 9892 | 9893 | 9894 | 9895 | 9896 | 9897 | 9898 | 9899 | 9900 | 9901 | 9902 | 9903 | 9904 | 9905 | 9906 | 9907 | 9908 | 9909 | 9910 | 9911 | 9912 | 9913 | 9914 | 9915 | 9916 | 9917 | 9918 | 9919 | 9920 | 9921 | 9922 | 9923 | 9924 | 9925 | 9926 | 9927 | 9928 | 9929 | 9930 | 9931 | 9932 | 9933 | 9934 | 9935 | 9936 | 9937 | 9938 | 9939 | 9940 | 9941 | 9942 | 9943 | 9944 | 9945 | 9946 | 9947 | 9948 | 9949 | 9950 | 9951 | 9952 | 9953 | 9954 | 9955 | 9956 | 9957 | 9958 | 9959 | 9960 | 9961 | 9962 | 9963 | 9964 | 9965 | 9966 | 9967 | 9968 | 9969 | 9970 | 9971 | 9972 | 9973 | 9974 | 9975 | 9976 | 9977 | 9978 | 9979 | 9980 | 9981 | 9982 | 9983 | 9984 | 9985 | 9986 | 9987 | 9988 | 9989 | 9990 | 9991 | 9992 | 9993 | 9994 | 9995 | 9996 | 9997 | 9998 | 9999 | 10000
Scenario type |  | step | NaN | NaN | - | This is the output that the code uses to determine convergence
Floor area | A_floor | constant | 55.0564 |  | m2 | Area of space being modelled | A_floor | 55.0564 | 55.0564 | 55.0564 | 55.0564 | 55.0564 | 55.0564 | 55.0564 | 55.0564 | 55.0564 | 55.0564 | 55.0564 | 55.0564 | 55.0564 | 55.0564 | 55.0564 | 55.0564 | 55.0564 | 55.0564 | 55.0564 | 55.0564 | 55.0564 | 55.0564 | 55.0564 | 55.0564 | 55.0564 | 55.0564 | 55.0564 | 55.0564 | 55.0564 | 55.0564 | 55.0564 | 55.0564 | 55.0564 | 55.0564 | 55.0564 | 55.0564 | 55.0564 | 55.0564 | 55.0564 | 55.0564 | 55.0564 | 55.0564 | 55.0564 | 55.0564 | 55.0564 | 55.0564 | 55.0564 | 55.0564 | 55.0564 | 55.0564 | 55.0564 | 55.0564 | 55.0564 | 55.0564 | 55.0564 | 55.0564 | 55.0564 | 55.0564 | 55.0564 | 55.0564 | 55.0564 | 55.0564 | 55.0564 | 55.0564 | 55.0564 | 55.0564 | 55.0564 | 55.0564 | 55.0564 | 55.0564 | 55.0564 | 55.0564 | 55.0564 | 55.0564 | 55.0564 | 55.0564 | 55.0564 | 55.0564 | 55.0564 | 55.0564 | 55.0564 | 55.0564 | 55.0564 | 55.0564 | 55.0564 | 55.0564 | 55.0564 | 55.0564 | 55.0564 | 55.0564 | 55.0564 | 55.0564 | 55.0564 | 55.0564 | 55.0564 | 55.0564 | 55.0564 | 55.0564 | 55.0564 | 55.0564 | 55.0564 | 55.0564 | 55.0564 | 55.0564 | 55.0564 | 55.0564 | 55.0564 | 55.0564 | 55.0564 | 55.0564 | 55.0564 | 55.0564 | 55.0564 | 55.0564 | 55.0564 | 55.0564 | 55.0564 | 55.0564 | 55.0564 | 55.0564 | 55.0564 | 55.0564 | 55.0564 | 55.0564 | 55.0564 | 55.0564 | 55.0564 | 55.0564 | 55.0564 | 55.0564 | 55.0564 | 55.0564 | 55.0564 | 55.0564 | 55.0564 | 55.0564 | 55.0564 | 55.0564 | 55.0564 | 55.0564 | 55.0564 | 55.0564 | 55.0564 | 55.0564 | 55.0564 | 55.0564 | 55.0564 | 55.0564 | 55.0564 | 55.0564 | 55.0564 | 55.0564 | 55.0564 | 55.0564 | 55.0564 | 55.0564 | 55.0564 | 55.0564 | 55.0564 | 55.0564 | 55.0564 | 55.0564 | 55.0564 | 55.0564 | 55.0564 | 55.0564 | 55.0564 | 55.0564 | 55.0564 | 55.0564 | 55.0564 | 55.0564 | 55.0564 | 55.0564 | 55.0564 | 55.0564 | 55.0564 | 55.0564 | 55.0564 | 55.0564 | 55.0564 | 55.0564 | 55.0564 | 55.0564 | 55.0564 | 55.0564 | 55.0564 | 55.0564 | 55.0564 | 55.0564 | 55.0564 | 55.0564 | 55.0564 | 55.0564 | 55.0564 | 55.0564 | 55.0564 | 55.0564 | 55.0564 | 55.0564 | 55.0564 | 55.0564 | 55.0564 | 55.0564 | 55.0564 | 55.0564 | 55.0564 | 55.0564 | 55.0564 | 55.0564 | 55.0564 | 55.0564 | 55.0564 | 55.0564 | 55.0564 | 55.0564 | 55.0564 | 55.0564 | 55.0564 | 55.0564 | 55.0564 | 55.0564 | 55.0564 | 55.0564 | 55.0564 | 55.0564 | 55.0564 | 55.0564 | 55.0564 | 55.0564 | 55.0564 | 55.0564 | 55.0564 | 55.0564 | 55.0564 | 55.0564 | 55.0564 | 55.0564 | 55.0564 | 55.0564 | 55.0564 | 55.0564 | 55.0564 | 55.0564 | 55.0564 | 55.0564 | 55.0564 | 55.0564 | 55.0564 | 55.0564 | 55.0564 | 55.0564 | 55.0564 | 55.0564 | 55.0564 | 55.0564 | 55.0564 | 55.0564 | 55.0564 | 55.0564 | 55.0564 | 55.0564 | 55.0564 | 55.0564 | 55.0564 | 55.0564 | 55.0564 | 55.0564 | 55.0564 | 55.0564 | 55.0564 | 55.0564 | 55.0564 | 55.0564 | 55.0564 | 55.0564 | 55.0564 | 55.0564 | 55.0564 | 55.0564 | 55.0564 | 55.0564 | 55.0564 | 55.0564 | 55.0564 | 55.0564 | 55.0564 | 55.0564 | 55.0564 | 55.0564 | 55.0564 | 55.0564 | 55.0564 | 55.0564 | 55.0564 | 55.0564 | 55.0564 | 55.0564 | 55.0564 | 55.0564 | 55.0564 | 55.0564 | 55.0564 | 55.0564 | 55.0564 | 55.0564 | 55.0564 | 55.0564 | 55.0564 | 55.0564 | 55.0564 | 55.0564 | 55.0564 | 55.0564 | 55.0564 | 55.0564 | 55.0564 | 55.0564 | 55.0564 | 55.0564 | 55.0564 | 55.0564 | 55.0564 | 55.0564 | 55.0564 | 55.0564 | 55.0564 | 55.0564 | 55.0564 | 55.0564 | 55.0564 | 55.0564 | 55.0564 | 55.0564 | 55.0564 | 55.0564 | 55.0564 | 55.0564 | 55.0564 | 55.0564 | 55.0564 | 55.0564 | 55.0564 | 55.0564 | 55.0564 | 55.0564 | 55.0564 | 55.0564 | 55.0564 | 55.0564 | 55.0564 | 55.0564 | 55.0564 | 55.0564 | 55.0564 | 55.0564 | 55.0564 | 55.0564 | 55.0564 | 55.0564 | 55.0564 | 55.0564 | 55.0564 | 55.0564 | 55.0564 | 55.0564 | 55.0564 | 55.0564 | 55.0564 | 55.0564 | 55.0564 | 55.0564 | 55.0564 | 55.0564 | 55.0564 | 55.0564 | 55.0564 | 55.0564 | 55.0564 | 55.0564 | 55.0564 | 55.0564 | 55.0564 | 55.0564 | 55.0564 | 55.0564 | 55.0564 | 55.0564 | 55.0564 | 55.0564 | 55.0564 | 55.0564 | 55.0564 | 55.0564 | 55.0564 | 55.0564 | 55.0564 | 55.0564 | 55.0564 | 55.0564 | 55.0564 | 55.0564 | 55.0564 | 55.0564 | 55.0564 | 55.0564 | 55.0564 | 55.0564 | 55.0564 | 55.0564 | 55.0564 | 55.0564 | 55.0564 | 55.0564 | 55.0564 | 55.0564 | 55.0564 | 55.0564 | 55.0564 | 55.0564 | 55.0564 | 55.0564 | 55.0564 | 55.0564 | 55.0564 | 55.0564 | 55.0564 | 55.0564 | 55.0564 | 55.0564 | 55.0564 | 55.0564 | 55.0564 | 55.0564 | 55.0564 | 55.0564 | 55.0564 | 55.0564 | 55.0564 | 55.0564 | 55.0564 | 55.0564 | 55.0564 | 55.0564 | 55.0564 | 55.0564 | 55.0564 | 55.0564 | 55.0564 | 55.0564 | 55.0564 | 55.0564 | 55.0564 | 55.0564 | 55.0564 | 55.0564 | 55.0564 | 55.0564 | 55.0564 | 55.0564 | 55.0564 | 55.0564 | 55.0564 | 55.0564 | 55.0564 | 55.0564 | 55.0564 | 55.0564 | 55.0564 | 55.0564 | 55.0564 | 55.0564 | 55.0564 | 55.0564 | 55.0564 | 55.0564 | 55.0564 | 55.0564 | 55.0564 | 55.0564 | 55.0564 | 55.0564 | 55.0564 | 55.0564 | 55.0564 | 55.0564 | 55.0564 | 55.0564 | 55.0564 | 55.0564 | 55.0564 | 55.0564 | 55.0564 | 55.0564 | 55.0564 | 55.0564 | 55.0564 | 55.0564 | 55.0564 | 55.0564 | 55.0564 | 55.0564 | 55.0564 | 55.0564 | 55.0564 | 55.0564 | 55.0564 | 55.0564 | 55.0564 | 55.0564 | 55.0564 | 55.0564 | 55.0564 | 55.0564 | 55.0564 | 55.0564 | 55.0564 | 55.0564 | 55.0564 | 55.0564 | 55.0564 | 55.0564 | 55.0564 | 55.0564 | 55.0564 | 55.0564 | 55.0564 | 55.0564 | 55.0564 | 55.0564 | 55.0564 | 55.0564 | 55.0564 | 55.0564 | 55.0564 | 55.0564 | 55.0564 | 55.0564 | 55.0564 | 55.0564 | 55.0564 | 55.0564 | 55.0564 | 55.0564 | 55.0564 | 55.0564 | 55.0564 | 55.0564 | 55.0564 | 55.0564 | 55.0564 | 55.0564 | 55.0564 | 55.0564 | 55.0564 | 55.0564 | 55.0564 | 55.0564 | 55.0564 | 55.0564 | 55.0564 | 55.0564 | 55.0564 | 55.0564 | 55.0564 | 55.0564 | 55.0564 | 55.0564 | 55.0564 | 55.0564 | 55.0564 | 55.0564 | 55.0564 | 55.0564 | 55.0564 | 55.0564 | 55.0564 | 55.0564 | 55.0564 | 55.0564 | 55.0564 | 55.0564 | 55.0564 | 55.0564 | 55.0564 | 55.0564 | 55.0564 | 55.0564 | 55.0564 | 55.0564 | 55.0564 | 55.0564 | 55.0564 | 55.0564 | 55.0564 | 55.0564 | 55.0564 | 55.0564 | 55.0564 | 55.0564 | 55.0564 | 55.0564 | 55.0564 | 55.0564 | 55.0564 | 55.0564 | 55.0564 | 55.0564 | 55.0564 | 55.0564 | 55.0564 | 55.0564 | 55.0564 | 55.0564 | 55.0564 | 55.0564 | 55.0564 | 55.0564 | 55.0564 | 55.0564 | 55.0564 | 55.0564 | 55.0564 | 55.0564 | 55.0564 | 55.0564 | 55.0564 | 55.0564 | 55.0564 | 55.0564 | 55.0564 | 55.0564 | 55.0564 | 55.0564 | 55.0564 | 55.0564 | 55.0564 | 55.0564 | 55.0564 | 55.0564 | 55.0564 | 55.0564 | 55.0564 | 55.0564 | 55.0564 | 55.0564 | 55.0564 | 55.0564 | 55.0564 | 55.0564 | 55.0564 | 55.0564 | 55.0564 | 55.0564 | 55.0564 | 55.0564 | 55.0564 | 55.0564 | 55.0564 | 55.0564 | 55.0564 | 55.0564 | 55.0564 | 55.0564 | 55.0564 | 55.0564 | 55.0564 | 55.0564 | 55.0564 | 55.0564 | 55.0564 | 55.0564 | 55.0564 | 55.0564 | 55.0564 | 55.0564 | 55.0564 | 55.0564 | 55.0564 | 55.0564 | 55.0564 | 55.0564 | 55.0564 | 55.0564 | 55.0564 | 55.0564 | 55.0564 | 55.0564 | 55.0564 | 55.0564 | 55.0564 | 55.0564 | 55.0564 | 55.0564 | 55.0564 | 55.0564 | 55.0564 | 55.0564 | 55.0564 | 55.0564 | 55.0564 | 55.0564 | 55.0564 | 55.0564 | 55.0564 | 55.0564 | 55.0564 | 55.0564 | 55.0564 | 55.0564 | 55.0564 | 55.0564 | 55.0564 | 55.0564 | 55.0564 | 55.0564 | 55.0564 | 55.0564 | 55.0564 | 55.0564 | 55.0564 | 55.0564 | 55.0564 | 55.0564 | 55.0564 | 55.0564 | 55.0564 | 55.0564 | 55.0564 | 55.0564 | 55.0564 | 55.0564 | 55.0564 | 55.0564 | 55.0564 | 55.0564 | 55.0564 | 55.0564 | 55.0564 | 55.0564 | 55.0564 | 55.0564 | 55.0564 | 55.0564 | 55.0564 | 55.0564 | 55.0564 | 55.0564 | 55.0564 | 55.0564 | 55.0564 | 55.0564 | 55.0564 | 55.0564 | 55.0564 | 55.0564 | 55.0564 | 55.0564 | 55.0564 | 55.0564 | 55.0564 | 55.0564 | 55.0564 | 55.0564 | 55.0564 | 55.0564 | 55.0564 | 55.0564 | 55.0564 | 55.0564 | 55.0564 | 55.0564 | 55.0564 | 55.0564 | 55.0564 | 55.0564 | 55.0564 | 55.0564 | 55.0564 | 55.0564 | 55.0564 | 55.0564 | 55.0564 | 55.0564 | 55.0564 | 55.0564 | 55.0564 | 55.0564 | 55.0564 | 55.0564 | 55.0564 | 55.0564 | 55.0564 | 55.0564 | 55.0564 | 55.0564 | 55.0564 | 55.0564 | 55.0564 | 55.0564 | 55.0564 | 55.0564 | 55.0564 | 55.0564 | 55.0564 | 55.0564 | 55.0564 | 55.0564 | 55.0564 | 55.0564 | 55.0564 | 55.0564 | 55.0564 | 55.0564 | 55.0564 | 55.0564 | 55.0564 | 55.0564 | 55.0564 | 55.0564 | 55.0564 | 55.0564 | 55.0564 | 55.0564 | 55.0564 | 55.0564 | 55.0564 | 55.0564 | 55.0564 | 55.0564 | 55.0564 | 55.0564 | 55.0564 | 55.0564 | 55.0564 | 55.0564 | 55.0564 | 55.0564 | 55.0564 | 55.0564 | 55.0564 | 55.0564 | 55.0564 | 55.0564 | 55.0564 | 55.0564 | 55.0564 | 55.0564 | 55.0564 | 55.0564 | 55.0564 | 55.0564 | 55.0564 | 55.0564 | 55.0564 | 55.0564 | 55.0564 | 55.0564 | 55.0564 | 55.0564 | 55.0564 | 55.0564 | 55.0564 | 55.0564 | 55.0564 | 55.0564 | 55.0564 | 55.0564 | 55.0564 | 55.0564 | 55.0564 | 55.0564 | 55.0564 | 55.0564 | 55.0564 | 55.0564 | 55.0564 | 55.0564 | 55.0564 | 55.0564 | 55.0564 | 55.0564 | 55.0564 | 55.0564 | 55.0564 | 55.0564 | 55.0564 | 55.0564 | 55.0564 | 55.0564 | 55.0564 | 55.0564 | 55.0564 | 55.0564 | 55.0564 | 55.0564 | 55.0564 | 55.0564 | 55.0564 | 55.0564 | 55.0564 | 55.0564 | 55.0564 | 55.0564 | 55.0564 | 55.0564 | 55.0564 | 55.0564 | 55.0564 | 55.0564 | 55.0564 | 55.0564 | 55.0564 | 55.0564 | 55.0564 | 55.0564 | 55.0564 | 55.0564 | 55.0564 | 55.0564 | 55.0564 | 55.0564 | 55.0564 | 55.0564 | 55.0564 | 55.0564 | 55.0564 | 55.0564 | 55.0564 | 55.0564 | 55.0564 | 55.0564 | 55.0564 | 55.0564 | 55.0564 | 55.0564 | 55.0564 | 55.0564 | 55.0564 | 55.0564 | 55.0564 | 55.0564 | 55.0564 | 55.0564 | 55.0564 | 55.0564 | 55.0564 | 55.0564 | 55.0564 | 55.0564 | 55.0564 | 55.0564 | 55.0564 | 55.0564 | 55.0564 | 55.0564 | 55.0564 | 55.0564 | 55.0564 | 55.0564 | 55.0564 | 55.0564 | 55.0564 | 55.0564 | 55.0564 | 55.0564 | 55.0564 | 55.0564 | 55.0564 | 55.0564 | 55.0564 | 55.0564 | 55.0564 | 55.0564 | 55.0564 | 55.0564 | 55.0564 | 55.0564 | 55.0564 | 55.0564 | 55.0564 | 55.0564 | 55.0564 | 55.0564 | 55.0564 | 55.0564 | 55.0564 | 55.0564 | 55.0564 | 55.0564 | 55.0564 | 55.0564 | 55.0564 | 55.0564 | 55.0564 | 55.0564 | 55.0564 | 55.0564 | 55.0564 | 55.0564 | 55.0564 | 55.0564 | 55.0564 | 55.0564 | 55.0564 | 55.0564 | 55.0564 | 55.0564 | 55.0564 | 55.0564 | 55.0564 | 55.0564 | 55.0564 | 55.0564 | 55.0564 | 55.0564 | 55.0564 | 55.0564 | 55.0564 | 55.0564 | 55.0564 | 55.0564 | 55.0564 | 55.0564 | 55.0564 | 55.0564 | 55.0564 | 55.0564 | 55.0564 | 55.0564 | 55.0564 | 55.0564 | 55.0564 | 55.0564 | 55.0564 | 55.0564 | 55.0564 | 55.0564 | 55.0564 | 55.0564 | 55.0564 | 55.0564 | 55.0564 | 55.0564 | 55.0564 | 55.0564 | 55.0564 | 55.0564 | 55.0564 | 55.0564 | 55.0564 | 55.0564 | 55.0564 | 55.0564 | 55.0564 | 55.0564 | 55.0564 | 55.0564 | 55.0564 | 55.0564 | 55.0564 | 55.0564 | 55.0564 | 55.0564 | 55.0564 | 55.0564 | 55.0564 | 55.0564 | 55.0564 | 55.0564 | 55.0564 | 55.0564 | 55.0564 | 55.0564 | 55.0564 | 55.0564 | 55.0564 | 55.0564 | 55.0564 | 55.0564 | 55.0564 | 55.0564 | 55.0564 | 55.0564 | 55.0564 | 55.0564 | 55.0564 | 55.0564 | 55.0564 | 55.0564 | 55.0564 | 55.0564 | 55.0564 | 55.0564 | 55.0564 | 55.0564 | 55.0564 | 55.0564 | 55.0564 | 55.0564 | 55.0564 | 55.0564 | 55.0564 | 55.0564 | 55.0564 | 55.0564 | 55.0564 | 55.0564 | 55.0564 | 55.0564 | 55.0564 | 55.0564 | 55.0564 | 55.0564 | 55.0564 | 55.0564 | 55.0564 | 55.0564 | 55.0564 | 55.0564 | 55.0564 | 55.0564 | 55.0564 | 55.0564 | 55.0564 | 55.0564 | 55.0564 | 55.0564 | 55.0564 | 55.0564 | 55.0564 | 55.0564 | 55.0564 | 55.0564 | 55.0564 | 55.0564 | 55.0564 | 55.0564 | 55.0564 | 55.0564 | 55.0564 | 55.0564 | 55.0564 | 55.0564 | 55.0564 | 55.0564 | 55.0564 | 55.0564 | 55.0564 | 55.0564 | 55.0564 | 55.0564 | 55.0564 | 55.0564 | 55.0564 | 55.0564 | 55.0564 | 55.0564 | 55.0564 | 55.0564 | 55.0564 | 55.0564 | 55.0564 | 55.0564 | 55.0564 | 55.0564 | 55.0564 | 55.0564 | 55.0564 | 55.0564 | 55.0564 | 55.0564 | 55.0564 | 55.0564 | 55.0564 | 55.0564 | 55.0564 | 55.0564 | 55.0564 | 55.0564 | 55.0564 | 55.0564 | 55.0564 | 55.0564 | 55.0564 | 55.0564 | 55.0564 | 55.0564 | 55.0564 | 55.0564 | 55.0564 | 55.0564 | 55.0564 | 55.0564 | 55.0564 | 55.0564 | 55.0564 | 55.0564 | 55.0564 | 55.0564 | 55.0564 | 55.0564 | 55.0564 | 55.0564 | 55.0564 | 55.0564 | 55.0564 | 55.0564 | 55.0564 | 55.0564 | 55.0564 | 55.0564 | 55.0564 | 55.0564 | 55.0564 | 55.0564 | 55.0564 | 55.0564 | 55.0564 | 55.0564 | 55.0564 | 55.0564 | 55.0564 | 55.0564 | 55.0564 | 55.0564 | 55.0564 | 55.0564 | 55.0564 | 55.0564 | 55.0564 | 55.0564 | 55.0564 | 55.0564 | 55.0564 | 55.0564 | 55.0564 | 55.0564 | 55.0564 | 55.0564 | 55.0564 | 55.0564 | 55.0564 | 55.0564 | 55.0564 | 55.0564 | 55.0564 | 55.0564 | 55.0564 | 55.0564 | 55.0564 | 55.0564 | 55.0564 | 55.0564 | 55.0564 | 55.0564 | 55.0564 | 55.0564 | 55.0564 | 55.0564 | 55.0564 | 55.0564 | 55.0564 | 55.0564 | 55.0564 | 55.0564 | 55.0564 | 55.0564 | 55.0564 | 55.0564 | 55.0564 | 55.0564 | 55.0564 | 55.0564 | 55.0564 | 55.0564 | 55.0564 | 55.0564 | 55.0564 | 55.0564 | 55.0564 | 55.0564 | 55.0564 | 55.0564 | 55.0564 | 55.0564 | 55.0564 | 55.0564 | 55.0564 | 55.0564 | 55.0564 | 55.0564 | 55.0564 | 55.0564 | 55.0564 | 55.0564 | 55.0564 | 55.0564 | 55.0564 | 55.0564 | 55.0564 | 55.0564 | 55.0564 | 55.0564 | 55.0564 | 55.0564 | 55.0564 | 55.0564 | 55.0564 | 55.0564 | 55.0564 | 55.0564 | 55.0564 | 55.0564 | 55.0564 | 55.0564 | 55.0564 | 55.0564 | 55.0564 | 55.0564 | 55.0564 | 55.0564 | 55.0564 | 55.0564 | 55.0564 | 55.0564 | 55.0564 | 55.0564 | 55.0564 | 55.0564 | 55.0564 | 55.0564 | 55.0564 | 55.0564 | 55.0564 | 55.0564 | 55.0564 | 55.0564 | 55.0564 | 55.0564 | 55.0564 | 55.0564 | 55.0564 | 55.0564 | 55.0564 | 55.0564 | 55.0564 | 55.0564 | 55.0564 | 55.0564 | 55.0564 | 55.0564 | 55.0564 | 55.0564 | 55.0564 | 55.0564 | 55.0564 | 55.0564 | 55.0564 | 55.0564 | 55.0564 | 55.0564 | 55.0564 | 55.0564 | 55.0564 | 55.0564 | 55.0564 | 55.0564 | 55.0564 | 55.0564 | 55.0564 | 55.0564 | 55.0564 | 55.0564 | 55.0564 | 55.0564 | 55.0564 | 55.0564 | 55.0564 | 55.0564 | 55.0564 | 55.0564 | 55.0564 | 55.0564 | 55.0564 | 55.0564 | 55.0564 | 55.0564 | 55.0564 | 55.0564 | 55.0564 | 55.0564 | 55.0564 | 55.0564 | 55.0564 | 55.0564 | 55.0564 | 55.0564 | 55.0564 | 55.0564 | 55.0564 | 55.0564 | 55.0564 | 55.0564 | 55.0564 | 55.0564 | 55.0564 | 55.0564 | 55.0564 | 55.0564 | 55.0564 | 55.0564 | 55.0564 | 55.0564 | 55.0564 | 55.0564 | 55.0564 | 55.0564 | 55.0564 | 55.0564 | 55.0564 | 55.0564 | 55.0564 | 55.0564 | 55.0564 | 55.0564 | 55.0564 | 55.0564 | 55.0564 | 55.0564 | 55.0564 | 55.0564 | 55.0564 | 55.0564 | 55.0564 | 55.0564 | 55.0564 | 55.0564 | 55.0564 | 55.0564 | 55.0564 | 55.0564 | 55.0564 | 55.0564 | 55.0564 | 55.0564 | 55.0564 | 55.0564 | 55.0564 | 55.0564 | 55.0564 | 55.0564 | 55.0564 | 55.0564 | 55.0564 | 55.0564 | 55.0564 | 55.0564 | 55.0564 | 55.0564 | 55.0564 | 55.0564 | 55.0564 | 55.0564 | 55.0564 | 55.0564 | 55.0564 | 55.0564 | 55.0564 | 55.0564 | 55.0564 | 55.0564 | 55.0564 | 55.0564 | 55.0564 | 55.0564 | 55.0564 | 55.0564 | 55.0564 | 55.0564 | 55.0564 | 55.0564 | 55.0564 | 55.0564 | 55.0564 | 55.0564 | 55.0564 | 55.0564 | 55.0564 | 55.0564 | 55.0564 | 55.0564 | 55.0564 | 55.0564 | 55.0564 | 55.0564 | 55.0564 | 55.0564 | 55.0564 | 55.0564 | 55.0564 | 55.0564 | 55.0564 | 55.0564 | 55.0564 | 55.0564 | 55.0564 | 55.0564 | 55.0564 | 55.0564 | 55.0564 | 55.0564 | 55.0564 | 55.0564 | 55.0564 | 55.0564 | 55.0564 | 55.0564 | 55.0564 | 55.0564 | 55.0564 | 55.0564 | 55.0564 | 55.0564 | 55.0564 | 55.0564 | 55.0564 | 55.0564 | 55.0564 | 55.0564 | 55.0564 | 55.0564 | 55.0564 | 55.0564 | 55.0564 | 55.0564 | 55.0564 | 55.0564 | 55.0564 | 55.0564 | 55.0564 | 55.0564 | 55.0564 | 55.0564 | 55.0564 | 55.0564 | 55.0564 | 55.0564 | 55.0564 | 55.0564 | 55.0564 | 55.0564 | 55.0564 | 55.0564 | 55.0564 | 55.0564 | 55.0564 | 55.0564 | 55.0564 | 55.0564 | 55.0564 | 55.0564 | 55.0564 | 55.0564 | 55.0564 | 55.0564 | 55.0564 | 55.0564 | 55.0564 | 55.0564 | 55.0564 | 55.0564 | 55.0564 | 55.0564 | 55.0564 | 55.0564 | 55.0564 | 55.0564 | 55.0564 | 55.0564 | 55.0564 | 55.0564 | 55.0564 | 55.0564 | 55.0564 | 55.0564 | 55.0564 | 55.0564 | 55.0564 | 55.0564 | 55.0564 | 55.0564 | 55.0564 | 55.0564 | 55.0564 | 55.0564 | 55.0564 | 55.0564 | 55.0564 | 55.0564 | 55.0564 | 55.0564 | 55.0564 | 55.0564 | 55.0564 | 55.0564 | 55.0564 | 55.0564 | 55.0564 | 55.0564 | 55.0564 | 55.0564 | 55.0564 | 55.0564 | 55.0564 | 55.0564 | 55.0564 | 55.0564 | 55.0564 | 55.0564 | 55.0564 | 55.0564 | 55.0564 | 55.0564 | 55.0564 | 55.0564 | 55.0564 | 55.0564 | 55.0564 | 55.0564 | 55.0564 | 55.0564 | 55.0564 | 55.0564 | 55.0564 | 55.0564 | 55.0564 | 55.0564 | 55.0564 | 55.0564 | 55.0564 | 55.0564 | 55.0564 | 55.0564 | 55.0564 | 55.0564 | 55.0564 | 55.0564 | 55.0564 | 55.0564 | 55.0564 | 55.0564 | 55.0564 | 55.0564 | 55.0564 | 55.0564 | 55.0564 | 55.0564 | 55.0564 | 55.0564 | 55.0564 | 55.0564 | 55.0564 | 55.0564 | 55.0564 | 55.0564 | 55.0564 | 55.0564 | 55.0564 | 55.0564 | 55.0564 | 55.0564 | 55.0564 | 55.0564 | 55.0564 | 55.0564 | 55.0564 | 55.0564 | 55.0564 | 55.0564 | 55.0564 | 55.0564 | 55.0564 | 55.0564 | 55.0564 | 55.0564 | 55.0564 | 55.0564 | 55.0564 | 55.0564 | 55.0564 | 55.0564 | 55.0564 | 55.0564 | 55.0564 | 55.0564 | 55.0564 | 55.0564 | 55.0564 | 55.0564 | 55.0564 | 55.0564 | 55.0564 | 55.0564 | 55.0564 | 55.0564 | 55.0564 | 55.0564 | 55.0564 | 55.0564 | 55.0564 | 55.0564 | 55.0564 | 55.0564 | 55.0564 | 55.0564 | 55.0564 | 55.0564 | 55.0564 | 55.0564 | 55.0564 | 55.0564 | 55.0564 | 55.0564 | 55.0564 | 55.0564 | 55.0564 | 55.0564 | 55.0564 | 55.0564 | 55.0564 | 55.0564 | 55.0564 | 55.0564 | 55.0564 | 55.0564 | 55.0564 | 55.0564 | 55.0564 | 55.0564 | 55.0564 | 55.0564 | 55.0564 | 55.0564 | 55.0564 | 55.0564 | 55.0564 | 55.0564 | 55.0564 | 55.0564 | 55.0564 | 55.0564 | 55.0564 | 55.0564 | 55.0564 | 55.0564 | 55.0564 | 55.0564 | 55.0564 | 55.0564 | 55.0564 | 55.0564 | 55.0564 | 55.0564 | 55.0564 | 55.0564 | 55.0564 | 55.0564 | 55.0564 | 55.0564 | 55.0564 | 55.0564 | 55.0564 | 55.0564 | 55.0564 | 55.0564 | 55.0564 | 55.0564 | 55.0564 | 55.0564 | 55.0564 | 55.0564 | 55.0564 | 55.0564 | 55.0564 | 55.0564 | 55.0564 | 55.0564 | 55.0564 | 55.0564 | 55.0564 | 55.0564 | 55.0564 | 55.0564 | 55.0564 | 55.0564 | 55.0564 | 55.0564 | 55.0564 | 55.0564 | 55.0564 | 55.0564 | 55.0564 | 55.0564 | 55.0564 | 55.0564 | 55.0564 | 55.0564 | 55.0564 | 55.0564 | 55.0564 | 55.0564 | 55.0564 | 55.0564 | 55.0564 | 55.0564 | 55.0564 | 55.0564 | 55.0564 | 55.0564 | 55.0564 | 55.0564 | 55.0564 | 55.0564 | 55.0564 | 55.0564 | 55.0564 | 55.0564 | 55.0564 | 55.0564 | 55.0564 | 55.0564 | 55.0564 | 55.0564 | 55.0564 | 55.0564 | 55.0564 | 55.0564 | 55.0564 | 55.0564 | 55.0564 | 55.0564 | 55.0564 | 55.0564 | 55.0564 | 55.0564 | 55.0564 | 55.0564 | 55.0564 | 55.0564 | 55.0564 | 55.0564 | 55.0564 | 55.0564 | 55.0564 | 55.0564 | 55.0564 | 55.0564 | 55.0564 | 55.0564 | 55.0564 | 55.0564 | 55.0564 | 55.0564 | 55.0564 | 55.0564 | 55.0564 | 55.0564 | 55.0564 | 55.0564 | 55.0564 | 55.0564 | 55.0564 | 55.0564 | 55.0564 | 55.0564 | 55.0564 | 55.0564 | 55.0564 | 55.0564 | 55.0564 | 55.0564 | 55.0564 | 55.0564 | 55.0564 | 55.0564 | 55.0564 | 55.0564 | 55.0564 | 55.0564 | 55.0564 | 55.0564 | 55.0564 | 55.0564 | 55.0564 | 55.0564 | 55.0564 | 55.0564 | 55.0564 | 55.0564 | 55.0564 | 55.0564 | 55.0564 | 55.0564 | 55.0564 | 55.0564 | 55.0564 | 55.0564 | 55.0564 | 55.0564 | 55.0564 | 55.0564 | 55.0564 | 55.0564 | 55.0564 | 55.0564 | 55.0564 | 55.0564 | 55.0564 | 55.0564 | 55.0564 | 55.0564 | 55.0564 | 55.0564 | 55.0564 | 55.0564 | 55.0564 | 55.0564 | 55.0564 | 55.0564 | 55.0564 | 55.0564 | 55.0564 | 55.0564 | 55.0564 | 55.0564 | 55.0564 | 55.0564 | 55.0564 | 55.0564 | 55.0564 | 55.0564 | 55.0564 | 55.0564 | 55.0564 | 55.0564 | 55.0564 | 55.0564 | 55.0564 | 55.0564 | 55.0564 | 55.0564 | 55.0564 | 55.0564 | 55.0564 | 55.0564 | 55.0564 | 55.0564 | 55.0564 | 55.0564 | 55.0564 | 55.0564 | 55.0564 | 55.0564 | 55.0564 | 55.0564 | 55.0564 | 55.0564 | 55.0564 | 55.0564 | 55.0564 | 55.0564 | 55.0564 | 55.0564 | 55.0564 | 55.0564 | 55.0564 | 55.0564 | 55.0564 | 55.0564 | 55.0564 | 55.0564 | 55.0564 | 55.0564 | 55.0564 | 55.0564 | 55.0564 | 55.0564 | 55.0564 | 55.0564 | 55.0564 | 55.0564 | 55.0564 | 55.0564 | 55.0564 | 55.0564 | 55.0564 | 55.0564 | 55.0564 | 55.0564 | 55.0564 | 55.0564 | 55.0564 | 55.0564 | 55.0564 | 55.0564 | 55.0564 | 55.0564 | 55.0564 | 55.0564 | 55.0564 | 55.0564 | 55.0564 | 55.0564 | 55.0564 | 55.0564 | 55.0564 | 55.0564 | 55.0564 | 55.0564 | 55.0564 | 55.0564 | 55.0564 | 55.0564 | 55.0564 | 55.0564 | 55.0564 | 55.0564 | 55.0564 | 55.0564 | 55.0564 | 55.0564 | 55.0564 | 55.0564 | 55.0564 | 55.0564 | 55.0564 | 55.0564 | 55.0564 | 55.0564 | 55.0564 | 55.0564 | 55.0564 | 55.0564 | 55.0564 | 55.0564 | 55.0564 | 55.0564 | 55.0564 | 55.0564 | 55.0564 | 55.0564 | 55.0564 | 55.0564 | 55.0564 | 55.0564 | 55.0564 | 55.0564 | 55.0564 | 55.0564 | 55.0564 | 55.0564 | 55.0564 | 55.0564 | 55.0564 | 55.0564 | 55.0564 | 55.0564 | 55.0564 | 55.0564 | 55.0564 | 55.0564 | 55.0564 | 55.0564 | 55.0564 | 55.0564 | 55.0564 | 55.0564 | 55.0564 | 55.0564 | 55.0564 | 55.0564 | 55.0564 | 55.0564 | 55.0564 | 55.0564 | 55.0564 | 55.0564 | 55.0564 | 55.0564 | 55.0564 | 55.0564 | 55.0564 | 55.0564 | 55.0564 | 55.0564 | 55.0564 | 55.0564 | 55.0564 | 55.0564 | 55.0564 | 55.0564 | 55.0564 | 55.0564 | 55.0564 | 55.0564 | 55.0564 | 55.0564 | 55.0564 | 55.0564 | 55.0564 | 55.0564 | 55.0564 | 55.0564 | 55.0564 | 55.0564 | 55.0564 | 55.0564 | 55.0564 | 55.0564 | 55.0564 | 55.0564 | 55.0564 | 55.0564 | 55.0564 | 55.0564 | 55.0564 | 55.0564 | 55.0564 | 55.0564 | 55.0564 | 55.0564 | 55.0564 | 55.0564 | 55.0564 | 55.0564 | 55.0564 | 55.0564 | 55.0564 | 55.0564 | 55.0564 | 55.0564 | 55.0564 | 55.0564 | 55.0564 | 55.0564 | 55.0564 | 55.0564 | 55.0564 | 55.0564 | 55.0564 | 55.0564 | 55.0564 | 55.0564 | 55.0564 | 55.0564 | 55.0564 | 55.0564 | 55.0564 | 55.0564 | 55.0564 | 55.0564 | 55.0564 | 55.0564 | 55.0564 | 55.0564 | 55.0564 | 55.0564 | 55.0564 | 55.0564 | 55.0564 | 55.0564 | 55.0564 | 55.0564 | 55.0564 | 55.0564 | 55.0564 | 55.0564 | 55.0564 | 55.0564 | 55.0564 | 55.0564 | 55.0564 | 55.0564 | 55.0564 | 55.0564 | 55.0564 | 55.0564 | 55.0564 | 55.0564 | 55.0564 | 55.0564 | 55.0564 | 55.0564 | 55.0564 | 55.0564 | 55.0564 | 55.0564 | 55.0564 | 55.0564 | 55.0564 | 55.0564 | 55.0564 | 55.0564 | 55.0564 | 55.0564 | 55.0564 | 55.0564 | 55.0564 | 55.0564 | 55.0564 | 55.0564 | 55.0564 | 55.0564 | 55.0564 | 55.0564 | 55.0564 | 55.0564 | 55.0564 | 55.0564 | 55.0564 | 55.0564 | 55.0564 | 55.0564 | 55.0564 | 55.0564 | 55.0564 | 55.0564 | 55.0564 | 55.0564 | 55.0564 | 55.0564 | 55.0564 | 55.0564 | 55.0564 | 55.0564 | 55.0564 | 55.0564 | 55.0564 | 55.0564 | 55.0564 | 55.0564 | 55.0564 | 55.0564 | 55.0564 | 55.0564 | 55.0564 | 55.0564 | 55.0564 | 55.0564 | 55.0564 | 55.0564 | 55.0564 | 55.0564 | 55.0564 | 55.0564 | 55.0564 | 55.0564 | 55.0564 | 55.0564 | 55.0564 | 55.0564 | 55.0564 | 55.0564 | 55.0564 | 55.0564 | 55.0564 | 55.0564 | 55.0564 | 55.0564 | 55.0564 | 55.0564 | 55.0564 | 55.0564 | 55.0564 | 55.0564 | 55.0564 | 55.0564 | 55.0564 | 55.0564 | 55.0564 | 55.0564 | 55.0564 | 55.0564 | 55.0564 | 55.0564 | 55.0564 | 55.0564 | 55.0564 | 55.0564 | 55.0564 | 55.0564 | 55.0564 | 55.0564 | 55.0564 | 55.0564 | 55.0564 | 55.0564 | 55.0564 | 55.0564 | 55.0564 | 55.0564 | 55.0564 | 55.0564 | 55.0564 | 55.0564 | 55.0564 | 55.0564 | 55.0564 | 55.0564 | 55.0564 | 55.0564 | 55.0564 | 55.0564 | 55.0564 | 55.0564 | 55.0564 | 55.0564 | 55.0564 | 55.0564 | 55.0564 | 55.0564 | 55.0564 | 55.0564 | 55.0564 | 55.0564 | 55.0564 | 55.0564 | 55.0564 | 55.0564 | 55.0564 | 55.0564 | 55.0564 | 55.0564 | 55.0564 | 55.0564 | 55.0564 | 55.0564 | 55.0564 | 55.0564 | 55.0564 | 55.0564 | 55.0564 | 55.0564 | 55.0564 | 55.0564 | 55.0564 | 55.0564 | 55.0564 | 55.0564 | 55.0564 | 55.0564 | 55.0564 | 55.0564 | 55.0564 | 55.0564 | 55.0564 | 55.0564 | 55.0564 | 55.0564 | 55.0564 | 55.0564 | 55.0564 | 55.0564 | 55.0564 | 55.0564 | 55.0564 | 55.0564 | 55.0564 | 55.0564 | 55.0564 | 55.0564 | 55.0564 | 55.0564 | 55.0564 | 55.0564 | 55.0564 | 55.0564 | 55.0564 | 55.0564 | 55.0564 | 55.0564 | 55.0564 | 55.0564 | 55.0564 | 55.0564 | 55.0564 | 55.0564 | 55.0564 | 55.0564 | 55.0564 | 55.0564 | 55.0564 | 55.0564 | 55.0564 | 55.0564 | 55.0564 | 55.0564 | 55.0564 | 55.0564 | 55.0564 | 55.0564 | 55.0564 | 55.0564 | 55.0564 | 55.0564 | 55.0564 | 55.0564 | 55.0564 | 55.0564 | 55.0564 | 55.0564 | 55.0564 | 55.0564 | 55.0564 | 55.0564 | 55.0564 | 55.0564 | 55.0564 | 55.0564 | 55.0564 | 55.0564 | 55.0564 | 55.0564 | 55.0564 | 55.0564 | 55.0564 | 55.0564 | 55.0564 | 55.0564 | 55.0564 | 55.0564 | 55.0564 | 55.0564 | 55.0564 | 55.0564 | 55.0564 | 55.0564 | 55.0564 | 55.0564 | 55.0564 | 55.0564 | 55.0564 | 55.0564 | 55.0564 | 55.0564 | 55.0564 | 55.0564 | 55.0564 | 55.0564 | 55.0564 | 55.0564 | 55.0564 | 55.0564 | 55.0564 | 55.0564 | 55.0564 | 55.0564 | 55.0564 | 55.0564 | 55.0564 | 55.0564 | 55.0564 | 55.0564 | 55.0564 | 55.0564 | 55.0564 | 55.0564 | 55.0564 | 55.0564 | 55.0564 | 55.0564 | 55.0564 | 55.0564 | 55.0564 | 55.0564 | 55.0564 | 55.0564 | 55.0564 | 55.0564 | 55.0564 | 55.0564 | 55.0564 | 55.0564 | 55.0564 | 55.0564 | 55.0564 | 55.0564 | 55.0564 | 55.0564 | 55.0564 | 55.0564 | 55.0564 | 55.0564 | 55.0564 | 55.0564 | 55.0564 | 55.0564 | 55.0564 | 55.0564 | 55.0564 | 55.0564 | 55.0564 | 55.0564 | 55.0564 | 55.0564 | 55.0564 | 55.0564 | 55.0564 | 55.0564 | 55.0564 | 55.0564 | 55.0564 | 55.0564 | 55.0564 | 55.0564 | 55.0564 | 55.0564 | 55.0564 | 55.0564 | 55.0564 | 55.0564 | 55.0564 | 55.0564 | 55.0564 | 55.0564 | 55.0564 | 55.0564 | 55.0564 | 55.0564 | 55.0564 | 55.0564 | 55.0564 | 55.0564 | 55.0564 | 55.0564 | 55.0564 | 55.0564 | 55.0564 | 55.0564 | 55.0564 | 55.0564 | 55.0564 | 55.0564 | 55.0564 | 55.0564 | 55.0564 | 55.0564 | 55.0564 | 55.0564 | 55.0564 | 55.0564 | 55.0564 | 55.0564 | 55.0564 | 55.0564 | 55.0564 | 55.0564 | 55.0564 | 55.0564 | 55.0564 | 55.0564 | 55.0564 | 55.0564 | 55.0564 | 55.0564 | 55.0564 | 55.0564 | 55.0564 | 55.0564 | 55.0564 | 55.0564 | 55.0564 | 55.0564 | 55.0564 | 55.0564 | 55.0564 | 55.0564 | 55.0564 | 55.0564 | 55.0564 | 55.0564 | 55.0564 | 55.0564 | 55.0564 | 55.0564 | 55.0564 | 55.0564 | 55.0564 | 55.0564 | 55.0564 | 55.0564 | 55.0564 | 55.0564 | 55.0564 | 55.0564 | 55.0564 | 55.0564 | 55.0564 | 55.0564 | 55.0564 | 55.0564 | 55.0564 | 55.0564 | 55.0564 | 55.0564 | 55.0564 | 55.0564 | 55.0564 | 55.0564 | 55.0564 | 55.0564 | 55.0564 | 55.0564 | 55.0564 | 55.0564 | 55.0564 | 55.0564 | 55.0564 | 55.0564 | 55.0564 | 55.0564 | 55.0564 | 55.0564 | 55.0564 | 55.0564 | 55.0564 | 55.0564 | 55.0564 | 55.0564 | 55.0564 | 55.0564 | 55.0564 | 55.0564 | 55.0564 | 55.0564 | 55.0564 | 55.0564 | 55.0564 | 55.0564 | 55.0564 | 55.0564 | 55.0564 | 55.0564 | 55.0564 | 55.0564 | 55.0564 | 55.0564 | 55.0564 | 55.0564 | 55.0564 | 55.0564 | 55.0564 | 55.0564 | 55.0564 | 55.0564 | 55.0564 | 55.0564 | 55.0564 | 55.0564 | 55.0564 | 55.0564 | 55.0564 | 55.0564 | 55.0564 | 55.0564 | 55.0564 | 55.0564 | 55.0564 | 55.0564 | 55.0564 | 55.0564 | 55.0564 | 55.0564 | 55.0564 | 55.0564 | 55.0564 | 55.0564 | 55.0564 | 55.0564 | 55.0564 | 55.0564 | 55.0564 | 55.0564 | 55.0564 | 55.0564 | 55.0564 | 55.0564 | 55.0564 | 55.0564 | 55.0564 | 55.0564 | 55.0564 | 55.0564 | 55.0564 | 55.0564 | 55.0564 | 55.0564 | 55.0564 | 55.0564 | 55.0564 | 55.0564 | 55.0564 | 55.0564 | 55.0564 | 55.0564 | 55.0564 | 55.0564 | 55.0564 | 55.0564 | 55.0564 | 55.0564 | 55.0564 | 55.0564 | 55.0564 | 55.0564 | 55.0564 | 55.0564 | 55.0564 | 55.0564 | 55.0564 | 55.0564 | 55.0564 | 55.0564 | 55.0564 | 55.0564 | 55.0564 | 55.0564 | 55.0564 | 55.0564 | 55.0564 | 55.0564 | 55.0564 | 55.0564 | 55.0564 | 55.0564 | 55.0564 | 55.0564 | 55.0564 | 55.0564 | 55.0564 | 55.0564 | 55.0564 | 55.0564 | 55.0564 | 55.0564 | 55.0564 | 55.0564 | 55.0564 | 55.0564 | 55.0564 | 55.0564 | 55.0564 | 55.0564 | 55.0564 | 55.0564 | 55.0564 | 55.0564 | 55.0564 | 55.0564 | 55.0564 | 55.0564 | 55.0564 | 55.0564 | 55.0564 | 55.0564 | 55.0564 | 55.0564 | 55.0564 | 55.0564 | 55.0564 | 55.0564 | 55.0564 | 55.0564 | 55.0564 | 55.0564 | 55.0564 | 55.0564 | 55.0564 | 55.0564 | 55.0564 | 55.0564 | 55.0564 | 55.0564 | 55.0564 | 55.0564 | 55.0564 | 55.0564 | 55.0564 | 55.0564 | 55.0564 | 55.0564 | 55.0564 | 55.0564 | 55.0564 | 55.0564 | 55.0564 | 55.0564 | 55.0564 | 55.0564 | 55.0564 | 55.0564 | 55.0564 | 55.0564 | 55.0564 | 55.0564 | 55.0564 | 55.0564 | 55.0564 | 55.0564 | 55.0564 | 55.0564 | 55.0564 | 55.0564 | 55.0564 | 55.0564 | 55.0564 | 55.0564 | 55.0564 | 55.0564 | 55.0564 | 55.0564 | 55.0564 | 55.0564 | 55.0564 | 55.0564 | 55.0564 | 55.0564 | 55.0564 | 55.0564 | 55.0564 | 55.0564 | 55.0564 | 55.0564 | 55.0564 | 55.0564 | 55.0564 | 55.0564 | 55.0564 | 55.0564 | 55.0564 | 55.0564 | 55.0564 | 55.0564 | 55.0564 | 55.0564 | 55.0564 | 55.0564 | 55.0564 | 55.0564 | 55.0564 | 55.0564 | 55.0564 | 55.0564 | 55.0564 | 55.0564 | 55.0564 | 55.0564 | 55.0564 | 55.0564 | 55.0564 | 55.0564 | 55.0564 | 55.0564 | 55.0564 | 55.0564 | 55.0564 | 55.0564 | 55.0564 | 55.0564 | 55.0564 | 55.0564 | 55.0564 | 55.0564 | 55.0564 | 55.0564 | 55.0564 | 55.0564 | 55.0564 | 55.0564 | 55.0564 | 55.0564 | 55.0564 | 55.0564 | 55.0564 | 55.0564 | 55.0564 | 55.0564 | 55.0564 | 55.0564 | 55.0564 | 55.0564 | 55.0564 | 55.0564 | 55.0564 | 55.0564 | 55.0564 | 55.0564 | 55.0564 | 55.0564 | 55.0564 | 55.0564 | 55.0564 | 55.0564 | 55.0564 | 55.0564 | 55.0564 | 55.0564 | 55.0564 | 55.0564 | 55.0564 | 55.0564 | 55.0564 | 55.0564 | 55.0564 | 55.0564 | 55.0564 | 55.0564 | 55.0564 | 55.0564 | 55.0564 | 55.0564 | 55.0564 | 55.0564 | 55.0564 | 55.0564 | 55.0564 | 55.0564 | 55.0564 | 55.0564 | 55.0564 | 55.0564 | 55.0564 | 55.0564 | 55.0564 | 55.0564 | 55.0564 | 55.0564 | 55.0564 | 55.0564 | 55.0564 | 55.0564 | 55.0564 | 55.0564 | 55.0564 | 55.0564 | 55.0564 | 55.0564 | 55.0564 | 55.0564 | 55.0564 | 55.0564 | 55.0564 | 55.0564 | 55.0564 | 55.0564 | 55.0564 | 55.0564 | 55.0564 | 55.0564 | 55.0564 | 55.0564 | 55.0564 | 55.0564 | 55.0564 | 55.0564 | 55.0564 | 55.0564 | 55.0564 | 55.0564 | 55.0564 | 55.0564 | 55.0564 | 55.0564 | 55.0564 | 55.0564 | 55.0564 | 55.0564 | 55.0564 | 55.0564 | 55.0564 | 55.0564 | 55.0564 | 55.0564 | 55.0564 | 55.0564 | 55.0564 | 55.0564 | 55.0564 | 55.0564 | 55.0564 | 55.0564 | 55.0564 | 55.0564 | 55.0564 | 55.0564 | 55.0564 | 55.0564 | 55.0564 | 55.0564 | 55.0564 | 55.0564 | 55.0564 | 55.0564 | 55.0564 | 55.0564 | 55.0564 | 55.0564 | 55.0564 | 55.0564 | 55.0564 | 55.0564 | 55.0564 | 55.0564 | 55.0564 | 55.0564 | 55.0564 | 55.0564 | 55.0564 | 55.0564 | 55.0564 | 55.0564 | 55.0564 | 55.0564 | 55.0564 | 55.0564 | 55.0564 | 55.0564 | 55.0564 | 55.0564 | 55.0564 | 55.0564 | 55.0564 | 55.0564 | 55.0564 | 55.0564 | 55.0564 | 55.0564 | 55.0564 | 55.0564 | 55.0564 | 55.0564 | 55.0564 | 55.0564 | 55.0564 | 55.0564 | 55.0564 | 55.0564 | 55.0564 | 55.0564 | 55.0564 | 55.0564 | 55.0564 | 55.0564 | 55.0564 | 55.0564 | 55.0564 | 55.0564 | 55.0564 | 55.0564 | 55.0564 | 55.0564 | 55.0564 | 55.0564 | 55.0564 | 55.0564 | 55.0564 | 55.0564 | 55.0564 | 55.0564 | 55.0564 | 55.0564 | 55.0564 | 55.0564 | 55.0564 | 55.0564 | 55.0564 | 55.0564 | 55.0564 | 55.0564 | 55.0564 | 55.0564 | 55.0564 | 55.0564 | 55.0564 | 55.0564 | 55.0564 | 55.0564 | 55.0564 | 55.0564 | 55.0564 | 55.0564 | 55.0564 | 55.0564 | 55.0564 | 55.0564 | 55.0564 | 55.0564 | 55.0564 | 55.0564 | 55.0564 | 55.0564 | 55.0564 | 55.0564 | 55.0564 | 55.0564 | 55.0564 | 55.0564 | 55.0564 | 55.0564 | 55.0564 | 55.0564 | 55.0564 | 55.0564 | 55.0564 | 55.0564 | 55.0564 | 55.0564 | 55.0564 | 55.0564 | 55.0564 | 55.0564 | 55.0564 | 55.0564 | 55.0564 | 55.0564 | 55.0564 | 55.0564 | 55.0564 | 55.0564 | 55.0564 | 55.0564 | 55.0564 | 55.0564 | 55.0564 | 55.0564 | 55.0564 | 55.0564 | 55.0564 | 55.0564 | 55.0564 | 55.0564 | 55.0564 | 55.0564 | 55.0564 | 55.0564 | 55.0564 | 55.0564 | 55.0564 | 55.0564 | 55.0564 | 55.0564 | 55.0564 | 55.0564 | 55.0564 | 55.0564 | 55.0564 | 55.0564 | 55.0564 | 55.0564 | 55.0564 | 55.0564 | 55.0564 | 55.0564 | 55.0564 | 55.0564 | 55.0564 | 55.0564 | 55.0564 | 55.0564 | 55.0564 | 55.0564 | 55.0564 | 55.0564 | 55.0564 | 55.0564 | 55.0564 | 55.0564 | 55.0564 | 55.0564 | 55.0564 | 55.0564 | 55.0564 | 55.0564 | 55.0564 | 55.0564 | 55.0564 | 55.0564 | 55.0564 | 55.0564 | 55.0564 | 55.0564 | 55.0564 | 55.0564 | 55.0564 | 55.0564 | 55.0564 | 55.0564 | 55.0564 | 55.0564 | 55.0564 | 55.0564 | 55.0564 | 55.0564 | 55.0564 | 55.0564 | 55.0564 | 55.0564 | 55.0564 | 55.0564 | 55.0564 | 55.0564 | 55.0564 | 55.0564 | 55.0564 | 55.0564 | 55.0564 | 55.0564 | 55.0564 | 55.0564 | 55.0564 | 55.0564 | 55.0564 | 55.0564 | 55.0564 | 55.0564 | 55.0564 | 55.0564 | 55.0564 | 55.0564 | 55.0564 | 55.0564 | 55.0564 | 55.0564 | 55.0564 | 55.0564 | 55.0564 | 55.0564 | 55.0564 | 55.0564 | 55.0564 | 55.0564 | 55.0564 | 55.0564 | 55.0564 | 55.0564 | 55.0564 | 55.0564 | 55.0564 | 55.0564 | 55.0564 | 55.0564 | 55.0564 | 55.0564 | 55.0564 | 55.0564 | 55.0564 | 55.0564 | 55.0564 | 55.0564 | 55.0564 | 55.0564 | 55.0564 | 55.0564 | 55.0564 | 55.0564 | 55.0564 | 55.0564 | 55.0564 | 55.0564 | 55.0564 | 55.0564 | 55.0564 | 55.0564 | 55.0564 | 55.0564 | 55.0564 | 55.0564 | 55.0564 | 55.0564 | 55.0564 | 55.0564 | 55.0564 | 55.0564 | 55.0564 | 55.0564 | 55.0564 | 55.0564 | 55.0564 | 55.0564 | 55.0564 | 55.0564 | 55.0564 | 55.0564 | 55.0564 | 55.0564 | 55.0564 | 55.0564 | 55.0564 | 55.0564 | 55.0564 | 55.0564 | 55.0564 | 55.0564 | 55.0564 | 55.0564 | 55.0564 | 55.0564 | 55.0564 | 55.0564 | 55.0564 | 55.0564 | 55.0564 | 55.0564 | 55.0564 | 55.0564 | 55.0564 | 55.0564 | 55.0564 | 55.0564 | 55.0564 | 55.0564 | 55.0564 | 55.0564 | 55.0564 | 55.0564 | 55.0564 | 55.0564 | 55.0564 | 55.0564 | 55.0564 | 55.0564 | 55.0564 | 55.0564 | 55.0564 | 55.0564 | 55.0564 | 55.0564 | 55.0564 | 55.0564 | 55.0564 | 55.0564 | 55.0564 | 55.0564 | 55.0564 | 55.0564 | 55.0564 | 55.0564 | 55.0564 | 55.0564 | 55.0564 | 55.0564 | 55.0564 | 55.0564 | 55.0564 | 55.0564 | 55.0564 | 55.0564 | 55.0564 | 55.0564 | 55.0564 | 55.0564 | 55.0564 | 55.0564 | 55.0564 | 55.0564 | 55.0564 | 55.0564 | 55.0564 | 55.0564 | 55.0564 | 55.0564 | 55.0564 | 55.0564 | 55.0564 | 55.0564 | 55.0564 | 55.0564 | 55.0564 | 55.0564 | 55.0564 | 55.0564 | 55.0564 | 55.0564 | 55.0564 | 55.0564 | 55.0564 | 55.0564 | 55.0564 | 55.0564 | 55.0564 | 55.0564 | 55.0564 | 55.0564 | 55.0564 | 55.0564 | 55.0564 | 55.0564 | 55.0564 | 55.0564 | 55.0564 | 55.0564 | 55.0564 | 55.0564 | 55.0564 | 55.0564 | 55.0564 | 55.0564 | 55.0564 | 55.0564 | 55.0564 | 55.0564 | 55.0564 | 55.0564 | 55.0564 | 55.0564 | 55.0564 | 55.0564 | 55.0564 | 55.0564 | 55.0564 | 55.0564 | 55.0564 | 55.0564 | 55.0564 | 55.0564 | 55.0564 | 55.0564 | 55.0564 | 55.0564 | 55.0564 | 55.0564 | 55.0564 | 55.0564 | 55.0564 | 55.0564 | 55.0564 | 55.0564 | 55.0564 | 55.0564 | 55.0564 | 55.0564 | 55.0564 | 55.0564 | 55.0564 | 55.0564 | 55.0564 | 55.0564 | 55.0564 | 55.0564 | 55.0564 | 55.0564 | 55.0564 | 55.0564 | 55.0564 | 55.0564 | 55.0564 | 55.0564 | 55.0564 | 55.0564 | 55.0564 | 55.0564 | 55.0564 | 55.0564 | 55.0564 | 55.0564 | 55.0564 | 55.0564 | 55.0564 | 55.0564 | 55.0564 | 55.0564 | 55.0564 | 55.0564 | 55.0564 | 55.0564 | 55.0564 | 55.0564 | 55.0564 | 55.0564 | 55.0564 | 55.0564 | 55.0564 | 55.0564 | 55.0564 | 55.0564 | 55.0564 | 55.0564 | 55.0564 | 55.0564 | 55.0564 | 55.0564 | 55.0564 | 55.0564 | 55.0564 | 55.0564 | 55.0564 | 55.0564 | 55.0564 | 55.0564 | 55.0564 | 55.0564 | 55.0564 | 55.0564 | 55.0564 | 55.0564 | 55.0564 | 55.0564 | 55.0564 | 55.0564 | 55.0564 | 55.0564 | 55.0564 | 55.0564 | 55.0564 | 55.0564 | 55.0564 | 55.0564 | 55.0564 | 55.0564 | 55.0564 | 55.0564 | 55.0564 | 55.0564 | 55.0564 | 55.0564 | 55.0564 | 55.0564 | 55.0564 | 55.0564 | 55.0564 | 55.0564 | 55.0564 | 55.0564 | 55.0564 | 55.0564 | 55.0564 | 55.0564 | 55.0564 | 55.0564 | 55.0564 | 55.0564 | 55.0564 | 55.0564 | 55.0564 | 55.0564 | 55.0564 | 55.0564 | 55.0564 | 55.0564 | 55.0564 | 55.0564 | 55.0564 | 55.0564 | 55.0564 | 55.0564 | 55.0564 | 55.0564 | 55.0564 | 55.0564 | 55.0564 | 55.0564 | 55.0564 | 55.0564 | 55.0564 | 55.0564 | 55.0564 | 55.0564 | 55.0564 | 55.0564 | 55.0564 | 55.0564 | 55.0564 | 55.0564 | 55.0564 | 55.0564 | 55.0564 | 55.0564 | 55.0564 | 55.0564 | 55.0564 | 55.0564 | 55.0564 | 55.0564 | 55.0564 | 55.0564 | 55.0564 | 55.0564 | 55.0564 | 55.0564 | 55.0564 | 55.0564 | 55.0564 | 55.0564 | 55.0564 | 55.0564 | 55.0564 | 55.0564 | 55.0564 | 55.0564 | 55.0564 | 55.0564 | 55.0564 | 55.0564 | 55.0564 | 55.0564 | 55.0564 | 55.0564 | 55.0564 | 55.0564 | 55.0564 | 55.0564 | 55.0564 | 55.0564 | 55.0564 | 55.0564 | 55.0564 | 55.0564 | 55.0564 | 55.0564 | 55.0564 | 55.0564 | 55.0564 | 55.0564 | 55.0564 | 55.0564 | 55.0564 | 55.0564 | 55.0564 | 55.0564 | 55.0564 | 55.0564 | 55.0564 | 55.0564 | 55.0564 | 55.0564 | 55.0564 | 55.0564 | 55.0564 | 55.0564 | 55.0564 | 55.0564 | 55.0564 | 55.0564 | 55.0564 | 55.0564 | 55.0564 | 55.0564 | 55.0564 | 55.0564 | 55.0564 | 55.0564 | 55.0564 | 55.0564 | 55.0564 | 55.0564 | 55.0564 | 55.0564 | 55.0564 | 55.0564 | 55.0564 | 55.0564 | 55.0564 | 55.0564 | 55.0564 | 55.0564 | 55.0564 | 55.0564 | 55.0564 | 55.0564 | 55.0564 | 55.0564 | 55.0564 | 55.0564 | 55.0564 | 55.0564 | 55.0564 | 55.0564 | 55.0564 | 55.0564 | 55.0564 | 55.0564 | 55.0564 | 55.0564 | 55.0564 | 55.0564 | 55.0564 | 55.0564 | 55.0564 | 55.0564 | 55.0564 | 55.0564 | 55.0564 | 55.0564 | 55.0564 | 55.0564 | 55.0564 | 55.0564 | 55.0564 | 55.0564 | 55.0564 | 55.0564 | 55.0564 | 55.0564 | 55.0564 | 55.0564 | 55.0564 | 55.0564 | 55.0564 | 55.0564 | 55.0564 | 55.0564 | 55.0564 | 55.0564 | 55.0564 | 55.0564 | 55.0564 | 55.0564 | 55.0564 | 55.0564 | 55.0564 | 55.0564 | 55.0564 | 55.0564 | 55.0564 | 55.0564 | 55.0564 | 55.0564 | 55.0564 | 55.0564 | 55.0564 | 55.0564 | 55.0564 | 55.0564 | 55.0564 | 55.0564 | 55.0564 | 55.0564 | 55.0564 | 55.0564 | 55.0564 | 55.0564 | 55.0564 | 55.0564 | 55.0564 | 55.0564 | 55.0564 | 55.0564 | 55.0564 | 55.0564 | 55.0564 | 55.0564 | 55.0564 | 55.0564 | 55.0564 | 55.0564 | 55.0564 | 55.0564 | 55.0564 | 55.0564 | 55.0564 | 55.0564 | 55.0564 | 55.0564 | 55.0564 | 55.0564 | 55.0564 | 55.0564 | 55.0564 | 55.0564 | 55.0564 | 55.0564 | 55.0564 | 55.0564 | 55.0564 | 55.0564 | 55.0564 | 55.0564 | 55.0564 | 55.0564 | 55.0564 | 55.0564 | 55.0564 | 55.0564 | 55.0564 | 55.0564 | 55.0564 | 55.0564 | 55.0564 | 55.0564 | 55.0564 | 55.0564 | 55.0564 | 55.0564 | 55.0564 | 55.0564 | 55.0564 | 55.0564 | 55.0564 | 55.0564 | 55.0564 | 55.0564 | 55.0564 | 55.0564 | 55.0564 | 55.0564 | 55.0564 | 55.0564 | 55.0564 | 55.0564 | 55.0564 | 55.0564 | 55.0564 | 55.0564 | 55.0564 | 55.0564 | 55.0564 | 55.0564 | 55.0564 | 55.0564 | 55.0564 | 55.0564 | 55.0564 | 55.0564 | 55.0564 | 55.0564 | 55.0564 | 55.0564 | 55.0564 | 55.0564 | 55.0564 | 55.0564 | 55.0564 | 55.0564 | 55.0564 | 55.0564 | 55.0564 | 55.0564 | 55.0564 | 55.0564 | 55.0564 | 55.0564 | 55.0564 | 55.0564 | 55.0564 | 55.0564 | 55.0564 | 55.0564 | 55.0564 | 55.0564 | 55.0564 | 55.0564 | 55.0564 | 55.0564 | 55.0564 | 55.0564 | 55.0564 | 55.0564 | 55.0564 | 55.0564 | 55.0564 | 55.0564 | 55.0564 | 55.0564 | 55.0564 | 55.0564 | 55.0564 | 55.0564 | 55.0564 | 55.0564 | 55.0564 | 55.0564 | 55.0564 | 55.0564 | 55.0564 | 55.0564 | 55.0564 | 55.0564 | 55.0564 | 55.0564 | 55.0564 | 55.0564 | 55.0564 | 55.0564 | 55.0564 | 55.0564 | 55.0564 | 55.0564 | 55.0564 | 55.0564 | 55.0564 | 55.0564 | 55.0564 | 55.0564 | 55.0564 | 55.0564 | 55.0564 | 55.0564 | 55.0564 | 55.0564 | 55.0564 | 55.0564 | 55.0564 | 55.0564 | 55.0564 | 55.0564 | 55.0564 | 55.0564 | 55.0564 | 55.0564 | 55.0564 | 55.0564 | 55.0564 | 55.0564 | 55.0564 | 55.0564 | 55.0564 | 55.0564 | 55.0564 | 55.0564 | 55.0564 | 55.0564 | 55.0564 | 55.0564 | 55.0564 | 55.0564 | 55.0564 | 55.0564 | 55.0564 | 55.0564 | 55.0564 | 55.0564 | 55.0564 | 55.0564 | 55.0564 | 55.0564 | 55.0564 | 55.0564 | 55.0564 | 55.0564 | 55.0564 | 55.0564 | 55.0564 | 55.0564 | 55.0564 | 55.0564 | 55.0564 | 55.0564 | 55.0564 | 55.0564 | 55.0564 | 55.0564 | 55.0564 | 55.0564 | 55.0564 | 55.0564 | 55.0564 | 55.0564 | 55.0564 | 55.0564 | 55.0564 | 55.0564 | 55.0564 | 55.0564 | 55.0564 | 55.0564 | 55.0564 | 55.0564 | 55.0564 | 55.0564 | 55.0564 | 55.0564 | 55.0564 | 55.0564 | 55.0564 | 55.0564 | 55.0564 | 55.0564 | 55.0564 | 55.0564 | 55.0564 | 55.0564 | 55.0564 | 55.0564 | 55.0564 | 55.0564 | 55.0564 | 55.0564 | 55.0564 | 55.0564 | 55.0564 | 55.0564 | 55.0564 | 55.0564 | 55.0564 | 55.0564 | 55.0564 | 55.0564 | 55.0564 | 55.0564 | 55.0564 | 55.0564 | 55.0564 | 55.0564 | 55.0564 | 55.0564 | 55.0564 | 55.0564 | 55.0564 | 55.0564 | 55.0564 | 55.0564 | 55.0564 | 55.0564 | 55.0564 | 55.0564 | 55.0564 | 55.0564 | 55.0564 | 55.0564 | 55.0564 | 55.0564 | 55.0564 | 55.0564 | 55.0564 | 55.0564 | 55.0564 | 55.0564 | 55.0564 | 55.0564 | 55.0564 | 55.0564 | 55.0564 | 55.0564 | 55.0564 | 55.0564 | 55.0564 | 55.0564 | 55.0564 | 55.0564 | 55.0564 | 55.0564 | 55.0564 | 55.0564 | 55.0564 | 55.0564 | 55.0564 | 55.0564 | 55.0564 | 55.0564 | 55.0564 | 55.0564 | 55.0564 | 55.0564 | 55.0564 | 55.0564 | 55.0564 | 55.0564 | 55.0564 | 55.0564 | 55.0564 | 55.0564 | 55.0564 | 55.0564 | 55.0564 | 55.0564 | 55.0564 | 55.0564 | 55.0564 | 55.0564 | 55.0564 | 55.0564 | 55.0564 | 55.0564 | 55.0564 | 55.0564 | 55.0564 | 55.0564 | 55.0564 | 55.0564 | 55.0564 | 55.0564 | 55.0564 | 55.0564 | 55.0564 | 55.0564 | 55.0564 | 55.0564 | 55.0564 | 55.0564 | 55.0564 | 55.0564 | 55.0564 | 55.0564 | 55.0564 | 55.0564 | 55.0564 | 55.0564 | 55.0564 | 55.0564 | 55.0564 | 55.0564 | 55.0564 | 55.0564 | 55.0564 | 55.0564 | 55.0564 | 55.0564 | 55.0564 | 55.0564 | 55.0564 | 55.0564 | 55.0564 | 55.0564 | 55.0564 | 55.0564 | 55.0564 | 55.0564 | 55.0564 | 55.0564 | 55.0564 | 55.0564 | 55.0564 | 55.0564 | 55.0564 | 55.0564 | 55.0564 | 55.0564 | 55.0564 | 55.0564 | 55.0564 | 55.0564 | 55.0564 | 55.0564 | 55.0564 | 55.0564 | 55.0564 | 55.0564 | 55.0564 | 55.0564 | 55.0564 | 55.0564 | 55.0564 | 55.0564 | 55.0564 | 55.0564 | 55.0564 | 55.0564 | 55.0564 | 55.0564 | 55.0564 | 55.0564 | 55.0564 | 55.0564 | 55.0564 | 55.0564 | 55.0564 | 55.0564 | 55.0564 | 55.0564 | 55.0564 | 55.0564 | 55.0564 | 55.0564 | 55.0564 | 55.0564 | 55.0564 | 55.0564 | 55.0564 | 55.0564 | 55.0564 | 55.0564 | 55.0564 | 55.0564 | 55.0564 | 55.0564 | 55.0564 | 55.0564 | 55.0564 | 55.0564 | 55.0564 | 55.0564 | 55.0564 | 55.0564 | 55.0564 | 55.0564 | 55.0564 | 55.0564 | 55.0564 | 55.0564 | 55.0564 | 55.0564 | 55.0564 | 55.0564 | 55.0564 | 55.0564 | 55.0564 | 55.0564 | 55.0564 | 55.0564 | 55.0564 | 55.0564 | 55.0564 | 55.0564 | 55.0564 | 55.0564 | 55.0564 | 55.0564 | 55.0564 | 55.0564 | 55.0564 | 55.0564 | 55.0564 | 55.0564 | 55.0564 | 55.0564 | 55.0564 | 55.0564 | 55.0564 | 55.0564 | 55.0564 | 55.0564 | 55.0564 | 55.0564 | 55.0564 | 55.0564 | 55.0564 | 55.0564 | 55.0564 | 55.0564 | 55.0564 | 55.0564 | 55.0564 | 55.0564 | 55.0564 | 55.0564 | 55.0564 | 55.0564 | 55.0564 | 55.0564 | 55.0564 | 55.0564 | 55.0564 | 55.0564 | 55.0564 | 55.0564 | 55.0564 | 55.0564 | 55.0564 | 55.0564 | 55.0564 | 55.0564 | 55.0564 | 55.0564 | 55.0564 | 55.0564 | 55.0564 | 55.0564 | 55.0564 | 55.0564 | 55.0564 | 55.0564 | 55.0564 | 55.0564 | 55.0564 | 55.0564 | 55.0564 | 55.0564 | 55.0564 | 55.0564 | 55.0564 | 55.0564 | 55.0564 | 55.0564 | 55.0564 | 55.0564 | 55.0564 | 55.0564 | 55.0564 | 55.0564 | 55.0564 | 55.0564 | 55.0564 | 55.0564 | 55.0564 | 55.0564 | 55.0564 | 55.0564 | 55.0564 | 55.0564 | 55.0564 | 55.0564 | 55.0564 | 55.0564 | 55.0564 | 55.0564 | 55.0564 | 55.0564 | 55.0564 | 55.0564 | 55.0564 | 55.0564 | 55.0564 | 55.0564 | 55.0564 | 55.0564 | 55.0564 | 55.0564 | 55.0564 | 55.0564 | 55.0564 | 55.0564 | 55.0564 | 55.0564 | 55.0564 | 55.0564 | 55.0564 | 55.0564 | 55.0564 | 55.0564 | 55.0564 | 55.0564 | 55.0564 | 55.0564 | 55.0564 | 55.0564 | 55.0564 | 55.0564 | 55.0564 | 55.0564 | 55.0564 | 55.0564 | 55.0564 | 55.0564 | 55.0564 | 55.0564 | 55.0564 | 55.0564 | 55.0564 | 55.0564 | 55.0564 | 55.0564 | 55.0564 | 55.0564 | 55.0564 | 55.0564 | 55.0564 | 55.0564 | 55.0564 | 55.0564 | 55.0564 | 55.0564 | 55.0564 | 55.0564 | 55.0564 | 55.0564 | 55.0564 | 55.0564 | 55.0564 | 55.0564 | 55.0564 | 55.0564 | 55.0564 | 55.0564 | 55.0564 | 55.0564 | 55.0564 | 55.0564 | 55.0564 | 55.0564 | 55.0564 | 55.0564 | 55.0564 | 55.0564 | 55.0564 | 55.0564 | 55.0564 | 55.0564 | 55.0564 | 55.0564 | 55.0564 | 55.0564 | 55.0564 | 55.0564 | 55.0564 | 55.0564 | 55.0564 | 55.0564 | 55.0564 | 55.0564 | 55.0564 | 55.0564 | 55.0564 | 55.0564 | 55.0564 | 55.0564 | 55.0564 | 55.0564 | 55.0564 | 55.0564 | 55.0564 | 55.0564 | 55.0564 | 55.0564 | 55.0564 | 55.0564 | 55.0564 | 55.0564 | 55.0564 | 55.0564 | 55.0564 | 55.0564 | 55.0564 | 55.0564 | 55.0564 | 55.0564 | 55.0564 | 55.0564 | 55.0564 | 55.0564 | 55.0564 | 55.0564 | 55.0564 | 55.0564 | 55.0564 | 55.0564 | 55.0564 | 55.0564 | 55.0564 | 55.0564 | 55.0564 | 55.0564 | 55.0564 | 55.0564 | 55.0564 | 55.0564 | 55.0564 | 55.0564 | 55.0564 | 55.0564 | 55.0564 | 55.0564 | 55.0564 | 55.0564 | 55.0564 | 55.0564 | 55.0564 | 55.0564 | 55.0564 | 55.0564 | 55.0564 | 55.0564 | 55.0564 | 55.0564 | 55.0564 | 55.0564 | 55.0564 | 55.0564 | 55.0564 | 55.0564 | 55.0564 | 55.0564 | 55.0564 | 55.0564 | 55.0564 | 55.0564 | 55.0564 | 55.0564 | 55.0564 | 55.0564 | 55.0564 | 55.0564 | 55.0564 | 55.0564 | 55.0564 | 55.0564 | 55.0564 | 55.0564 | 55.0564 | 55.0564 | 55.0564 | 55.0564 | 55.0564 | 55.0564 | 55.0564 | 55.0564 | 55.0564 | 55.0564 | 55.0564 | 55.0564 | 55.0564 | 55.0564 | 55.0564 | 55.0564 | 55.0564 | 55.0564 | 55.0564 | 55.0564 | 55.0564 | 55.0564 | 55.0564 | 55.0564 | 55.0564 | 55.0564 | 55.0564 | 55.0564 | 55.0564 | 55.0564 | 55.0564 | 55.0564 | 55.0564 | 55.0564 | 55.0564 | 55.0564 | 55.0564 | 55.0564 | 55.0564 | 55.0564 | 55.0564 | 55.0564 | 55.0564 | 55.0564 | 55.0564 | 55.0564 | 55.0564 | 55.0564 | 55.0564 | 55.0564 | 55.0564 | 55.0564 | 55.0564 | 55.0564 | 55.0564 | 55.0564 | 55.0564 | 55.0564 | 55.0564 | 55.0564 | 55.0564 | 55.0564 | 55.0564 | 55.0564 | 55.0564 | 55.0564 | 55.0564 | 55.0564 | 55.0564 | 55.0564 | 55.0564 | 55.0564 | 55.0564 | 55.0564 | 55.0564 | 55.0564 | 55.0564 | 55.0564 | 55.0564 | 55.0564 | 55.0564 | 55.0564 | 55.0564 | 55.0564 | 55.0564 | 55.0564 | 55.0564 | 55.0564 | 55.0564 | 55.0564 | 55.0564 | 55.0564 | 55.0564 | 55.0564 | 55.0564 | 55.0564 | 55.0564 | 55.0564 | 55.0564 | 55.0564 | 55.0564 | 55.0564 | 55.0564 | 55.0564 | 55.0564 | 55.0564 | 55.0564 | 55.0564 | 55.0564 | 55.0564 | 55.0564 | 55.0564 | 55.0564 | 55.0564 | 55.0564 | 55.0564 | 55.0564 | 55.0564 | 55.0564 | 55.0564 | 55.0564 | 55.0564 | 55.0564 | 55.0564 | 55.0564 | 55.0564 | 55.0564 | 55.0564 | 55.0564 | 55.0564 | 55.0564 | 55.0564 | 55.0564 | 55.0564 | 55.0564 | 55.0564 | 55.0564 | 55.0564 | 55.0564 | 55.0564 | 55.0564 | 55.0564 | 55.0564 | 55.0564 | 55.0564 | 55.0564 | 55.0564 | 55.0564 | 55.0564 | 55.0564 | 55.0564 | 55.0564 | 55.0564 | 55.0564 | 55.0564 | 55.0564 | 55.0564 | 55.0564 | 55.0564 | 55.0564 | 55.0564 | 55.0564 | 55.0564 | 55.0564 | 55.0564 | 55.0564 | 55.0564 | 55.0564 | 55.0564 | 55.0564 | 55.0564 | 55.0564 | 55.0564 | 55.0564 | 55.0564 | 55.0564 | 55.0564 | 55.0564 | 55.0564 | 55.0564 | 55.0564 | 55.0564 | 55.0564 | 55.0564 | 55.0564 | 55.0564 | 55.0564 | 55.0564 | 55.0564 | 55.0564 | 55.0564 | 55.0564 | 55.0564 | 55.0564 | 55.0564 | 55.0564 | 55.0564 | 55.0564 | 55.0564 | 55.0564 | 55.0564 | 55.0564 | 55.0564 | 55.0564 | 55.0564 | 55.0564 | 55.0564 | 55.0564 | 55.0564 | 55.0564 | 55.0564 | 55.0564 | 55.0564 | 55.0564 | 55.0564 | 55.0564 | 55.0564 | 55.0564 | 55.0564 | 55.0564 | 55.0564 | 55.0564 | 55.0564 | 55.0564 | 55.0564 | 55.0564 | 55.0564 | 55.0564 | 55.0564 | 55.0564 | 55.0564 | 55.0564 | 55.0564 | 55.0564 | 55.0564 | 55.0564 | 55.0564 | 55.0564 | 55.0564 | 55.0564 | 55.0564 | 55.0564 | 55.0564 | 55.0564 | 55.0564 | 55.0564 | 55.0564 | 55.0564 | 55.0564 | 55.0564 | 55.0564 | 55.0564 | 55.0564 | 55.0564 | 55.0564 | 55.0564 | 55.0564 | 55.0564 | 55.0564 | 55.0564 | 55.0564 | 55.0564 | 55.0564 | 55.0564 | 55.0564 | 55.0564 | 55.0564 | 55.0564 | 55.0564 | 55.0564 | 55.0564 | 55.0564 | 55.0564 | 55.0564 | 55.0564 | 55.0564 | 55.0564 | 55.0564 | 55.0564 | 55.0564 | 55.0564 | 55.0564 | 55.0564 | 55.0564 | 55.0564 | 55.0564 | 55.0564 | 55.0564 | 55.0564 | 55.0564 | 55.0564 | 55.0564 | 55.0564 | 55.0564 | 55.0564 | 55.0564 | 55.0564 | 55.0564 | 55.0564 | 55.0564 | 55.0564 | 55.0564 | 55.0564 | 55.0564 | 55.0564 | 55.0564 | 55.0564 | 55.0564 | 55.0564 | 55.0564 | 55.0564 | 55.0564 | 55.0564 | 55.0564 | 55.0564 | 55.0564 | 55.0564 | 55.0564 | 55.0564 | 55.0564 | 55.0564 | 55.0564 | 55.0564 | 55.0564 | 55.0564 | 55.0564 | 55.0564 | 55.0564 | 55.0564 | 55.0564 | 55.0564 | 55.0564 | 55.0564 | 55.0564 | 55.0564 | 55.0564 | 55.0564 | 55.0564 | 55.0564 | 55.0564 | 55.0564 | 55.0564 | 55.0564 | 55.0564 | 55.0564 | 55.0564 | 55.0564 | 55.0564 | 55.0564 | 55.0564 | 55.0564 | 55.0564 | 55.0564 | 55.0564 | 55.0564 | 55.0564 | 55.0564 | 55.0564 | 55.0564 | 55.0564 | 55.0564 | 55.0564 | 55.0564 | 55.0564 | 55.0564 | 55.0564 | 55.0564 | 55.0564 | 55.0564 | 55.0564 | 55.0564 | 55.0564 | 55.0564 | 55.0564 | 55.0564 | 55.0564 | 55.0564 | 55.0564 | 55.0564 | 55.0564 | 55.0564 | 55.0564 | 55.0564 | 55.0564 | 55.0564 | 55.0564 | 55.0564 | 55.0564 | 55.0564 | 55.0564 | 55.0564 | 55.0564 | 55.0564 | 55.0564 | 55.0564 | 55.0564 | 55.0564 | 55.0564 | 55.0564 | 55.0564 | 55.0564 | 55.0564 | 55.0564 | 55.0564 | 55.0564 | 55.0564 | 55.0564 | 55.0564 | 55.0564 | 55.0564 | 55.0564 | 55.0564 | 55.0564 | 55.0564 | 55.0564 | 55.0564 | 55.0564 | 55.0564 | 55.0564 | 55.0564 | 55.0564 | 55.0564 | 55.0564 | 55.0564 | 55.0564 | 55.0564 | 55.0564 | 55.0564 | 55.0564 | 55.0564 | 55.0564 | 55.0564 | 55.0564 | 55.0564 | 55.0564 | 55.0564 | 55.0564 | 55.0564 | 55.0564 | 55.0564 | 55.0564 | 55.0564 | 55.0564 | 55.0564 | 55.0564 | 55.0564 | 55.0564 | 55.0564 | 55.0564 | 55.0564 | 55.0564 | 55.0564 | 55.0564 | 55.0564 | 55.0564 | 55.0564 | 55.0564 | 55.0564 | 55.0564 | 55.0564 | 55.0564 | 55.0564 | 55.0564 | 55.0564 | 55.0564 | 55.0564 | 55.0564 | 55.0564 | 55.0564 | 55.0564 | 55.0564 | 55.0564 | 55.0564 | 55.0564 | 55.0564 | 55.0564 | 55.0564 | 55.0564 | 55.0564 | 55.0564 | 55.0564 | 55.0564 | 55.0564 | 55.0564 | 55.0564 | 55.0564 | 55.0564 | 55.0564 | 55.0564 | 55.0564 | 55.0564 | 55.0564 | 55.0564 | 55.0564 | 55.0564 | 55.0564 | 55.0564 | 55.0564 | 55.0564 | 55.0564 | 55.0564 | 55.0564 | 55.0564 | 55.0564 | 55.0564 | 55.0564 | 55.0564 | 55.0564 | 55.0564 | 55.0564 | 55.0564 | 55.0564 | 55.0564 | 55.0564 | 55.0564 | 55.0564 | 55.0564 | 55.0564 | 55.0564 | 55.0564 | 55.0564 | 55.0564 | 55.0564 | 55.0564 | 55.0564 | 55.0564 | 55.0564 | 55.0564 | 55.0564 | 55.0564 | 55.0564 | 55.0564 | 55.0564 | 55.0564 | 55.0564 | 55.0564 | 55.0564 | 55.0564 | 55.0564 | 55.0564 | 55.0564 | 55.0564 | 55.0564 | 55.0564 | 55.0564 | 55.0564 | 55.0564 | 55.0564 | 55.0564 | 55.0564 | 55.0564 | 55.0564 | 55.0564 | 55.0564 | 55.0564 | 55.0564 | 55.0564 | 55.0564 | 55.0564 | 55.0564 | 55.0564 | 55.0564 | 55.0564 | 55.0564 | 55.0564 | 55.0564 | 55.0564 | 55.0564 | 55.0564 | 55.0564 | 55.0564 | 55.0564 | 55.0564 | 55.0564 | 55.0564 | 55.0564 | 55.0564 | 55.0564 | 55.0564 | 55.0564 | 55.0564 | 55.0564 | 55.0564 | 55.0564 | 55.0564 | 55.0564 | 55.0564 | 55.0564 | 55.0564 | 55.0564 | 55.0564 | 55.0564 | 55.0564 | 55.0564 | 55.0564 | 55.0564 | 55.0564 | 55.0564 | 55.0564 | 55.0564 | 55.0564 | 55.0564 | 55.0564 | 55.0564 | 55.0564 | 55.0564 | 55.0564 | 55.0564 | 55.0564 | 55.0564 | 55.0564 | 55.0564 | 55.0564 | 55.0564 | 55.0564 | 55.0564 | 55.0564 | 55.0564 | 55.0564 | 55.0564 | 55.0564 | 55.0564 | 55.0564 | 55.0564 | 55.0564 | 55.0564 | 55.0564 | 55.0564 | 55.0564 | 55.0564 | 55.0564 | 55.0564 | 55.0564 | 55.0564 | 55.0564 | 55.0564 | 55.0564 | 55.0564 | 55.0564 | 55.0564 | 55.0564 | 55.0564 | 55.0564 | 55.0564 | 55.0564 | 55.0564 | 55.0564 | 55.0564 | 55.0564 | 55.0564 | 55.0564 | 55.0564 | 55.0564 | 55.0564 | 55.0564 | 55.0564 | 55.0564 | 55.0564 | 55.0564 | 55.0564 | 55.0564 | 55.0564 | 55.0564 | 55.0564 | 55.0564 | 55.0564 | 55.0564 | 55.0564 | 55.0564 | 55.0564 | 55.0564 | 55.0564 | 55.0564 | 55.0564 | 55.0564 | 55.0564 | 55.0564 | 55.0564 | 55.0564 | 55.0564 | 55.0564 | 55.0564 | 55.0564 | 55.0564 | 55.0564 | 55.0564 | 55.0564 | 55.0564 | 55.0564 | 55.0564 | 55.0564 | 55.0564 | 55.0564 | 55.0564 | 55.0564 | 55.0564 | 55.0564 | 55.0564 | 55.0564 | 55.0564 | 55.0564 | 55.0564 | 55.0564 | 55.0564 | 55.0564 | 55.0564 | 55.0564 | 55.0564 | 55.0564 | 55.0564 | 55.0564 | 55.0564 | 55.0564 | 55.0564 | 55.0564 | 55.0564 | 55.0564 | 55.0564 | 55.0564 | 55.0564 | 55.0564 | 55.0564 | 55.0564 | 55.0564 | 55.0564 | 55.0564 | 55.0564 | 55.0564 | 55.0564 | 55.0564 | 55.0564 | 55.0564 | 55.0564 | 55.0564 | 55.0564 | 55.0564 | 55.0564 | 55.0564 | 55.0564 | 55.0564 | 55.0564 | 55.0564 | 55.0564 | 55.0564 | 55.0564 | 55.0564 | 55.0564 | 55.0564 | 55.0564 | 55.0564 | 55.0564 | 55.0564 | 55.0564 | 55.0564 | 55.0564 | 55.0564 | 55.0564 | 55.0564 | 55.0564 | 55.0564 | 55.0564 | 55.0564 | 55.0564 | 55.0564 | 55.0564 | 55.0564 | 55.0564 | 55.0564 | 55.0564 | 55.0564 | 55.0564 | 55.0564 | 55.0564 | 55.0564 | 55.0564 | 55.0564 | 55.0564 | 55.0564 | 55.0564 | 55.0564 | 55.0564 | 55.0564 | 55.0564 | 55.0564 | 55.0564 | 55.0564 | 55.0564 | 55.0564 | 55.0564 | 55.0564 | 55.0564 | 55.0564 | 55.0564 | 55.0564 | 55.0564 | 55.0564 | 55.0564 | 55.0564 | 55.0564 | 55.0564 | 55.0564 | 55.0564 | 55.0564 | 55.0564 | 55.0564 | 55.0564 | 55.0564 | 55.0564 | 55.0564 | 55.0564 | 55.0564 | 55.0564 | 55.0564 | 55.0564 | 55.0564 | 55.0564 | 55.0564 | 55.0564 | 55.0564 | 55.0564 | 55.0564 | 55.0564 | 55.0564 | 55.0564 | 55.0564 | 55.0564 | 55.0564 | 55.0564 | 55.0564 | 55.0564 | 55.0564 | 55.0564 | 55.0564 | 55.0564 | 55.0564 | 55.0564 | 55.0564 | 55.0564 | 55.0564 | 55.0564 | 55.0564 | 55.0564 | 55.0564 | 55.0564 | 55.0564 | 55.0564 | 55.0564 | 55.0564 | 55.0564 | 55.0564 | 55.0564 | 55.0564 | 55.0564 | 55.0564 | 55.0564 | 55.0564 | 55.0564 | 55.0564 | 55.0564 | 55.0564 | 55.0564 | 55.0564 | 55.0564 | 55.0564 | 55.0564 | 55.0564 | 55.0564 | 55.0564 | 55.0564 | 55.0564 | 55.0564 | 55.0564 | 55.0564 | 55.0564 | 55.0564 | 55.0564 | 55.0564 | 55.0564 | 55.0564 | 55.0564 | 55.0564 | 55.0564 | 55.0564 | 55.0564 | 55.0564 | 55.0564 | 55.0564 | 55.0564 | 55.0564 | 55.0564 | 55.0564 | 55.0564 | 55.0564 | 55.0564 | 55.0564 | 55.0564 | 55.0564 | 55.0564 | 55.0564 | 55.0564 | 55.0564 | 55.0564 | 55.0564 | 55.0564 | 55.0564 | 55.0564 | 55.0564 | 55.0564 | 55.0564 | 55.0564 | 55.0564 | 55.0564 | 55.0564 | 55.0564 | 55.0564 | 55.0564 | 55.0564 | 55.0564 | 55.0564 | 55.0564 | 55.0564 | 55.0564 | 55.0564 | 55.0564 | 55.0564 | 55.0564 | 55.0564 | 55.0564 | 55.0564 | 55.0564 | 55.0564 | 55.0564 | 55.0564 | 55.0564 | 55.0564 | 55.0564 | 55.0564 | 55.0564 | 55.0564 | 55.0564 | 55.0564 | 55.0564 | 55.0564 | 55.0564 | 55.0564 | 55.0564 | 55.0564 | 55.0564 | 55.0564 | 55.0564 | 55.0564 | 55.0564 | 55.0564 | 55.0564 | 55.0564 | 55.0564 | 55.0564 | 55.0564 | 55.0564 | 55.0564 | 55.0564 | 55.0564 | 55.0564 | 55.0564 | 55.0564 | 55.0564 | 55.0564 | 55.0564 | 55.0564 | 55.0564 | 55.0564 | 55.0564 | 55.0564 | 55.0564 | 55.0564 | 55.0564 | 55.0564 | 55.0564 | 55.0564 | 55.0564 | 55.0564 | 55.0564 | 55.0564 | 55.0564 | 55.0564 | 55.0564 | 55.0564 | 55.0564 | 55.0564 | 55.0564 | 55.0564 | 55.0564 | 55.0564 | 55.0564 | 55.0564 | 55.0564 | 55.0564 | 55.0564 | 55.0564 | 55.0564 | 55.0564 | 55.0564 | 55.0564 | 55.0564 | 55.0564 | 55.0564 | 55.0564 | 55.0564 | 55.0564 | 55.0564 | 55.0564 | 55.0564 | 55.0564 | 55.0564 | 55.0564 | 55.0564 | 55.0564 | 55.0564 | 55.0564 | 55.0564 | 55.0564 | 55.0564 | 55.0564 | 55.0564 | 55.0564 | 55.0564 | 55.0564 | 55.0564 | 55.0564 | 55.0564 | 55.0564 | 55.0564 | 55.0564 | 55.0564 | 55.0564 | 55.0564 | 55.0564 | 55.0564 | 55.0564 | 55.0564 | 55.0564 | 55.0564 | 55.0564 | 55.0564 | 55.0564 | 55.0564 | 55.0564 | 55.0564 | 55.0564 | 55.0564 | 55.0564 | 55.0564 | 55.0564 | 55.0564 | 55.0564 | 55.0564 | 55.0564 | 55.0564 | 55.0564 | 55.0564 | 55.0564 | 55.0564 | 55.0564 | 55.0564 | 55.0564 | 55.0564 | 55.0564 | 55.0564 | 55.0564 | 55.0564 | 55.0564 | 55.0564 | 55.0564 | 55.0564 | 55.0564 | 55.0564 | 55.0564 | 55.0564 | 55.0564 | 55.0564 | 55.0564 | 55.0564 | 55.0564 | 55.0564 | 55.0564 | 55.0564 | 55.0564 | 55.0564 | 55.0564 | 55.0564 | 55.0564 | 55.0564 | 55.0564 | 55.0564 | 55.0564 | 55.0564 | 55.0564 | 55.0564 | 55.0564 | 55.0564 | 55.0564 | 55.0564 | 55.0564 | 55.0564 | 55.0564 | 55.0564 | 55.0564 | 55.0564 | 55.0564 | 55.0564 | 55.0564 | 55.0564 | 55.0564 | 55.0564 | 55.0564 | 55.0564 | 55.0564 | 55.0564 | 55.0564 | 55.0564 | 55.0564 | 55.0564 | 55.0564 | 55.0564 | 55.0564 | 55.0564 | 55.0564 | 55.0564 | 55.0564 | 55.0564 | 55.0564 | 55.0564 | 55.0564 | 55.0564 | 55.0564 | 55.0564 | 55.0564 | 55.0564 | 55.0564 | 55.0564 | 55.0564 | 55.0564 | 55.0564 | 55.0564 | 55.0564 | 55.0564 | 55.0564 | 55.0564 | 55.0564 | 55.0564 | 55.0564 | 55.0564 | 55.0564 | 55.0564 | 55.0564 | 55.0564 | 55.0564 | 55.0564 | 55.0564 | 55.0564 | 55.0564 | 55.0564 | 55.0564 | 55.0564 | 55.0564 | 55.0564 | 55.0564 | 55.0564 | 55.0564 | 55.0564 | 55.0564 | 55.0564 | 55.0564 | 55.0564 | 55.0564 | 55.0564 | 55.0564 | 55.0564 | 55.0564 | 55.0564 | 55.0564 | 55.0564 | 55.0564 | 55.0564 | 55.0564 | 55.0564 | 55.0564 | 55.0564 | 55.0564 | 55.0564 | 55.0564 | 55.0564 | 55.0564 | 55.0564 | 55.0564 | 55.0564 | 55.0564 | 55.0564 | 55.0564 | 55.0564 | 55.0564 | 55.0564 | 55.0564 | 55.0564 | 55.0564 | 55.0564 | 55.0564 | 55.0564 | 55.0564 | 55.0564 | 55.0564 | 55.0564 | 55.0564 | 55.0564 | 55.0564 | 55.0564 | 55.0564 | 55.0564 | 55.0564 | 55.0564 | 55.0564 | 55.0564 | 55.0564 | 55.0564 | 55.0564 | 55.0564 | 55.0564 | 55.0564 | 55.0564 | 55.0564 | 55.0564 | 55.0564 | 55.0564 | 55.0564 | 55.0564 | 55.0564 | 55.0564 | 55.0564 | 55.0564 | 55.0564 | 55.0564 | 55.0564 | 55.0564 | 55.0564 | 55.0564 | 55.0564 | 55.0564 | 55.0564 | 55.0564 | 55.0564 | 55.0564 | 55.0564 | 55.0564 | 55.0564 | 55.0564 | 55.0564 | 55.0564 | 55.0564 | 55.0564 | 55.0564 | 55.0564 | 55.0564 | 55.0564 | 55.0564 | 55.0564 | 55.0564 | 55.0564 | 55.0564 | 55.0564 | 55.0564 | 55.0564 | 55.0564 | 55.0564 | 55.0564 | 55.0564 | 55.0564 | 55.0564 | 55.0564 | 55.0564 | 55.0564 | 55.0564 | 55.0564 | 55.0564 | 55.0564 | 55.0564 | 55.0564 | 55.0564 | 55.0564 | 55.0564 | 55.0564 | 55.0564 | 55.0564 | 55.0564 | 55.0564 | 55.0564 | 55.0564 | 55.0564 | 55.0564 | 55.0564 | 55.0564 | 55.0564 | 55.0564 | 55.0564 | 55.0564 | 55.0564 | 55.0564 | 55.0564 | 55.0564 | 55.0564 | 55.0564 | 55.0564 | 55.0564 | 55.0564 | 55.0564 | 55.0564 | 55.0564 | 55.0564 | 55.0564 | 55.0564 | 55.0564 | 55.0564 | 55.0564 | 55.0564 | 55.0564 | 55.0564 | 55.0564 | 55.0564 | 55.0564 | 55.0564 | 55.0564 | 55.0564 | 55.0564 | 55.0564 | 55.0564 | 55.0564 | 55.0564 | 55.0564 | 55.0564 | 55.0564 | 55.0564 | 55.0564 | 55.0564 | 55.0564 | 55.0564 | 55.0564 | 55.0564 | 55.0564 | 55.0564 | 55.0564 | 55.0564 | 55.0564 | 55.0564 | 55.0564 | 55.0564 | 55.0564 | 55.0564 | 55.0564 | 55.0564 | 55.0564 | 55.0564 | 55.0564 | 55.0564 | 55.0564 | 55.0564 | 55.0564 | 55.0564 | 55.0564 | 55.0564 | 55.0564 | 55.0564 | 55.0564 | 55.0564 | 55.0564 | 55.0564 | 55.0564 | 55.0564 | 55.0564 | 55.0564 | 55.0564 | 55.0564 | 55.0564 | 55.0564 | 55.0564 | 55.0564 | 55.0564 | 55.0564 | 55.0564 | 55.0564 | 55.0564 | 55.0564 | 55.0564 | 55.0564 | 55.0564 | 55.0564 | 55.0564 | 55.0564 | 55.0564 | 55.0564 | 55.0564 | 55.0564 | 55.0564 | 55.0564 | 55.0564 | 55.0564 | 55.0564 | 55.0564 | 55.0564 | 55.0564 | 55.0564 | 55.0564 | 55.0564 | 55.0564 | 55.0564 | 55.0564 | 55.0564 | 55.0564 | 55.0564 | 55.0564 | 55.0564 | 55.0564 | 55.0564 | 55.0564 | 55.0564 | 55.0564 | 55.0564 | 55.0564 | 55.0564 | 55.0564 | 55.0564 | 55.0564 | 55.0564 | 55.0564 | 55.0564 | 55.0564 | 55.0564 | 55.0564 | 55.0564 | 55.0564 | 55.0564 | 55.0564 | 55.0564 | 55.0564 | 55.0564 | 55.0564 | 55.0564 | 55.0564 | 55.0564 | 55.0564 | 55.0564 | 55.0564 | 55.0564 | 55.0564 | 55.0564 | 55.0564 | 55.0564 | 55.0564 | 55.0564 | 55.0564 | 55.0564 | 55.0564 | 55.0564 | 55.0564 | 55.0564 | 55.0564 | 55.0564 | 55.0564 | 55.0564 | 55.0564 | 55.0564 | 55.0564 | 55.0564 | 55.0564 | 55.0564 | 55.0564 | 55.0564 | 55.0564 | 55.0564 | 55.0564 | 55.0564 | 55.0564 | 55.0564 | 55.0564 | 55.0564 | 55.0564 | 55.0564 | 55.0564 | 55.0564 | 55.0564 | 55.0564 | 55.0564 | 55.0564 | 55.0564 | 55.0564 | 55.0564 | 55.0564 | 55.0564 | 55.0564 | 55.0564 | 55.0564 | 55.0564 | 55.0564 | 55.0564 | 55.0564 | 55.0564 | 55.0564 | 55.0564 | 55.0564 | 55.0564 | 55.0564 | 55.0564 | 55.0564 | 55.0564 | 55.0564 | 55.0564 | 55.0564 | 55.0564 | 55.0564 | 55.0564 | 55.0564 | 55.0564 | 55.0564 | 55.0564 | 55.0564 | 55.0564 | 55.0564 | 55.0564 | 55.0564 | 55.0564 | 55.0564 | 55.0564 | 55.0564 | 55.0564 | 55.0564 | 55.0564 | 55.0564 | 55.0564 | 55.0564 | 55.0564 | 55.0564 | 55.0564 | 55.0564 | 55.0564 | 55.0564 | 55.0564 | 55.0564 | 55.0564 | 55.0564 | 55.0564 | 55.0564 | 55.0564 | 55.0564 | 55.0564 | 55.0564 | 55.0564 | 55.0564 | 55.0564 | 55.0564 | 55.0564 | 55.0564 | 55.0564 | 55.0564 | 55.0564 | 55.0564 | 55.0564 | 55.0564 | 55.0564 | 55.0564 | 55.0564 | 55.0564 | 55.0564 | 55.0564 | 55.0564 | 55.0564 | 55.0564 | 55.0564 | 55.0564 | 55.0564 | 55.0564 | 55.0564 | 55.0564 | 55.0564 | 55.0564 | 55.0564 | 55.0564 | 55.0564 | 55.0564 | 55.0564 | 55.0564 | 55.0564 | 55.0564 | 55.0564 | 55.0564 | 55.0564 | 55.0564 | 55.0564 | 55.0564 | 55.0564 | 55.0564 | 55.0564 | 55.0564 | 55.0564 | 55.0564 | 55.0564 | 55.0564 | 55.0564 | 55.0564 | 55.0564 | 55.0564 | 55.0564 | 55.0564 | 55.0564 | 55.0564 | 55.0564 | 55.0564 | 55.0564 | 55.0564 | 55.0564 | 55.0564 | 55.0564 | 55.0564 | 55.0564 | 55.0564 | 55.0564 | 55.0564 | 55.0564 | 55.0564 | 55.0564 | 55.0564 | 55.0564 | 55.0564 | 55.0564 | 55.0564 | 55.0564 | 55.0564 | 55.0564 | 55.0564 | 55.0564 | 55.0564 | 55.0564 | 55.0564 | 55.0564 | 55.0564 | 55.0564 | 55.0564 | 55.0564 | 55.0564 | 55.0564 | 55.0564 | 55.0564 | 55.0564 | 55.0564 | 55.0564 | 55.0564 | 55.0564 | 55.0564 | 55.0564 | 55.0564 | 55.0564 | 55.0564 | 55.0564 | 55.0564 | 55.0564 | 55.0564 | 55.0564 | 55.0564 | 55.0564 | 55.0564 | 55.0564 | 55.0564 | 55.0564 | 55.0564 | 55.0564 | 55.0564 | 55.0564 | 55.0564 | 55.0564 | 55.0564 | 55.0564 | 55.0564 | 55.0564 | 55.0564 | 55.0564 | 55.0564 | 55.0564 | 55.0564 | 55.0564 | 55.0564 | 55.0564 | 55.0564 | 55.0564 | 55.0564 | 55.0564 | 55.0564 | 55.0564 | 55.0564 | 55.0564 | 55.0564 | 55.0564 | 55.0564 | 55.0564 | 55.0564 | 55.0564 | 55.0564 | 55.0564 | 55.0564 | 55.0564 | 55.0564 | 55.0564 | 55.0564 | 55.0564 | 55.0564 | 55.0564 | 55.0564 | 55.0564 | 55.0564 | 55.0564 | 55.0564 | 55.0564 | 55.0564 | 55.0564 | 55.0564 | 55.0564 | 55.0564 | 55.0564 | 55.0564 | 55.0564 | 55.0564 | 55.0564 | 55.0564 | 55.0564 | 55.0564 | 55.0564 | 55.0564 | 55.0564 | 55.0564 | 55.0564 | 55.0564 | 55.0564 | 55.0564 | 55.0564 | 55.0564 | 55.0564 | 55.0564 | 55.0564 | 55.0564 | 55.0564 | 55.0564 | 55.0564 | 55.0564 | 55.0564 | 55.0564 | 55.0564 | 55.0564 | 55.0564 | 55.0564 | 55.0564 | 55.0564 | 55.0564 | 55.0564 | 55.0564 | 55.0564 | 55.0564 | 55.0564 | 55.0564 | 55.0564 | 55.0564 | 55.0564 | 55.0564 | 55.0564 | 55.0564 | 55.0564 | 55.0564 | 55.0564 | 55.0564 | 55.0564 | 55.0564 | 55.0564 | 55.0564 | 55.0564 | 55.0564 | 55.0564 | 55.0564 | 55.0564 | 55.0564 | 55.0564 | 55.0564 | 55.0564 | 55.0564 | 55.0564 | 55.0564 | 55.0564 | 55.0564 | 55.0564 | 55.0564 | 55.0564 | 55.0564 | 55.0564 | 55.0564 | 55.0564 | 55.0564 | 55.0564 | 55.0564 | 55.0564 | 55.0564 | 55.0564 | 55.0564 | 55.0564 | 55.0564 | 55.0564 | 55.0564 | 55.0564 | 55.0564 | 55.0564 | 55.0564 | 55.0564 | 55.0564 | 55.0564 | 55.0564 | 55.0564 | 55.0564 | 55.0564 | 55.0564 | 55.0564 | 55.0564 | 55.0564 | 55.0564 | 55.0564 | 55.0564 | 55.0564 | 55.0564 | 55.0564 | 55.0564 | 55.0564 | 55.0564 | 55.0564 | 55.0564 | 55.0564 | 55.0564 | 55.0564 | 55.0564 | 55.0564 | 55.0564 | 55.0564 | 55.0564 | 55.0564 | 55.0564 | 55.0564 | 55.0564 | 55.0564 | 55.0564 | 55.0564 | 55.0564 | 55.0564 | 55.0564 | 55.0564 | 55.0564 | 55.0564 | 55.0564 | 55.0564 | 55.0564 | 55.0564 | 55.0564 | 55.0564 | 55.0564 | 55.0564 | 55.0564 | 55.0564 | 55.0564 | 55.0564 | 55.0564 | 55.0564 | 55.0564 | 55.0564 | 55.0564 | 55.0564 | 55.0564 | 55.0564 | 55.0564 | 55.0564 | 55.0564 | 55.0564 | 55.0564 | 55.0564 | 55.0564 | 55.0564 | 55.0564 | 55.0564 | 55.0564 | 55.0564 | 55.0564 | 55.0564 | 55.0564 | 55.0564 | 55.0564 | 55.0564 | 55.0564 | 55.0564 | 55.0564 | 55.0564 | 55.0564 | 55.0564 | 55.0564 | 55.0564 | 55.0564 | 55.0564 | 55.0564 | 55.0564 | 55.0564 | 55.0564 | 55.0564 | 55.0564 | 55.0564 | 55.0564 | 55.0564 | 55.0564 | 55.0564 | 55.0564 | 55.0564 | 55.0564 | 55.0564 | 55.0564 | 55.0564 | 55.0564 | 55.0564 | 55.0564 | 55.0564 | 55.0564 | 55.0564 | 55.0564 | 55.0564 | 55.0564 | 55.0564 | 55.0564 | 55.0564 | 55.0564 | 55.0564 | 55.0564 | 55.0564 | 55.0564 | 55.0564 | 55.0564 | 55.0564 | 55.0564 | 55.0564 | 55.0564 | 55.0564 | 55.0564 | 55.0564 | 55.0564 | 55.0564 | 55.0564 | 55.0564 | 55.0564 | 55.0564 | 55.0564 | 55.0564 | 55.0564 | 55.0564 | 55.0564 | 55.0564 | 55.0564 | 55.0564 | 55.0564 | 55.0564 | 55.0564 | 55.0564 | 55.0564 | 55.0564 | 55.0564 | 55.0564 | 55.0564 | 55.0564 | 55.0564 | 55.0564 | 55.0564 | 55.0564 | 55.0564 | 55.0564 | 55.0564 | 55.0564 | 55.0564 | 55.0564 | 55.0564 | 55.0564 | 55.0564 | 55.0564 | 55.0564 | 55.0564 | 55.0564 | 55.0564 | 55.0564 | 55.0564 | 55.0564 | 55.0564 | 55.0564 | 55.0564 | 55.0564 | 55.0564 | 55.0564 | 55.0564 | 55.0564 | 55.0564 | 55.0564 | 55.0564 | 55.0564 | 55.0564 | 55.0564 | 55.0564 | 55.0564 | 55.0564 | 55.0564 | 55.0564 | 55.0564 | 55.0564 | 55.0564 | 55.0564 | 55.0564 | 55.0564 | 55.0564 | 55.0564 | 55.0564 | 55.0564 | 55.0564 | 55.0564 | 55.0564 | 55.0564 | 55.0564 | 55.0564 | 55.0564 | 55.0564 | 55.0564 | 55.0564 | 55.0564 | 55.0564 | 55.0564 | 55.0564 | 55.0564 | 55.0564 | 55.0564 | 55.0564 | 55.0564 | 55.0564 | 55.0564 | 55.0564 | 55.0564 | 55.0564 | 55.0564 | 55.0564 | 55.0564 | 55.0564 | 55.0564 | 55.0564 | 55.0564 | 55.0564 | 55.0564 | 55.0564 | 55.0564 | 55.0564 | 55.0564 | 55.0564 | 55.0564 | 55.0564 | 55.0564 | 55.0564 | 55.0564 | 55.0564 | 55.0564 | 55.0564 | 55.0564 | 55.0564 | 55.0564 | 55.0564 | 55.0564 | 55.0564 | 55.0564 | 55.0564 | 55.0564 | 55.0564 | 55.0564 | 55.0564 | 55.0564 | 55.0564 | 55.0564 | 55.0564 | 55.0564 | 55.0564 | 55.0564 | 55.0564 | 55.0564 | 55.0564 | 55.0564 | 55.0564 | 55.0564 | 55.0564 | 55.0564 | 55.0564 | 55.0564 | 55.0564 | 55.0564 | 55.0564 | 55.0564 | 55.0564 | 55.0564 | 55.0564 | 55.0564 | 55.0564 | 55.0564 | 55.0564 | 55.0564 | 55.0564 | 55.0564 | 55.0564 | 55.0564 | 55.0564 | 55.0564 | 55.0564 | 55.0564 | 55.0564 | 55.0564 | 55.0564 | 55.0564 | 55.0564 | 55.0564 | 55.0564 | 55.0564 | 55.0564 | 55.0564 | 55.0564 | 55.0564 | 55.0564 | 55.0564 | 55.0564 | 55.0564 | 55.0564 | 55.0564 | 55.0564 | 55.0564 | 55.0564 | 55.0564 | 55.0564 | 55.0564 | 55.0564 | 55.0564 | 55.0564 | 55.0564 | 55.0564 | 55.0564 | 55.0564 | 55.0564 | 55.0564 | 55.0564 | 55.0564 | 55.0564 | 55.0564 | 55.0564 | 55.0564 | 55.0564 | 55.0564 | 55.0564 | 55.0564 | 55.0564 | 55.0564 | 55.0564 | 55.0564 | 55.0564 | 55.0564 | 55.0564 | 55.0564 | 55.0564 | 55.0564 | 55.0564 | 55.0564 | 55.0564 | 55.0564 | 55.0564 | 55.0564 | 55.0564 | 55.0564 | 55.0564 | 55.0564 | 55.0564 | 55.0564 | 55.0564 | 55.0564 | 55.0564 | 55.0564 | 55.0564 | 55.0564 | 55.0564 | 55.0564 | 55.0564 | 55.0564 | 55.0564 | 55.0564 | 55.0564 | 55.0564 | 55.0564 | 55.0564 | 55.0564 | 55.0564 | 55.0564 | 55.0564 | 55.0564 | 55.0564 | 55.0564 | 55.0564 | 55.0564 | 55.0564 | 55.0564 | 55.0564 | 55.0564 | 55.0564 | 55.0564 | 55.0564 | 55.0564 | 55.0564 | 55.0564 | 55.0564 | 55.0564 | 55.0564 | 55.0564 | 55.0564 | 55.0564 | 55.0564 | 55.0564 | 55.0564 | 55.0564 | 55.0564 | 55.0564 | 55.0564 | 55.0564 | 55.0564 | 55.0564 | 55.0564 | 55.0564 | 55.0564 | 55.0564 | 55.0564 | 55.0564 | 55.0564 | 55.0564 | 55.0564 | 55.0564 | 55.0564 | 55.0564 | 55.0564 | 55.0564 | 55.0564 | 55.0564 | 55.0564 | 55.0564 | 55.0564 | 55.0564 | 55.0564 | 55.0564 | 55.0564 | 55.0564 | 55.0564 | 55.0564 | 55.0564 | 55.0564 | 55.0564 | 55.0564 | 55.0564 | 55.0564 | 55.0564 | 55.0564 | 55.0564 | 55.0564 | 55.0564 | 55.0564 | 55.0564 | 55.0564 | 55.0564 | 55.0564 | 55.0564 | 55.0564 | 55.0564 | 55.0564 | 55.0564 | 55.0564 | 55.0564 | 55.0564 | 55.0564 | 55.0564 | 55.0564 | 55.0564 | 55.0564 | 55.0564 | 55.0564 | 55.0564 | 55.0564 | 55.0564 | 55.0564 | 55.0564 | 55.0564 | 55.0564 | 55.0564 | 55.0564 | 55.0564 | 55.0564 | 55.0564 | 55.0564 | 55.0564 | 55.0564 | 55.0564 | 55.0564 | 55.0564 | 55.0564 | 55.0564 | 55.0564 | 55.0564 | 55.0564 | 55.0564 | 55.0564 | 55.0564 | 55.0564 | 55.0564 | 55.0564 | 55.0564 | 55.0564 | 55.0564 | 55.0564 | 55.0564 | 55.0564 | 55.0564 | 55.0564 | 55.0564 | 55.0564 | 55.0564 | 55.0564 | 55.0564 | 55.0564 | 55.0564 | 55.0564 | 55.0564 | 55.0564 | 55.0564 | 55.0564 | 55.0564 | 55.0564 | 55.0564 | 55.0564 | 55.0564 | 55.0564 | 55.0564 | 55.0564 | 55.0564 | 55.0564 | 55.0564 | 55.0564 | 55.0564 | 55.0564 | 55.0564 | 55.0564 | 55.0564 | 55.0564 | 55.0564 | 55.0564 | 55.0564 | 55.0564 | 55.0564 | 55.0564 | 55.0564 | 55.0564 | 55.0564 | 55.0564 | 55.0564 | 55.0564 | 55.0564 | 55.0564 | 55.0564 | 55.0564 | 55.0564 | 55.0564 | 55.0564 | 55.0564 | 55.0564 | 55.0564 | 55.0564 | 55.0564 | 55.0564 | 55.0564 | 55.0564 | 55.0564 | 55.0564 | 55.0564 | 55.0564 | 55.0564 | 55.0564 | 55.0564 | 55.0564 | 55.0564 | 55.0564 | 55.0564 | 55.0564 | 55.0564 | 55.0564 | 55.0564 | 55.0564 | 55.0564 | 55.0564 | 55.0564 | 55.0564 | 55.0564 | 55.0564 | 55.0564 | 55.0564 | 55.0564 | 55.0564 | 55.0564 | 55.0564 | 55.0564 | 55.0564 | 55.0564 | 55.0564 | 55.0564 | 55.0564 | 55.0564 | 55.0564 | 55.0564 | 55.0564 | 55.0564 | 55.0564 | 55.0564 | 55.0564 | 55.0564 | 55.0564 | 55.0564 | 55.0564 | 55.0564 | 55.0564 | 55.0564 | 55.0564 | 55.0564 | 55.0564 | 55.0564 | 55.0564 | 55.0564 | 55.0564 | 55.0564 | 55.0564 | 55.0564 | 55.0564 | 55.0564 | 55.0564 | 55.0564 | 55.0564 | 55.0564 | 55.0564 | 55.0564 | 55.0564 | 55.0564 | 55.0564 | 55.0564 | 55.0564 | 55.0564 | 55.0564 | 55.0564 | 55.0564 | 55.0564 | 55.0564 | 55.0564 | 55.0564 | 55.0564 | 55.0564 | 55.0564 | 55.0564 | 55.0564 | 55.0564 | 55.0564 | 55.0564 | 55.0564 | 55.0564 | 55.0564 | 55.0564 | 55.0564 | 55.0564 | 55.0564 | 55.0564 | 55.0564 | 55.0564 | 55.0564 | 55.0564 | 55.0564 | 55.0564 | 55.0564 | 55.0564 | 55.0564 | 55.0564 | 55.0564 | 55.0564 | 55.0564 | 55.0564 | 55.0564 | 55.0564 | 55.0564 | 55.0564 | 55.0564 | 55.0564 | 55.0564 | 55.0564 | 55.0564 | 55.0564 | 55.0564 | 55.0564 | 55.0564 | 55.0564 | 55.0564 | 55.0564 | 55.0564 | 55.0564 | 55.0564 | 55.0564 | 55.0564 | 55.0564 | 55.0564 | 55.0564 | 55.0564 | 55.0564 | 55.0564 | 55.0564 | 55.0564 | 55.0564 | 55.0564 | 55.0564 | 55.0564 | 55.0564 | 55.0564 | 55.0564 | 55.0564 | 55.0564 | 55.0564 | 55.0564 | 55.0564 | 55.0564 | 55.0564 | 55.0564 | 55.0564 | 55.0564 | 55.0564 | 55.0564 | 55.0564 | 55.0564 | 55.0564 | 55.0564 | 55.0564 | 55.0564 | 55.0564 | 55.0564 | 55.0564 | 55.0564 | 55.0564 | 55.0564 | 55.0564 | 55.0564 | 55.0564 | 55.0564 | 55.0564 | 55.0564 | 55.0564 | 55.0564 | 55.0564 | 55.0564 | 55.0564 | 55.0564 | 55.0564 | 55.0564 | 55.0564 | 55.0564 | 55.0564 | 55.0564 | 55.0564 | 55.0564 | 55.0564 | 55.0564 | 55.0564 | 55.0564 | 55.0564 | 55.0564 | 55.0564 | 55.0564 | 55.0564 | 55.0564 | 55.0564 | 55.0564 | 55.0564 | 55.0564 | 55.0564 | 55.0564 | 55.0564 | 55.0564 | 55.0564 | 55.0564 | 55.0564 | 55.0564 | 55.0564 | 55.0564 | 55.0564 | 55.0564 | 55.0564 | 55.0564 | 55.0564 | 55.0564 | 55.0564 | 55.0564 | 55.0564 | 55.0564 | 55.0564 | 55.0564 | 55.0564 | 55.0564 | 55.0564 | 55.0564 | 55.0564 | 55.0564 | 55.0564 | 55.0564 | 55.0564 | 55.0564 | 55.0564 | 55.0564 | 55.0564 | 55.0564 | 55.0564 | 55.0564 | 55.0564 | 55.0564 | 55.0564 | 55.0564 | 55.0564 | 55.0564 | 55.0564 | 55.0564 | 55.0564 | 55.0564 | 55.0564 | 55.0564 | 55.0564 | 55.0564 | 55.0564 | 55.0564 | 55.0564 | 55.0564 | 55.0564 | 55.0564 | 55.0564 | 55.0564 | 55.0564 | 55.0564 | 55.0564 | 55.0564 | 55.0564 | 55.0564 | 55.0564 | 55.0564 | 55.0564 | 55.0564 | 55.0564 | 55.0564 | 55.0564 | 55.0564 | 55.0564 | 55.0564 | 55.0564 | 55.0564 | 55.0564 | 55.0564 | 55.0564 | 55.0564 | 55.0564 | 55.0564 | 55.0564 | 55.0564 | 55.0564 | 55.0564 | 55.0564 | 55.0564 | 55.0564 | 55.0564 | 55.0564 | 55.0564 | 55.0564 | 55.0564 | 55.0564 | 55.0564 | 55.0564 | 55.0564 | 55.0564 | 55.0564 | 55.0564 | 55.0564 | 55.0564 | 55.0564 | 55.0564 | 55.0564 | 55.0564 | 55.0564 | 55.0564 | 55.0564 | 55.0564 | 55.0564 | 55.0564 | 55.0564 | 55.0564 | 55.0564 | 55.0564 | 55.0564 | 55.0564 | 55.0564 | 55.0564 | 55.0564 | 55.0564 | 55.0564 | 55.0564 | 55.0564 | 55.0564 | 55.0564 | 55.0564 | 55.0564 | 55.0564 | 55.0564 | 55.0564 | 55.0564 | 55.0564 | 55.0564 | 55.0564 | 55.0564 | 55.0564 | 55.0564 | 55.0564 | 55.0564 | 55.0564 | 55.0564 | 55.0564 | 55.0564 | 55.0564 | 55.0564 | 55.0564 | 55.0564 | 55.0564 | 55.0564 | 55.0564 | 55.0564 | 55.0564 | 55.0564 | 55.0564 | 55.0564 | 55.0564 | 55.0564 | 55.0564 | 55.0564 | 55.0564 | 55.0564 | 55.0564 | 55.0564 | 55.0564 | 55.0564 | 55.0564 | 55.0564 | 55.0564 | 55.0564 | 55.0564 | 55.0564 | 55.0564 | 55.0564 | 55.0564 | 55.0564 | 55.0564 | 55.0564 | 55.0564 | 55.0564 | 55.0564 | 55.0564 | 55.0564 | 55.0564 | 55.0564 | 55.0564 | 55.0564 | 55.0564 | 55.0564 | 55.0564 | 55.0564 | 55.0564 | 55.0564 | 55.0564 | 55.0564 | 55.0564 | 55.0564 | 55.0564 | 55.0564 | 55.0564 | 55.0564 | 55.0564 | 55.0564 | 55.0564 | 55.0564 | 55.0564 | 55.0564 | 55.0564 | 55.0564 | 55.0564 | 55.0564 | 55.0564 | 55.0564 | 55.0564 | 55.0564 | 55.0564 | 55.0564 | 55.0564 | 55.0564 | 55.0564 | 55.0564 | 55.0564 | 55.0564 | 55.0564 | 55.0564 | 55.0564 | 55.0564 | 55.0564 | 55.0564 | 55.0564 | 55.0564 | 55.0564 | 55.0564 | 55.0564 | 55.0564 | 55.0564 | 55.0564 | 55.0564 | 55.0564 | 55.0564 | 55.0564 | 55.0564 | 55.0564 | 55.0564 | 55.0564 | 55.0564 | 55.0564 | 55.0564 | 55.0564 | 55.0564 | 55.0564 | 55.0564 | 55.0564 | 55.0564 | 55.0564 | 55.0564 | 55.0564 | 55.0564 | 55.0564 | 55.0564 | 55.0564 | 55.0564 | 55.0564 | 55.0564 | 55.0564 | 55.0564 | 55.0564 | 55.0564 | 55.0564 | 55.0564 | 55.0564 | 55.0564 | 55.0564 | 55.0564 | 55.0564 | 55.0564 | 55.0564 | 55.0564 | 55.0564 | 55.0564 | 55.0564 | 55.0564 | 55.0564 | 55.0564 | 55.0564 | 55.0564 | 55.0564 | 55.0564 | 55.0564 | 55.0564 | 55.0564 | 55.0564 | 55.0564 | 55.0564 | 55.0564 | 55.0564 | 55.0564 | 55.0564 | 55.0564 | 55.0564 | 55.0564 | 55.0564 | 55.0564 | 55.0564 | 55.0564 | 55.0564 | 55.0564 | 55.0564 | 55.0564 | 55.0564 | 55.0564 | 55.0564 | 55.0564 | 55.0564 | 55.0564 | 55.0564 | 55.0564 | 55.0564 | 55.0564 | 55.0564 | 55.0564 | 55.0564 | 55.0564 | 55.0564 | 55.0564 | 55.0564 | 55.0564 | 55.0564 | 55.0564 | 55.0564 | 55.0564 | 55.0564 | 55.0564 | 55.0564 | 55.0564 | 55.0564 | 55.0564 | 55.0564 | 55.0564 | 55.0564 | 55.0564 | 55.0564 | 55.0564 | 55.0564 | 55.0564 | 55.0564 | 55.0564 | 55.0564 | 55.0564 | 55.0564 | 55.0564 | 55.0564 | 55.0564 | 55.0564 | 55.0564 | 55.0564 | 55.0564 | 55.0564 | 55.0564 | 55.0564 | 55.0564 | 55.0564 | 55.0564 | 55.0564 | 55.0564 | 55.0564 | 55.0564 | 55.0564 | 55.0564 | 55.0564 | 55.0564 | 55.0564 | 55.0564 | 55.0564 | 55.0564 | 55.0564 | 55.0564 | 55.0564 | 55.0564 | 55.0564 | 55.0564 | 55.0564 | 55.0564 | 55.0564 | 55.0564 | 55.0564 | 55.0564 | 55.0564 | 55.0564 | 55.0564 | 55.0564 | 55.0564 | 55.0564 | 55.0564 | 55.0564 | 55.0564 | 55.0564 | 55.0564 | 55.0564 | 55.0564 | 55.0564 | 55.0564 | 55.0564 | 55.0564 | 55.0564 | 55.0564 | 55.0564 | 55.0564 | 55.0564 | 55.0564 | 55.0564 | 55.0564 | 55.0564 | 55.0564 | 55.0564 | 55.0564 | 55.0564 | 55.0564 | 55.0564 | 55.0564 | 55.0564 | 55.0564 | 55.0564 | 55.0564 | 55.0564 | 55.0564 | 55.0564 | 55.0564 | 55.0564 | 55.0564 | 55.0564 | 55.0564 | 55.0564 | 55.0564 | 55.0564 | 55.0564 | 55.0564 | 55.0564 | 55.0564 | 55.0564 | 55.0564 | 55.0564 | 55.0564 | 55.0564 | 55.0564 | 55.0564 | 55.0564 | 55.0564 | 55.0564 | 55.0564 | 55.0564 | 55.0564 | 55.0564 | 55.0564 | 55.0564 | 55.0564 | 55.0564 | 55.0564 | 55.0564 | 55.0564 | 55.0564 | 55.0564 | 55.0564 | 55.0564 | 55.0564 | 55.0564 | 55.0564 | 55.0564 | 55.0564 | 55.0564 | 55.0564 | 55.0564 | 55.0564 | 55.0564 | 55.0564 | 55.0564 | 55.0564 | 55.0564 | 55.0564 | 55.0564 | 55.0564 | 55.0564 | 55.0564 | 55.0564 | 55.0564 | 55.0564 | 55.0564 | 55.0564 | 55.0564 | 55.0564 | 55.0564 | 55.0564 | 55.0564 | 55.0564 | 55.0564 | 55.0564 | 55.0564 | 55.0564 | 55.0564 | 55.0564 | 55.0564 | 55.0564 | 55.0564 | 55.0564 | 55.0564 | 55.0564 | 55.0564 | 55.0564 | 55.0564 | 55.0564 | 55.0564 | 55.0564 | 55.0564 | 55.0564 | 55.0564 | 55.0564 | 55.0564 | 55.0564 | 55.0564 | 55.0564 | 55.0564 | 55.0564 | 55.0564 | 55.0564 | 55.0564 | 55.0564 | 55.0564 | 55.0564 | 55.0564 | 55.0564 | 55.0564 | 55.0564 | 55.0564 | 55.0564 | 55.0564 | 55.0564 | 55.0564 | 55.0564 | 55.0564 | 55.0564 | 55.0564 | 55.0564 | 55.0564 | 55.0564 | 55.0564 | 55.0564 | 55.0564 | 55.0564 | 55.0564 | 55.0564 | 55.0564 | 55.0564 | 55.0564 | 55.0564 | 55.0564 | 55.0564 | 55.0564 | 55.0564 | 55.0564 | 55.0564 | 55.0564 | 55.0564 | 55.0564 | 55.0564 | 55.0564 | 55.0564 | 55.0564 | 55.0564 | 55.0564 | 55.0564 | 55.0564 | 55.0564 | 55.0564 | 55.0564 | 55.0564 | 55.0564 | 55.0564 | 55.0564 | 55.0564 | 55.0564 | 55.0564 | 55.0564 | 55.0564 | 55.0564 | 55.0564 | 55.0564 | 55.0564 | 55.0564 | 55.0564 | 55.0564 | 55.0564 | 55.0564 | 55.0564 | 55.0564 | 55.0564 | 55.0564 | 55.0564 | 55.0564 | 55.0564 | 55.0564 | 55.0564 | 55.0564 | 55.0564 | 55.0564 | 55.0564 | 55.0564 | 55.0564 | 55.0564 | 55.0564 | 55.0564 | 55.0564 | 55.0564 | 55.0564 | 55.0564 | 55.0564 | 55.0564 | 55.0564 | 55.0564 | 55.0564 | 55.0564 | 55.0564 | 55.0564 | 55.0564 | 55.0564 | 55.0564 | 55.0564 | 55.0564 | 55.0564 | 55.0564 | 55.0564 | 55.0564 | 55.0564 | 55.0564 | 55.0564 | 55.0564 | 55.0564 | 55.0564 | 55.0564 | 55.0564 | 55.0564 | 55.0564 | 55.0564 | 55.0564 | 55.0564 | 55.0564 | 55.0564 | 55.0564 | 55.0564 | 55.0564 | 55.0564 | 55.0564 | 55.0564 | 55.0564 | 55.0564 | 55.0564 | 55.0564 | 55.0564 | 55.0564 | 55.0564 | 55.0564 | 55.0564 | 55.0564 | 55.0564 | 55.0564 | 55.0564 | 55.0564 | 55.0564 | 55.0564 | 55.0564 | 55.0564 | 55.0564 | 55.0564 | 55.0564 | 55.0564 | 55.0564 | 55.0564 | 55.0564 | 55.0564 | 55.0564 | 55.0564 | 55.0564 | 55.0564 | 55.0564 | 55.0564 | 55.0564 | 55.0564 | 55.0564 | 55.0564 | 55.0564 | 55.0564 | 55.0564 | 55.0564 | 55.0564 | 55.0564 | 55.0564 | 55.0564 | 55.0564 | 55.0564 | 55.0564 | 55.0564 | 55.0564 | 55.0564 | 55.0564 | 55.0564 | 55.0564 | 55.0564 | 55.0564 | 55.0564 | 55.0564 | 55.0564 | 55.0564 | 55.0564 | 55.0564 | 55.0564 | 55.0564 | 55.0564 | 55.0564 | 55.0564 | 55.0564 | 55.0564 | 55.0564 | 55.0564 | 55.0564 | 55.0564 | 55.0564 | 55.0564 | 55.0564 | 55.0564 | 55.0564 | 55.0564 | 55.0564 | 55.0564 | 55.0564 | 55.0564 | 55.0564 | 55.0564 | 55.0564 | 55.0564 | 55.0564 | 55.0564 | 55.0564 | 55.0564 | 55.0564 | 55.0564 | 55.0564 | 55.0564 | 55.0564 | 55.0564 | 55.0564 | 55.0564 | 55.0564 | 55.0564 | 55.0564 | 55.0564 | 55.0564 | 55.0564 | 55.0564 | 55.0564 | 55.0564 | 55.0564 | 55.0564 | 55.0564 | 55.0564 | 55.0564 | 55.0564 | 55.0564 | 55.0564 | 55.0564 | 55.0564 | 55.0564 | 55.0564 | 55.0564 | 55.0564 | 55.0564 | 55.0564 | 55.0564 | 55.0564 | 55.0564 | 55.0564 | 55.0564 | 55.0564 | 55.0564 | 55.0564 | 55.0564 | 55.0564 | 55.0564 | 55.0564 | 55.0564 | 55.0564 | 55.0564 | 55.0564 | 55.0564 | 55.0564 | 55.0564 | 55.0564 | 55.0564 | 55.0564 | 55.0564 | 55.0564 | 55.0564 | 55.0564 | 55.0564 | 55.0564 | 55.0564 | 55.0564 | 55.0564 | 55.0564 | 55.0564 | 55.0564 | 55.0564 | 55.0564 | 55.0564 | 55.0564 | 55.0564 | 55.0564 | 55.0564 | 55.0564 | 55.0564 | 55.0564 | 55.0564 | 55.0564 | 55.0564 | 55.0564 | 55.0564 | 55.0564 | 55.0564 | 55.0564 | 55.0564 | 55.0564 | 55.0564 | 55.0564 | 55.0564 | 55.0564 | 55.0564 | 55.0564 | 55.0564 | 55.0564 | 55.0564 | 55.0564 | 55.0564 | 55.0564 | 55.0564 | 55.0564 | 55.0564 | 55.0564 | 55.0564 | 55.0564 | 55.0564 | 55.0564 | 55.0564 | 55.0564 | 55.0564 | 55.0564 | 55.0564 | 55.0564 | 55.0564 | 55.0564 | 55.0564 | 55.0564 | 55.0564 | 55.0564 | 55.0564 | 55.0564 | 55.0564 | 55.0564 | 55.0564 | 55.0564 | 55.0564 | 55.0564 | 55.0564 | 55.0564 | 55.0564 | 55.0564 | 55.0564 | 55.0564 | 55.0564 | 55.0564 | 55.0564 | 55.0564 | 55.0564 | 55.0564 | 55.0564 | 55.0564 | 55.0564 | 55.0564 | 55.0564 | 55.0564 | 55.0564 | 55.0564 | 55.0564 | 55.0564 | 55.0564 | 55.0564 | 55.0564 | 55.0564 | 55.0564 | 55.0564 | 55.0564 | 55.0564 | 55.0564 | 55.0564 | 55.0564 | 55.0564 | 55.0564 | 55.0564 | 55.0564 | 55.0564 | 55.0564 | 55.0564 | 55.0564 | 55.0564 | 55.0564 | 55.0564 | 55.0564 | 55.0564 | 55.0564 | 55.0564 | 55.0564 | 55.0564 | 55.0564 | 55.0564 | 55.0564 | 55.0564 | 55.0564 | 55.0564 | 55.0564 | 55.0564 | 55.0564 | 55.0564 | 55.0564 | 55.0564 | 55.0564 | 55.0564 | 55.0564 | 55.0564 | 55.0564 | 55.0564 | 55.0564 | 55.0564 | 55.0564 | 55.0564 | 55.0564 | 55.0564 | 55.0564 | 55.0564 | 55.0564 | 55.0564 | 55.0564 | 55.0564 | 55.0564 | 55.0564 | 55.0564 | 55.0564 | 55.0564 | 55.0564 | 55.0564 | 55.0564 | 55.0564 | 55.0564 | 55.0564 | 55.0564 | 55.0564 | 55.0564 | 55.0564 | 55.0564 | 55.0564 | 55.0564 | 55.0564 | 55.0564 | 55.0564 | 55.0564 | 55.0564 | 55.0564 | 55.0564 | 55.0564 | 55.0564 | 55.0564 | 55.0564 | 55.0564 | 55.0564 | 55.0564 | 55.0564 | 55.0564 | 55.0564 | 55.0564 | 55.0564 | 55.0564 | 55.0564 | 55.0564 | 55.0564 | 55.0564 | 55.0564 | 55.0564 | 55.0564 | 55.0564 | 55.0564 | 55.0564 | 55.0564 | 55.0564 | 55.0564 | 55.0564 | 55.0564 | 55.0564 | 55.0564 | 55.0564 | 55.0564 | 55.0564 | 55.0564 | 55.0564 | 55.0564 | 55.0564 | 55.0564 | 55.0564 | 55.0564 | 55.0564 | 55.0564 | 55.0564 | 55.0564 | 55.0564 | 55.0564 | 55.0564 | 55.0564 | 55.0564 | 55.0564 | 55.0564 | 55.0564 | 55.0564 | 55.0564 | 55.0564 | 55.0564 | 55.0564 | 55.0564 | 55.0564 | 55.0564 | 55.0564 | 55.0564 | 55.0564 | 55.0564 | 55.0564 | 55.0564 | 55.0564 | 55.0564 | 55.0564 | 55.0564 | 55.0564 | 55.0564 | 55.0564 | 55.0564 | 55.0564 | 55.0564 | 55.0564 | 55.0564 | 55.0564 | 55.0564 | 55.0564 | 55.0564 | 55.0564 | 55.0564 | 55.0564 | 55.0564 | 55.0564 | 55.0564 | 55.0564 | 55.0564 | 55.0564 | 55.0564 | 55.0564 | 55.0564 | 55.0564 | 55.0564 | 55.0564 | 55.0564 | 55.0564 | 55.0564 | 55.0564 | 55.0564 | 55.0564 | 55.0564 | 55.0564 | 55.0564 | 55.0564 | 55.0564 | 55.0564 | 55.0564 | 55.0564 | 55.0564 | 55.0564 | 55.0564 | 55.0564 | 55.0564 | 55.0564 | 55.0564 | 55.0564 | 55.0564 | 55.0564 | 55.0564 | 55.0564 | 55.0564 | 55.0564 | 55.0564 | 55.0564 | 55.0564 | 55.0564 | 55.0564 | 55.0564 | 55.0564 | 55.0564 | 55.0564 | 55.0564 | 55.0564 | 55.0564 | 55.0564 | 55.0564 | 55.0564 | 55.0564 | 55.0564 | 55.0564 | 55.0564 | 55.0564 | 55.0564 | 55.0564 | 55.0564 | 55.0564 | 55.0564 | 55.0564 | 55.0564 | 55.0564 | 55.0564 | 55.0564 | 55.0564 | 55.0564 | 55.0564 | 55.0564 | 55.0564 | 55.0564 | 55.0564 | 55.0564 | 55.0564 | 55.0564 | 55.0564 | 55.0564 | 55.0564 | 55.0564 | 55.0564 | 55.0564 | 55.0564 | 55.0564 | 55.0564 | 55.0564 | 55.0564 | 55.0564 | 55.0564 | 55.0564 | 55.0564 | 55.0564 | 55.0564 | 55.0564 | 55.0564 | 55.0564 | 55.0564 | 55.0564 | 55.0564 | 55.0564 | 55.0564 | 55.0564 | 55.0564 | 55.0564 | 55.0564 | 55.0564 | 55.0564 | 55.0564 | 55.0564 | 55.0564 | 55.0564 | 55.0564 | 55.0564 | 55.0564 | 55.0564 | 55.0564 | 55.0564 | 55.0564 | 55.0564 | 55.0564 | 55.0564 | 55.0564 | 55.0564 | 55.0564 | 55.0564 | 55.0564 | 55.0564 | 55.0564 | 55.0564 | 55.0564 | 55.0564 | 55.0564 | 55.0564 | 55.0564 | 55.0564 | 55.0564 | 55.0564 | 55.0564 | 55.0564 | 55.0564 | 55.0564 | 55.0564 | 55.0564 | 55.0564 | 55.0564 | 55.0564 | 55.0564 | 55.0564 | 55.0564 | 55.0564 | 55.0564 | 55.0564 | 55.0564 | 55.0564 | 55.0564 | 55.0564 | 55.0564 | 55.0564 | 55.0564 | 55.0564 | 55.0564 | 55.0564 | 55.0564 | 55.0564 | 55.0564 | 55.0564 | 55.0564 | 55.0564 | 55.0564 | 55.0564 | 55.0564 | 55.0564 | 55.0564 | 55.0564 | 55.0564 | 55.0564 | 55.0564 | 55.0564 | 55.0564 | 55.0564 | 55.0564 | 55.0564 | 55.0564 | 55.0564 | 55.0564 | 55.0564 | 55.0564 | 55.0564 | 55.0564 | 55.0564 | 55.0564 | 55.0564 | 55.0564 | 55.0564 | 55.0564 | 55.0564 | 55.0564 | 55.0564 | 55.0564 | 55.0564 | 55.0564 | 55.0564 | 55.0564 | 55.0564 | 55.0564 | 55.0564 | 55.0564 | 55.0564 | 55.0564 | 55.0564 | 55.0564 | 55.0564 | 55.0564 | 55.0564 | 55.0564 | 55.0564 | 55.0564 | 55.0564 | 55.0564 | 55.0564 | 55.0564 | 55.0564 | 55.0564 | 55.0564 | 55.0564 | 55.0564 | 55.0564 | 55.0564 | 55.0564 | 55.0564 | 55.0564 | 55.0564 | 55.0564 | 55.0564 | 55.0564 | 55.0564 | 55.0564 | 55.0564 | 55.0564 | 55.0564 | 55.0564 | 55.0564 | 55.0564 | 55.0564 | 55.0564 | 55.0564 | 55.0564 | 55.0564 | 55.0564 | 55.0564 | 55.0564 | 55.0564 | 55.0564 | 55.0564 | 55.0564 | 55.0564 | 55.0564 | 55.0564 | 55.0564 | 55.0564 | 55.0564 | 55.0564 | 55.0564 | 55.0564 | 55.0564 | 55.0564 | 55.0564 | 55.0564 | 55.0564 | 55.0564 | 55.0564 | 55.0564 | 55.0564 | 55.0564 | 55.0564 | 55.0564 | 55.0564 | 55.0564 | 55.0564 | 55.0564 | 55.0564 | 55.0564 | 55.0564 | 55.0564 | 55.0564 | 55.0564 | 55.0564 | 55.0564 | 55.0564 | 55.0564 | 55.0564 | 55.0564 | 55.0564 | 55.0564 | 55.0564 | 55.0564 | 55.0564 | 55.0564 | 55.0564 | 55.0564 | 55.0564 | 55.0564 | 55.0564 | 55.0564 | 55.0564 | 55.0564 | 55.0564 | 55.0564 | 55.0564 | 55.0564 | 55.0564 | 55.0564 | 55.0564 | 55.0564 | 55.0564 | 55.0564 | 55.0564 | 55.0564 | 55.0564 | 55.0564 | 55.0564 | 55.0564 | 55.0564 | 55.0564 | 55.0564 | 55.0564 | 55.0564 | 55.0564 | 55.0564 | 55.0564 | 55.0564 | 55.0564 | 55.0564 | 55.0564 | 55.0564 | 55.0564 | 55.0564 | 55.0564 | 55.0564 | 55.0564 | 55.0564 | 55.0564 | 55.0564 | 55.0564 | 55.0564 | 55.0564 | 55.0564 | 55.0564 | 55.0564 | 55.0564 | 55.0564 | 55.0564 | 55.0564 | 55.0564 | 55.0564 | 55.0564 | 55.0564 | 55.0564 | 55.0564 | 55.0564 | 55.0564 | 55.0564 | 55.0564 | 55.0564 | 55.0564 | 55.0564 | 55.0564 | 55.0564 | 55.0564 | 55.0564 | 55.0564 | 55.0564 | 55.0564 | 55.0564 | 55.0564 | 55.0564 | 55.0564 | 55.0564 | 55.0564 | 55.0564 | 55.0564 | 55.0564 | 55.0564 | 55.0564 | 55.0564 | 55.0564 | 55.0564 | 55.0564 | 55.0564 | 55.0564 | 55.0564 | 55.0564 | 55.0564 | 55.0564 | 55.0564 | 55.0564 | 55.0564 | 55.0564 | 55.0564 | 55.0564 | 55.0564 | 55.0564 | 55.0564 | 55.0564 | 55.0564 | 55.0564 | 55.0564 | 55.0564 | 55.0564 | 55.0564 | 55.0564 | 55.0564 | 55.0564 | 55.0564 | 55.0564 | 55.0564 | 55.0564 | 55.0564 | 55.0564 | 55.0564 | 55.0564 | 55.0564 | 55.0564 | 55.0564 | 55.0564 | 55.0564 | 55.0564 | 55.0564 | 55.0564 | 55.0564 | 55.0564 | 55.0564 | 55.0564 | 55.0564 | 55.0564 | 55.0564 | 55.0564 | 55.0564 | 55.0564 | 55.0564 | 55.0564 | 55.0564 | 55.0564 | 55.0564 | 55.0564 | 55.0564 | 55.0564 | 55.0564 | 55.0564 | 55.0564 | 55.0564 | 55.0564 | 55.0564 | 55.0564 | 55.0564 | 55.0564 | 55.0564 | 55.0564 | 55.0564 | 55.0564 | 55.0564 | 55.0564 | 55.0564 | 55.0564 | 55.0564 | 55.0564 | 55.0564 | 55.0564 | 55.0564 | 55.0564 | 55.0564 | 55.0564 | 55.0564 | 55.0564 | 55.0564 | 55.0564 | 55.0564 | 55.0564 | 55.0564 | 55.0564 | 55.0564 | 55.0564 | 55.0564 | 55.0564 | 55.0564 | 55.0564 | 55.0564 | 55.0564 | 55.0564 | 55.0564 | 55.0564 | 55.0564 | 55.0564 | 55.0564 | 55.0564 | 55.0564 | 55.0564 | 55.0564 | 55.0564 | 55.0564 | 55.0564 | 55.0564 | 55.0564 | 55.0564 | 55.0564 | 55.0564 | 55.0564 | 55.0564 | 55.0564 | 55.0564 | 55.0564 | 55.0564 | 55.0564 | 55.0564 | 55.0564 | 55.0564 | 55.0564 | 55.0564 | 55.0564 | 55.0564 | 55.0564 | 55.0564 | 55.0564 | 55.0564 | 55.0564 | 55.0564 | 55.0564 | 55.0564 | 55.0564 | 55.0564 | 55.0564 | 55.0564 | 55.0564 | 55.0564 | 55.0564 | 55.0564 | 55.0564 | 55.0564 | 55.0564 | 55.0564 | 55.0564 | 55.0564 | 55.0564 | 55.0564 | 55.0564 | 55.0564 | 55.0564 | 55.0564 | 55.0564 | 55.0564 | 55.0564 | 55.0564 | 55.0564 | 55.0564 | 55.0564 | 55.0564 | 55.0564 | 55.0564 | 55.0564 | 55.0564 | 55.0564 | 55.0564 | 55.0564 | 55.0564 | 55.0564 | 55.0564 | 55.0564 | 55.0564 | 55.0564 | 55.0564 | 55.0564 | 55.0564 | 55.0564 | 55.0564 | 55.0564 | 55.0564 | 55.0564 | 55.0564 | 55.0564 | 55.0564 | 55.0564 | 55.0564 | 55.0564 | 55.0564 | 55.0564 | 55.0564 | 55.0564 | 55.0564 | 55.0564 | 55.0564 | 55.0564 | 55.0564 | 55.0564 | 55.0564 | 55.0564 | 55.0564 | 55.0564 | 55.0564 | 55.0564 | 55.0564 | 55.0564 | 55.0564 | 55.0564 | 55.0564 | 55.0564 | 55.0564 | 55.0564 | 55.0564 | 55.0564 | 55.0564 | 55.0564 | 55.0564 | 55.0564 | 55.0564 | 55.0564 | 55.0564 | 55.0564 | 55.0564 | 55.0564 | 55.0564 | 55.0564 | 55.0564 | 55.0564 | 55.0564 | 55.0564 | 55.0564 | 55.0564 | 55.0564 | 55.0564 | 55.0564 | 55.0564 | 55.0564 | 55.0564 | 55.0564 | 55.0564 | 55.0564 | 55.0564 | 55.0564 | 55.0564 | 55.0564 | 55.0564 | 55.0564 | 55.0564 | 55.0564 | 55.0564 | 55.0564 | 55.0564 | 55.0564 | 55.0564 | 55.0564 | 55.0564 | 55.0564 | 55.0564 | 55.0564 | 55.0564 | 55.0564 | 55.0564 | 55.0564 | 55.0564 | 55.0564 | 55.0564 | 55.0564 | 55.0564 | 55.0564 | 55.0564 | 55.0564 | 55.0564 | 55.0564 | 55.0564 | 55.0564 | 55.0564 | 55.0564 | 55.0564 | 55.0564 | 55.0564 | 55.0564 | 55.0564 | 55.0564 | 55.0564 | 55.0564 | 55.0564 | 55.0564 | 55.0564 | 55.0564 | 55.0564 | 55.0564 | 55.0564 | 55.0564 | 55.0564 | 55.0564 | 55.0564 | 55.0564 | 55.0564 | 55.0564 | 55.0564 | 55.0564 | 55.0564 | 55.0564 | 55.0564 | 55.0564 | 55.0564 | 55.0564 | 55.0564 | 55.0564 | 55.0564 | 55.0564 | 55.0564 | 55.0564 | 55.0564 | 55.0564 | 55.0564 | 55.0564 | 55.0564 | 55.0564 | 55.0564 | 55.0564 | 55.0564 | 55.0564 | 55.0564 | 55.0564 | 55.0564 | 55.0564 | 55.0564 | 55.0564 | 55.0564 | 55.0564 | 55.0564 | 55.0564 | 55.0564 | 55.0564 | 55.0564 | 55.0564 | 55.0564 | 55.0564 | 55.0564 | 55.0564 | 55.0564 | 55.0564 | 55.0564 | 55.0564 | 55.0564 | 55.0564 | 55.0564 | 55.0564 | 55.0564 | 55.0564 | 55.0564 | 55.0564 | 55.0564 | 55.0564 | 55.0564 | 55.0564 | 55.0564 | 55.0564 | 55.0564 | 55.0564 | 55.0564 | 55.0564 | 55.0564 | 55.0564 | 55.0564 | 55.0564 | 55.0564 | 55.0564 | 55.0564 | 55.0564 | 55.0564 | 55.0564 | 55.0564 | 55.0564 | 55.0564 | 55.0564 | 55.0564 | 55.0564 | 55.0564 | 55.0564 | 55.0564 | 55.0564 | 55.0564 | 55.0564 | 55.0564 | 55.0564 | 55.0564 | 55.0564 | 55.0564 | 55.0564 | 55.0564 | 55.0564 | 55.0564 | 55.0564 | 55.0564 | 55.0564 | 55.0564 | 55.0564 | 55.0564 | 55.0564 | 55.0564 | 55.0564 | 55.0564 | 55.0564 | 55.0564 | 55.0564 | 55.0564 | 55.0564 | 55.0564 | 55.0564 | 55.0564 | 55.0564 | 55.0564 | 55.0564 | 55.0564 | 55.0564 | 55.0564 | 55.0564 | 55.0564 | 55.0564 | 55.0564 | 55.0564 | 55.0564 | 55.0564 | 55.0564 | 55.0564 | 55.0564 | 55.0564 | 55.0564 | 55.0564 | 55.0564 | 55.0564 | 55.0564 | 55.0564 | 55.0564 | 55.0564 | 55.0564 | 55.0564 | 55.0564 | 55.0564 | 55.0564 | 55.0564 | 55.0564 | 55.0564 | 55.0564 | 55.0564 | 55.0564 | 55.0564 | 55.0564 | 55.0564 | 55.0564 | 55.0564 | 55.0564 | 55.0564 | 55.0564 | 55.0564 | 55.0564 | 55.0564 | 55.0564 | 55.0564 | 55.0564 | 55.0564 | 55.0564 | 55.0564 | 55.0564 | 55.0564 | 55.0564 | 55.0564 | 55.0564 | 55.0564 | 55.0564 | 55.0564 | 55.0564 | 55.0564 | 55.0564 | 55.0564 | 55.0564 | 55.0564 | 55.0564 | 55.0564 | 55.0564 | 55.0564 | 55.0564 | 55.0564 | 55.0564 | 55.0564 | 55.0564 | 55.0564 | 55.0564 | 55.0564 | 55.0564 | 55.0564 | 55.0564 | 55.0564 | 55.0564 | 55.0564 | 55.0564 | 55.0564 | 55.0564 | 55.0564 | 55.0564 | 55.0564 | 55.0564 | 55.0564 | 55.0564 | 55.0564 | 55.0564 | 55.0564 | 55.0564 | 55.0564 | 55.0564 | 55.0564 | 55.0564 | 55.0564 | 55.0564 | 55.0564 | 55.0564 | 55.0564 | 55.0564 | 55.0564 | 55.0564 | 55.0564 | 55.0564 | 55.0564 | 55.0564 | 55.0564 | 55.0564 | 55.0564 | 55.0564 | 55.0564 | 55.0564 | 55.0564 | 55.0564 | 55.0564 | 55.0564 | 55.0564 | 55.0564 | 55.0564 | 55.0564 | 55.0564 | 55.0564 | 55.0564 | 55.0564 | 55.0564 | 55.0564 | 55.0564 | 55.0564 | 55.0564 | 55.0564 | 55.0564 | 55.0564 | 55.0564 | 55.0564 | 55.0564 | 55.0564 | 55.0564 | 55.0564 | 55.0564 | 55.0564 | 55.0564 | 55.0564 | 55.0564 | 55.0564 | 55.0564 | 55.0564 | 55.0564 | 55.0564 | 55.0564 | 55.0564 | 55.0564 | 55.0564 | 55.0564 | 55.0564 | 55.0564 | 55.0564 | 55.0564 | 55.0564 | 55.0564 | 55.0564 | 55.0564 | 55.0564 | 55.0564 | 55.0564 | 55.0564 | 55.0564 | 55.0564 | 55.0564 | 55.0564 | 55.0564 | 55.0564 | 55.0564 | 55.0564 | 55.0564 | 55.0564 | 55.0564 | 55.0564 | 55.0564 | 55.0564 | 55.0564 | 55.0564 | 55.0564 | 55.0564 | 55.0564 | 55.0564 | 55.0564 | 55.0564 | 55.0564 | 55.0564 | 55.0564 | 55.0564 | 55.0564 | 55.0564 | 55.0564 | 55.0564 | 55.0564 | 55.0564 | 55.0564 | 55.0564 | 55.0564 | 55.0564 | 55.0564 | 55.0564 | 55.0564 | 55.0564 | 55.0564 | 55.0564 | 55.0564 | 55.0564 | 55.0564 | 55.0564 | 55.0564 | 55.0564 | 55.0564 | 55.0564 | 55.0564 | 55.0564 | 55.0564 | 55.0564 | 55.0564 | 55.0564 | 55.0564 | 55.0564 | 55.0564 | 55.0564 | 55.0564 | 55.0564 | 55.0564 | 55.0564 | 55.0564 | 55.0564 | 55.0564 | 55.0564 | 55.0564 | 55.0564 | 55.0564 | 55.0564 | 55.0564 | 55.0564 | 55.0564 | 55.0564 | 55.0564 | 55.0564 | 55.0564 | 55.0564 | 55.0564 | 55.0564 | 55.0564 | 55.0564 | 55.0564 | 55.0564 | 55.0564 | 55.0564 | 55.0564 | 55.0564 | 55.0564 | 55.0564 | 55.0564 | 55.0564 | 55.0564 | 55.0564 | 55.0564 | 55.0564 | 55.0564 | 55.0564 | 55.0564 | 55.0564 | 55.0564 | 55.0564 | 55.0564 | 55.0564 | 55.0564 | 55.0564 | 55.0564 | 55.0564 | 55.0564 | 55.0564 | 55.0564 | 55.0564 | 55.0564 | 55.0564 | 55.0564 | 55.0564 | 55.0564 | 55.0564 | 55.0564 | 55.0564 | 55.0564 | 55.0564 | 55.0564 | 55.0564 | 55.0564 | 55.0564 | 55.0564 | 55.0564 | 55.0564 | 55.0564 | 55.0564 | 55.0564 | 55.0564 | 55.0564 | 55.0564 | 55.0564 | 55.0564 | 55.0564 | 55.0564 | 55.0564 | 55.0564 | 55.0564 | 55.0564 | 55.0564 | 55.0564 | 55.0564 | 55.0564 | 55.0564 | 55.0564 | 55.0564 | 55.0564 | 55.0564 | 55.0564 | 55.0564 | 55.0564 | 55.0564 | 55.0564 | 55.0564 | 55.0564 | 55.0564 | 55.0564 | 55.0564 | 55.0564 | 55.0564 | 55.0564 | 55.0564 | 55.0564 | 55.0564 | 55.0564 | 55.0564 | 55.0564 | 55.0564 | 55.0564 | 55.0564 | 55.0564 | 55.0564 | 55.0564 | 55.0564 | 55.0564 | 55.0564 | 55.0564 | 55.0564 | 55.0564 | 55.0564 | 55.0564 | 55.0564 | 55.0564 | 55.0564 | 55.0564 | 55.0564 | 55.0564 | 55.0564 | 55.0564 | 55.0564 | 55.0564 | 55.0564 | 55.0564 | 55.0564 | 55.0564 | 55.0564 | 55.0564 | 55.0564 | 55.0564 | 55.0564 | 55.0564 | 55.0564 | 55.0564 | 55.0564 | 55.0564 | 55.0564 | 55.0564 | 55.0564 | 55.0564 | 55.0564 | 55.0564 | 55.0564 | 55.0564 | 55.0564 | 55.0564 | 55.0564 | 55.0564 | 55.0564 | 55.0564 | 55.0564 | 55.0564 | 55.0564 | 55.0564 | 55.0564 | 55.0564 | 55.0564 | 55.0564 | 55.0564 | 55.0564 | 55.0564 | 55.0564 | 55.0564 | 55.0564 | 55.0564 | 55.0564 | 55.0564 | 55.0564 | 55.0564 | 55.0564 | 55.0564 | 55.0564 | 55.0564 | 55.0564 | 55.0564 | 55.0564 | 55.0564 | 55.0564 | 55.0564 | 55.0564 | 55.0564 | 55.0564 | 55.0564 | 55.0564 | 55.0564 | 55.0564 | 55.0564 | 55.0564 | 55.0564 | 55.0564 | 55.0564 | 55.0564 | 55.0564 | 55.0564 | 55.0564 | 55.0564 | 55.0564 | 55.0564 | 55.0564 | 55.0564 | 55.0564 | 55.0564 | 55.0564 | 55.0564 | 55.0564 | 55.0564 | 55.0564 | 55.0564 | 55.0564 | 55.0564 | 55.0564 | 55.0564 | 55.0564 | 55.0564 | 55.0564 | 55.0564 | 55.0564 | 55.0564 | 55.0564 | 55.0564 | 55.0564 | 55.0564 | 55.0564 | 55.0564 | 55.0564 | 55.0564 | 55.0564 | 55.0564 | 55.0564 | 55.0564 | 55.0564 | 55.0564 | 55.0564 | 55.0564 | 55.0564 | 55.0564 | 55.0564 | 55.0564 | 55.0564 | 55.0564 | 55.0564 | 55.0564 | 55.0564 | 55.0564 | 55.0564 | 55.0564 | 55.0564 | 55.0564 | 55.0564 | 55.0564 | 55.0564 | 55.0564 | 55.0564 | 55.0564 | 55.0564 | 55.0564 | 55.0564 | 55.0564 | 55.0564 | 55.0564 | 55.0564 | 55.0564 | 55.0564 | 55.0564 | 55.0564 | 55.0564 | 55.0564 | 55.0564 | 55.0564 | 55.0564 | 55.0564 | 55.0564 | 55.0564 | 55.0564 | 55.0564 | 55.0564 | 55.0564 | 55.0564 | 55.0564 | 55.0564 | 55.0564 | 55.0564 | 55.0564 | 55.0564 | 55.0564 | 55.0564 | 55.0564 | 55.0564 | 55.0564 | 55.0564 | 55.0564 | 55.0564 | 55.0564 | 55.0564 | 55.0564 | 55.0564 | 55.0564 | 55.0564 | 55.0564 | 55.0564 | 55.0564 | 55.0564 | 55.0564 | 55.0564 | 55.0564 | 55.0564 | 55.0564 | 55.0564 | 55.0564 | 55.0564 | 55.0564 | 55.0564 | 55.0564 | 55.0564 | 55.0564 | 55.0564 | 55.0564 | 55.0564 | 55.0564 | 55.0564 | 55.0564 | 55.0564 | 55.0564 | 55.0564 | 55.0564 | 55.0564 | 55.0564 | 55.0564 | 55.0564 | 55.0564 | 55.0564 | 55.0564 | 55.0564 | 55.0564 | 55.0564 | 55.0564 | 55.0564 | 55.0564 | 55.0564 | 55.0564 | 55.0564 | 55.0564 | 55.0564 | 55.0564 | 55.0564 | 55.0564 | 55.0564 | 55.0564 | 55.0564 | 55.0564 | 55.0564 | 55.0564 | 55.0564 | 55.0564 | 55.0564 | 55.0564 | 55.0564 | 55.0564 | 55.0564 | 55.0564 | 55.0564 | 55.0564 | 55.0564 | 55.0564 | 55.0564 | 55.0564 | 55.0564 | 55.0564 | 55.0564 | 55.0564 | 55.0564 | 55.0564 | 55.0564 | 55.0564 | 55.0564 | 55.0564 | 55.0564 | 55.0564 | 55.0564 | 55.0564 | 55.0564 | 55.0564 | 55.0564 | 55.0564 | 55.0564 | 55.0564 | 55.0564 | 55.0564 | 55.0564 | 55.0564 | 55.0564 | 55.0564 | 55.0564 | 55.0564 | 55.0564 | 55.0564 | 55.0564 | 55.0564 | 55.0564 | 55.0564 | 55.0564 | 55.0564 | 55.0564 | 55.0564 | 55.0564 | 55.0564 | 55.0564 | 55.0564 | 55.0564 | 55.0564 | 55.0564 | 55.0564 | 55.0564 | 55.0564 | 55.0564 | 55.0564 | 55.0564 | 55.0564 | 55.0564 | 55.0564 | 55.0564 | 55.0564 | 55.0564 | 55.0564 | 55.0564 | 55.0564 | 55.0564 | 55.0564 | 55.0564 | 55.0564 | 55.0564 | 55.0564 | 55.0564 | 55.0564 | 55.0564 | 55.0564 | 55.0564 | 55.0564 | 55.0564 | 55.0564 | 55.0564 | 55.0564 | 55.0564 | 55.0564 | 55.0564 | 55.0564 | 55.0564 | 55.0564 | 55.0564 | 55.0564 | 55.0564 | 55.0564 | 55.0564 | 55.0564 | 55.0564 | 55.0564 | 55.0564 | 55.0564 | 55.0564 | 55.0564 | 55.0564 | 55.0564 | 55.0564 | 55.0564 | 55.0564 | 55.0564 | 55.0564 | 55.0564 | 55.0564 | 55.0564 | 55.0564 | 55.0564 | 55.0564 | 55.0564 | 55.0564 | 55.0564 | 55.0564 | 55.0564 | 55.0564 | 55.0564 | 55.0564 | 55.0564 | 55.0564 | 55.0564 | 55.0564 | 55.0564 | 55.0564 | 55.0564 | 55.0564 | 55.0564 | 55.0564 | 55.0564 | 55.0564 | 55.0564 | 55.0564 | 55.0564 | 55.0564 | 55.0564 | 55.0564 | 55.0564 | 55.0564 | 55.0564 | 55.0564 | 55.0564 | 55.0564 | 55.0564 | 55.0564 | 55.0564 | 55.0564 | 55.0564 | 55.0564 | 55.0564 | 55.0564 | 55.0564 | 55.0564 | 55.0564 | 55.0564 | 55.0564 | 55.0564 | 55.0564 | 55.0564 | 55.0564 | 55.0564 | 55.0564 | 55.0564 | 55.0564 | 55.0564 | 55.0564 | 55.0564 | 55.0564 | 55.0564 | 55.0564 | 55.0564 | 55.0564 | 55.0564 | 55.0564 | 55.0564 | 55.0564 | 55.0564 | 55.0564 | 55.0564 | 55.0564 | 55.0564 | 55.0564 | 55.0564 | 55.0564 | 55.0564 | 55.0564 | 55.0564 | 55.0564 | 55.0564 | 55.0564 | 55.0564 | 55.0564 | 55.0564 | 55.0564 | 55.0564 | 55.0564 | 55.0564 | 55.0564 | 55.0564 | 55.0564 | 55.0564 | 55.0564 | 55.0564 | 55.0564 | 55.0564 | 55.0564 | 55.0564 | 55.0564 | 55.0564 | 55.0564 | 55.0564 | 55.0564 | 55.0564 | 55.0564 | 55.0564 | 55.0564 | 55.0564 | 55.0564 | 55.0564 | 55.0564 | 55.0564 | 55.0564 | 55.0564 | 55.0564 | 55.0564 | 55.0564 | 55.0564 | 55.0564 | 55.0564 | 55.0564 | 55.0564 | 55.0564 | 55.0564 | 55.0564 | 55.0564 | 55.0564 | 55.0564 | 55.0564 | 55.0564 | 55.0564 | 55.0564 | 55.0564 | 55.0564 | 55.0564 | 55.0564 | 55.0564 | 55.0564 | 55.0564 | 55.0564 | 55.0564 | 55.0564 | 55.0564 | 55.0564 | 55.0564 | 55.0564 | 55.0564 | 55.0564 | 55.0564 | 55.0564 | 55.0564 | 55.0564 | 55.0564 | 55.0564 | 55.0564 | 55.0564 | 55.0564 | 55.0564 | 55.0564 | 55.0564 | 55.0564 | 55.0564 | 55.0564 | 55.0564 | 55.0564 | 55.0564 | 55.0564 | 55.0564 | 55.0564 | 55.0564 | 55.0564 | 55.0564 | 55.0564 | 55.0564 | 55.0564 | 55.0564 | 55.0564 | 55.0564 | 55.0564 | 55.0564 | 55.0564 | 55.0564 | 55.0564 | 55.0564 | 55.0564 | 55.0564 | 55.0564 | 55.0564 | 55.0564 | 55.0564 | 55.0564 | 55.0564 | 55.0564 | 55.0564 | 55.0564 | 55.0564 | 55.0564 | 55.0564 | 55.0564 | 55.0564 | 55.0564 | 55.0564 | 55.0564 | 55.0564 | 55.0564 | 55.0564 | 55.0564 | 55.0564 | 55.0564 | 55.0564 | 55.0564 | 55.0564 | 55.0564 | 55.0564 | 55.0564 | 55.0564 | 55.0564 | 55.0564 | 55.0564 | 55.0564 | 55.0564 | 55.0564 | 55.0564 | 55.0564 | 55.0564 | 55.0564 | 55.0564 | 55.0564 | 55.0564 | 55.0564 | 55.0564 | 55.0564 | 55.0564 | 55.0564 | 55.0564 | 55.0564 | 55.0564 | 55.0564 | 55.0564 | 55.0564 | 55.0564 | 55.0564 | 55.0564 | 55.0564 | 55.0564 | 55.0564 | 55.0564 | 55.0564 | 55.0564 | 55.0564 | 55.0564 | 55.0564 | 55.0564 | 55.0564 | 55.0564 | 55.0564 | 55.0564 | 55.0564 | 55.0564 | 55.0564 | 55.0564 | 55.0564 | 55.0564 | 55.0564 | 55.0564 | 55.0564 | 55.0564 | 55.0564 | 55.0564 | 55.0564 | 55.0564 | 55.0564 | 55.0564 | 55.0564 | 55.0564 | 55.0564 | 55.0564 | 55.0564 | 55.0564 | 55.0564 | 55.0564 | 55.0564 | 55.0564 | 55.0564 | 55.0564 | 55.0564 | 55.0564 | 55.0564 | 55.0564 | 55.0564 | 55.0564 | 55.0564 | 55.0564 | 55.0564 | 55.0564 | 55.0564 | 55.0564 | 55.0564 | 55.0564 | 55.0564 | 55.0564 | 55.0564 | 55.0564 | 55.0564 | 55.0564 | 55.0564 | 55.0564 | 55.0564 | 55.0564 | 55.0564 | 55.0564 | 55.0564 | 55.0564 | 55.0564 | 55.0564 | 55.0564 | 55.0564 | 55.0564 | 55.0564 | 55.0564 | 55.0564 | 55.0564 | 55.0564 | 55.0564 | 55.0564 | 55.0564 | 55.0564 | 55.0564 | 55.0564 | 55.0564 | 55.0564 | 55.0564 | 55.0564 | 55.0564 | 55.0564 | 55.0564 | 55.0564 | 55.0564 | 55.0564 | 55.0564 | 55.0564
Room volume | V | constant | 148.6523 |  | m3 | Volume of space being modelled | V | 148.6523 | 148.6523 | 148.6523 | 148.6523 | 148.6523 | 148.6523 | 148.6523 | 148.6523 | 148.6523 | 148.6523 | 148.6523 | 148.6523 | 148.6523 | 148.6523 | 148.6523 | 148.6523 | 148.6523 | 148.6523 | 148.6523 | 148.6523 | 148.6523 | 148.6523 | 148.6523 | 148.6523 | 148.6523 | 148.6523 | 148.6523 | 148.6523 | 148.6523 | 148.6523 | 148.6523 | 148.6523 | 148.6523 | 148.6523 | 148.6523 | 148.6523 | 148.6523 | 148.6523 | 148.6523 | 148.6523 | 148.6523 | 148.6523 | 148.6523 | 148.6523 | 148.6523 | 148.6523 | 148.6523 | 148.6523 | 148.6523 | 148.6523 | 148.6523 | 148.6523 | 148.6523 | 148.6523 | 148.6523 | 148.6523 | 148.6523 | 148.6523 | 148.6523 | 148.6523 | 148.6523 | 148.6523 | 148.6523 | 148.6523 | 148.6523 | 148.6523 | 148.6523 | 148.6523 | 148.6523 | 148.6523 | 148.6523 | 148.6523 | 148.6523 | 148.6523 | 148.6523 | 148.6523 | 148.6523 | 148.6523 | 148.6523 | 148.6523 | 148.6523 | 148.6523 | 148.6523 | 148.6523 | 148.6523 | 148.6523 | 148.6523 | 148.6523 | 148.6523 | 148.6523 | 148.6523 | 148.6523 | 148.6523 | 148.6523 | 148.6523 | 148.6523 | 148.6523 | 148.6523 | 148.6523 | 148.6523 | 148.6523 | 148.6523 | 148.6523 | 148.6523 | 148.6523 | 148.6523 | 148.6523 | 148.6523 | 148.6523 | 148.6523 | 148.6523 | 148.6523 | 148.6523 | 148.6523 | 148.6523 | 148.6523 | 148.6523 | 148.6523 | 148.6523 | 148.6523 | 148.6523 | 148.6523 | 148.6523 | 148.6523 | 148.6523 | 148.6523 | 148.6523 | 148.6523 | 148.6523 | 148.6523 | 148.6523 | 148.6523 | 148.6523 | 148.6523 | 148.6523 | 148.6523 | 148.6523 | 148.6523 | 148.6523 | 148.6523 | 148.6523 | 148.6523 | 148.6523 | 148.6523 | 148.6523 | 148.6523 | 148.6523 | 148.6523 | 148.6523 | 148.6523 | 148.6523 | 148.6523 | 148.6523 | 148.6523 | 148.6523 | 148.6523 | 148.6523 | 148.6523 | 148.6523 | 148.6523 | 148.6523 | 148.6523 | 148.6523 | 148.6523 | 148.6523 | 148.6523 | 148.6523 | 148.6523 | 148.6523 | 148.6523 | 148.6523 | 148.6523 | 148.6523 | 148.6523 | 148.6523 | 148.6523 | 148.6523 | 148.6523 | 148.6523 | 148.6523 | 148.6523 | 148.6523 | 148.6523 | 148.6523 | 148.6523 | 148.6523 | 148.6523 | 148.6523 | 148.6523 | 148.6523 | 148.6523 | 148.6523 | 148.6523 | 148.6523 | 148.6523 | 148.6523 | 148.6523 | 148.6523 | 148.6523 | 148.6523 | 148.6523 | 148.6523 | 148.6523 | 148.6523 | 148.6523 | 148.6523 | 148.6523 | 148.6523 | 148.6523 | 148.6523 | 148.6523 | 148.6523 | 148.6523 | 148.6523 | 148.6523 | 148.6523 | 148.6523 | 148.6523 | 148.6523 | 148.6523 | 148.6523 | 148.6523 | 148.6523 | 148.6523 | 148.6523 | 148.6523 | 148.6523 | 148.6523 | 148.6523 | 148.6523 | 148.6523 | 148.6523 | 148.6523 | 148.6523 | 148.6523 | 148.6523 | 148.6523 | 148.6523 | 148.6523 | 148.6523 | 148.6523 | 148.6523 | 148.6523 | 148.6523 | 148.6523 | 148.6523 | 148.6523 | 148.6523 | 148.6523 | 148.6523 | 148.6523 | 148.6523 | 148.6523 | 148.6523 | 148.6523 | 148.6523 | 148.6523 | 148.6523 | 148.6523 | 148.6523 | 148.6523 | 148.6523 | 148.6523 | 148.6523 | 148.6523 | 148.6523 | 148.6523 | 148.6523 | 148.6523 | 148.6523 | 148.6523 | 148.6523 | 148.6523 | 148.6523 | 148.6523 | 148.6523 | 148.6523 | 148.6523 | 148.6523 | 148.6523 | 148.6523 | 148.6523 | 148.6523 | 148.6523 | 148.6523 | 148.6523 | 148.6523 | 148.6523 | 148.6523 | 148.6523 | 148.6523 | 148.6523 | 148.6523 | 148.6523 | 148.6523 | 148.6523 | 148.6523 | 148.6523 | 148.6523 | 148.6523 | 148.6523 | 148.6523 | 148.6523 | 148.6523 | 148.6523 | 148.6523 | 148.6523 | 148.6523 | 148.6523 | 148.6523 | 148.6523 | 148.6523 | 148.6523 | 148.6523 | 148.6523 | 148.6523 | 148.6523 | 148.6523 | 148.6523 | 148.6523 | 148.6523 | 148.6523 | 148.6523 | 148.6523 | 148.6523 | 148.6523 | 148.6523 | 148.6523 | 148.6523 | 148.6523 | 148.6523 | 148.6523 | 148.6523 | 148.6523 | 148.6523 | 148.6523 | 148.6523 | 148.6523 | 148.6523 | 148.6523 | 148.6523 | 148.6523 | 148.6523 | 148.6523 | 148.6523 | 148.6523 | 148.6523 | 148.6523 | 148.6523 | 148.6523 | 148.6523 | 148.6523 | 148.6523 | 148.6523 | 148.6523 | 148.6523 | 148.6523 | 148.6523 | 148.6523 | 148.6523 | 148.6523 | 148.6523 | 148.6523 | 148.6523 | 148.6523 | 148.6523 | 148.6523 | 148.6523 | 148.6523 | 148.6523 | 148.6523 | 148.6523 | 148.6523 | 148.6523 | 148.6523 | 148.6523 | 148.6523 | 148.6523 | 148.6523 | 148.6523 | 148.6523 | 148.6523 | 148.6523 | 148.6523 | 148.6523 | 148.6523 | 148.6523 | 148.6523 | 148.6523 | 148.6523 | 148.6523 | 148.6523 | 148.6523 | 148.6523 | 148.6523 | 148.6523 | 148.6523 | 148.6523 | 148.6523 | 148.6523 | 148.6523 | 148.6523 | 148.6523 | 148.6523 | 148.6523 | 148.6523 | 148.6523 | 148.6523 | 148.6523 | 148.6523 | 148.6523 | 148.6523 | 148.6523 | 148.6523 | 148.6523 | 148.6523 | 148.6523 | 148.6523 | 148.6523 | 148.6523 | 148.6523 | 148.6523 | 148.6523 | 148.6523 | 148.6523 | 148.6523 | 148.6523 | 148.6523 | 148.6523 | 148.6523 | 148.6523 | 148.6523 | 148.6523 | 148.6523 | 148.6523 | 148.6523 | 148.6523 | 148.6523 | 148.6523 | 148.6523 | 148.6523 | 148.6523 | 148.6523 | 148.6523 | 148.6523 | 148.6523 | 148.6523 | 148.6523 | 148.6523 | 148.6523 | 148.6523 | 148.6523 | 148.6523 | 148.6523 | 148.6523 | 148.6523 | 148.6523 | 148.6523 | 148.6523 | 148.6523 | 148.6523 | 148.6523 | 148.6523 | 148.6523 | 148.6523 | 148.6523 | 148.6523 | 148.6523 | 148.6523 | 148.6523 | 148.6523 | 148.6523 | 148.6523 | 148.6523 | 148.6523 | 148.6523 | 148.6523 | 148.6523 | 148.6523 | 148.6523 | 148.6523 | 148.6523 | 148.6523 | 148.6523 | 148.6523 | 148.6523 | 148.6523 | 148.6523 | 148.6523 | 148.6523 | 148.6523 | 148.6523 | 148.6523 | 148.6523 | 148.6523 | 148.6523 | 148.6523 | 148.6523 | 148.6523 | 148.6523 | 148.6523 | 148.6523 | 148.6523 | 148.6523 | 148.6523 | 148.6523 | 148.6523 | 148.6523 | 148.6523 | 148.6523 | 148.6523 | 148.6523 | 148.6523 | 148.6523 | 148.6523 | 148.6523 | 148.6523 | 148.6523 | 148.6523 | 148.6523 | 148.6523 | 148.6523 | 148.6523 | 148.6523 | 148.6523 | 148.6523 | 148.6523 | 148.6523 | 148.6523 | 148.6523 | 148.6523 | 148.6523 | 148.6523 | 148.6523 | 148.6523 | 148.6523 | 148.6523 | 148.6523 | 148.6523 | 148.6523 | 148.6523 | 148.6523 | 148.6523 | 148.6523 | 148.6523 | 148.6523 | 148.6523 | 148.6523 | 148.6523 | 148.6523 | 148.6523 | 148.6523 | 148.6523 | 148.6523 | 148.6523 | 148.6523 | 148.6523 | 148.6523 | 148.6523 | 148.6523 | 148.6523 | 148.6523 | 148.6523 | 148.6523 | 148.6523 | 148.6523 | 148.6523 | 148.6523 | 148.6523 | 148.6523 | 148.6523 | 148.6523 | 148.6523 | 148.6523 | 148.6523 | 148.6523 | 148.6523 | 148.6523 | 148.6523 | 148.6523 | 148.6523 | 148.6523 | 148.6523 | 148.6523 | 148.6523 | 148.6523 | 148.6523 | 148.6523 | 148.6523 | 148.6523 | 148.6523 | 148.6523 | 148.6523 | 148.6523 | 148.6523 | 148.6523 | 148.6523 | 148.6523 | 148.6523 | 148.6523 | 148.6523 | 148.6523 | 148.6523 | 148.6523 | 148.6523 | 148.6523 | 148.6523 | 148.6523 | 148.6523 | 148.6523 | 148.6523 | 148.6523 | 148.6523 | 148.6523 | 148.6523 | 148.6523 | 148.6523 | 148.6523 | 148.6523 | 148.6523 | 148.6523 | 148.6523 | 148.6523 | 148.6523 | 148.6523 | 148.6523 | 148.6523 | 148.6523 | 148.6523 | 148.6523 | 148.6523 | 148.6523 | 148.6523 | 148.6523 | 148.6523 | 148.6523 | 148.6523 | 148.6523 | 148.6523 | 148.6523 | 148.6523 | 148.6523 | 148.6523 | 148.6523 | 148.6523 | 148.6523 | 148.6523 | 148.6523 | 148.6523 | 148.6523 | 148.6523 | 148.6523 | 148.6523 | 148.6523 | 148.6523 | 148.6523 | 148.6523 | 148.6523 | 148.6523 | 148.6523 | 148.6523 | 148.6523 | 148.6523 | 148.6523 | 148.6523 | 148.6523 | 148.6523 | 148.6523 | 148.6523 | 148.6523 | 148.6523 | 148.6523 | 148.6523 | 148.6523 | 148.6523 | 148.6523 | 148.6523 | 148.6523 | 148.6523 | 148.6523 | 148.6523 | 148.6523 | 148.6523 | 148.6523 | 148.6523 | 148.6523 | 148.6523 | 148.6523 | 148.6523 | 148.6523 | 148.6523 | 148.6523 | 148.6523 | 148.6523 | 148.6523 | 148.6523 | 148.6523 | 148.6523 | 148.6523 | 148.6523 | 148.6523 | 148.6523 | 148.6523 | 148.6523 | 148.6523 | 148.6523 | 148.6523 | 148.6523 | 148.6523 | 148.6523 | 148.6523 | 148.6523 | 148.6523 | 148.6523 | 148.6523 | 148.6523 | 148.6523 | 148.6523 | 148.6523 | 148.6523 | 148.6523 | 148.6523 | 148.6523 | 148.6523 | 148.6523 | 148.6523 | 148.6523 | 148.6523 | 148.6523 | 148.6523 | 148.6523 | 148.6523 | 148.6523 | 148.6523 | 148.6523 | 148.6523 | 148.6523 | 148.6523 | 148.6523 | 148.6523 | 148.6523 | 148.6523 | 148.6523 | 148.6523 | 148.6523 | 148.6523 | 148.6523 | 148.6523 | 148.6523 | 148.6523 | 148.6523 | 148.6523 | 148.6523 | 148.6523 | 148.6523 | 148.6523 | 148.6523 | 148.6523 | 148.6523 | 148.6523 | 148.6523 | 148.6523 | 148.6523 | 148.6523 | 148.6523 | 148.6523 | 148.6523 | 148.6523 | 148.6523 | 148.6523 | 148.6523 | 148.6523 | 148.6523 | 148.6523 | 148.6523 | 148.6523 | 148.6523 | 148.6523 | 148.6523 | 148.6523 | 148.6523 | 148.6523 | 148.6523 | 148.6523 | 148.6523 | 148.6523 | 148.6523 | 148.6523 | 148.6523 | 148.6523 | 148.6523 | 148.6523 | 148.6523 | 148.6523 | 148.6523 | 148.6523 | 148.6523 | 148.6523 | 148.6523 | 148.6523 | 148.6523 | 148.6523 | 148.6523 | 148.6523 | 148.6523 | 148.6523 | 148.6523 | 148.6523 | 148.6523 | 148.6523 | 148.6523 | 148.6523 | 148.6523 | 148.6523 | 148.6523 | 148.6523 | 148.6523 | 148.6523 | 148.6523 | 148.6523 | 148.6523 | 148.6523 | 148.6523 | 148.6523 | 148.6523 | 148.6523 | 148.6523 | 148.6523 | 148.6523 | 148.6523 | 148.6523 | 148.6523 | 148.6523 | 148.6523 | 148.6523 | 148.6523 | 148.6523 | 148.6523 | 148.6523 | 148.6523 | 148.6523 | 148.6523 | 148.6523 | 148.6523 | 148.6523 | 148.6523 | 148.6523 | 148.6523 | 148.6523 | 148.6523 | 148.6523 | 148.6523 | 148.6523 | 148.6523 | 148.6523 | 148.6523 | 148.6523 | 148.6523 | 148.6523 | 148.6523 | 148.6523 | 148.6523 | 148.6523 | 148.6523 | 148.6523 | 148.6523 | 148.6523 | 148.6523 | 148.6523 | 148.6523 | 148.6523 | 148.6523 | 148.6523 | 148.6523 | 148.6523 | 148.6523 | 148.6523 | 148.6523 | 148.6523 | 148.6523 | 148.6523 | 148.6523 | 148.6523 | 148.6523 | 148.6523 | 148.6523 | 148.6523 | 148.6523 | 148.6523 | 148.6523 | 148.6523 | 148.6523 | 148.6523 | 148.6523 | 148.6523 | 148.6523 | 148.6523 | 148.6523 | 148.6523 | 148.6523 | 148.6523 | 148.6523 | 148.6523 | 148.6523 | 148.6523 | 148.6523 | 148.6523 | 148.6523 | 148.6523 | 148.6523 | 148.6523 | 148.6523 | 148.6523 | 148.6523 | 148.6523 | 148.6523 | 148.6523 | 148.6523 | 148.6523 | 148.6523 | 148.6523 | 148.6523 | 148.6523 | 148.6523 | 148.6523 | 148.6523 | 148.6523 | 148.6523 | 148.6523 | 148.6523 | 148.6523 | 148.6523 | 148.6523 | 148.6523 | 148.6523 | 148.6523 | 148.6523 | 148.6523 | 148.6523 | 148.6523 | 148.6523 | 148.6523 | 148.6523 | 148.6523 | 148.6523 | 148.6523 | 148.6523 | 148.6523 | 148.6523 | 148.6523 | 148.6523 | 148.6523 | 148.6523 | 148.6523 | 148.6523 | 148.6523 | 148.6523 | 148.6523 | 148.6523 | 148.6523 | 148.6523 | 148.6523 | 148.6523 | 148.6523 | 148.6523 | 148.6523 | 148.6523 | 148.6523 | 148.6523 | 148.6523 | 148.6523 | 148.6523 | 148.6523 | 148.6523 | 148.6523 | 148.6523 | 148.6523 | 148.6523 | 148.6523 | 148.6523 | 148.6523 | 148.6523 | 148.6523 | 148.6523 | 148.6523 | 148.6523 | 148.6523 | 148.6523 | 148.6523 | 148.6523 | 148.6523 | 148.6523 | 148.6523 | 148.6523 | 148.6523 | 148.6523 | 148.6523 | 148.6523 | 148.6523 | 148.6523 | 148.6523 | 148.6523 | 148.6523 | 148.6523 | 148.6523 | 148.6523 | 148.6523 | 148.6523 | 148.6523 | 148.6523 | 148.6523 | 148.6523 | 148.6523 | 148.6523 | 148.6523 | 148.6523 | 148.6523 | 148.6523 | 148.6523 | 148.6523 | 148.6523 | 148.6523 | 148.6523 | 148.6523 | 148.6523 | 148.6523 | 148.6523 | 148.6523 | 148.6523 | 148.6523 | 148.6523 | 148.6523 | 148.6523 | 148.6523 | 148.6523 | 148.6523 | 148.6523 | 148.6523 | 148.6523 | 148.6523 | 148.6523 | 148.6523 | 148.6523 | 148.6523 | 148.6523 | 148.6523 | 148.6523 | 148.6523 | 148.6523 | 148.6523 | 148.6523 | 148.6523 | 148.6523 | 148.6523 | 148.6523 | 148.6523 | 148.6523 | 148.6523 | 148.6523 | 148.6523 | 148.6523 | 148.6523 | 148.6523 | 148.6523 | 148.6523 | 148.6523 | 148.6523 | 148.6523 | 148.6523 | 148.6523 | 148.6523 | 148.6523 | 148.6523 | 148.6523 | 148.6523 | 148.6523 | 148.6523 | 148.6523 | 148.6523 | 148.6523 | 148.6523 | 148.6523 | 148.6523 | 148.6523 | 148.6523 | 148.6523 | 148.6523 | 148.6523 | 148.6523 | 148.6523 | 148.6523 | 148.6523 | 148.6523 | 148.6523 | 148.6523 | 148.6523 | 148.6523 | 148.6523 | 148.6523 | 148.6523 | 148.6523 | 148.6523 | 148.6523 | 148.6523 | 148.6523 | 148.6523 | 148.6523 | 148.6523 | 148.6523 | 148.6523 | 148.6523 | 148.6523 | 148.6523 | 148.6523 | 148.6523 | 148.6523 | 148.6523 | 148.6523 | 148.6523 | 148.6523 | 148.6523 | 148.6523 | 148.6523 | 148.6523 | 148.6523 | 148.6523 | 148.6523 | 148.6523 | 148.6523 | 148.6523 | 148.6523 | 148.6523 | 148.6523 | 148.6523 | 148.6523 | 148.6523 | 148.6523 | 148.6523 | 148.6523 | 148.6523 | 148.6523 | 148.6523 | 148.6523 | 148.6523 | 148.6523 | 148.6523 | 148.6523 | 148.6523 | 148.6523 | 148.6523 | 148.6523 | 148.6523 | 148.6523 | 148.6523 | 148.6523 | 148.6523 | 148.6523 | 148.6523 | 148.6523 | 148.6523 | 148.6523 | 148.6523 | 148.6523 | 148.6523 | 148.6523 | 148.6523 | 148.6523 | 148.6523 | 148.6523 | 148.6523 | 148.6523 | 148.6523 | 148.6523 | 148.6523 | 148.6523 | 148.6523 | 148.6523 | 148.6523 | 148.6523 | 148.6523 | 148.6523 | 148.6523 | 148.6523 | 148.6523 | 148.6523 | 148.6523 | 148.6523 | 148.6523 | 148.6523 | 148.6523 | 148.6523 | 148.6523 | 148.6523 | 148.6523 | 148.6523 | 148.6523 | 148.6523 | 148.6523 | 148.6523 | 148.6523 | 148.6523 | 148.6523 | 148.6523 | 148.6523 | 148.6523 | 148.6523 | 148.6523 | 148.6523 | 148.6523 | 148.6523 | 148.6523 | 148.6523 | 148.6523 | 148.6523 | 148.6523 | 148.6523 | 148.6523 | 148.6523 | 148.6523 | 148.6523 | 148.6523 | 148.6523 | 148.6523 | 148.6523 | 148.6523 | 148.6523 | 148.6523 | 148.6523 | 148.6523 | 148.6523 | 148.6523 | 148.6523 | 148.6523 | 148.6523 | 148.6523 | 148.6523 | 148.6523 | 148.6523 | 148.6523 | 148.6523 | 148.6523 | 148.6523 | 148.6523 | 148.6523 | 148.6523 | 148.6523 | 148.6523 | 148.6523 | 148.6523 | 148.6523 | 148.6523 | 148.6523 | 148.6523 | 148.6523 | 148.6523 | 148.6523 | 148.6523 | 148.6523 | 148.6523 | 148.6523 | 148.6523 | 148.6523 | 148.6523 | 148.6523 | 148.6523 | 148.6523 | 148.6523 | 148.6523 | 148.6523 | 148.6523 | 148.6523 | 148.6523 | 148.6523 | 148.6523 | 148.6523 | 148.6523 | 148.6523 | 148.6523 | 148.6523 | 148.6523 | 148.6523 | 148.6523 | 148.6523 | 148.6523 | 148.6523 | 148.6523 | 148.6523 | 148.6523 | 148.6523 | 148.6523 | 148.6523 | 148.6523 | 148.6523 | 148.6523 | 148.6523 | 148.6523 | 148.6523 | 148.6523 | 148.6523 | 148.6523 | 148.6523 | 148.6523 | 148.6523 | 148.6523 | 148.6523 | 148.6523 | 148.6523 | 148.6523 | 148.6523 | 148.6523 | 148.6523 | 148.6523 | 148.6523 | 148.6523 | 148.6523 | 148.6523 | 148.6523 | 148.6523 | 148.6523 | 148.6523 | 148.6523 | 148.6523 | 148.6523 | 148.6523 | 148.6523 | 148.6523 | 148.6523 | 148.6523 | 148.6523 | 148.6523 | 148.6523 | 148.6523 | 148.6523 | 148.6523 | 148.6523 | 148.6523 | 148.6523 | 148.6523 | 148.6523 | 148.6523 | 148.6523 | 148.6523 | 148.6523 | 148.6523 | 148.6523 | 148.6523 | 148.6523 | 148.6523 | 148.6523 | 148.6523 | 148.6523 | 148.6523 | 148.6523 | 148.6523 | 148.6523 | 148.6523 | 148.6523 | 148.6523 | 148.6523 | 148.6523 | 148.6523 | 148.6523 | 148.6523 | 148.6523 | 148.6523 | 148.6523 | 148.6523 | 148.6523 | 148.6523 | 148.6523 | 148.6523 | 148.6523 | 148.6523 | 148.6523 | 148.6523 | 148.6523 | 148.6523 | 148.6523 | 148.6523 | 148.6523 | 148.6523 | 148.6523 | 148.6523 | 148.6523 | 148.6523 | 148.6523 | 148.6523 | 148.6523 | 148.6523 | 148.6523 | 148.6523 | 148.6523 | 148.6523 | 148.6523 | 148.6523 | 148.6523 | 148.6523 | 148.6523 | 148.6523 | 148.6523 | 148.6523 | 148.6523 | 148.6523 | 148.6523 | 148.6523 | 148.6523 | 148.6523 | 148.6523 | 148.6523 | 148.6523 | 148.6523 | 148.6523 | 148.6523 | 148.6523 | 148.6523 | 148.6523 | 148.6523 | 148.6523 | 148.6523 | 148.6523 | 148.6523 | 148.6523 | 148.6523 | 148.6523 | 148.6523 | 148.6523 | 148.6523 | 148.6523 | 148.6523 | 148.6523 | 148.6523 | 148.6523 | 148.6523 | 148.6523 | 148.6523 | 148.6523 | 148.6523 | 148.6523 | 148.6523 | 148.6523 | 148.6523 | 148.6523 | 148.6523 | 148.6523 | 148.6523 | 148.6523 | 148.6523 | 148.6523 | 148.6523 | 148.6523 | 148.6523 | 148.6523 | 148.6523 | 148.6523 | 148.6523 | 148.6523 | 148.6523 | 148.6523 | 148.6523 | 148.6523 | 148.6523 | 148.6523 | 148.6523 | 148.6523 | 148.6523 | 148.6523 | 148.6523 | 148.6523 | 148.6523 | 148.6523 | 148.6523 | 148.6523 | 148.6523 | 148.6523 | 148.6523 | 148.6523 | 148.6523 | 148.6523 | 148.6523 | 148.6523 | 148.6523 | 148.6523 | 148.6523 | 148.6523 | 148.6523 | 148.6523 | 148.6523 | 148.6523 | 148.6523 | 148.6523 | 148.6523 | 148.6523 | 148.6523 | 148.6523 | 148.6523 | 148.6523 | 148.6523 | 148.6523 | 148.6523 | 148.6523 | 148.6523 | 148.6523 | 148.6523 | 148.6523 | 148.6523 | 148.6523 | 148.6523 | 148.6523 | 148.6523 | 148.6523 | 148.6523 | 148.6523 | 148.6523 | 148.6523 | 148.6523 | 148.6523 | 148.6523 | 148.6523 | 148.6523 | 148.6523 | 148.6523 | 148.6523 | 148.6523 | 148.6523 | 148.6523 | 148.6523 | 148.6523 | 148.6523 | 148.6523 | 148.6523 | 148.6523 | 148.6523 | 148.6523 | 148.6523 | 148.6523 | 148.6523 | 148.6523 | 148.6523 | 148.6523 | 148.6523 | 148.6523 | 148.6523 | 148.6523 | 148.6523 | 148.6523 | 148.6523 | 148.6523 | 148.6523 | 148.6523 | 148.6523 | 148.6523 | 148.6523 | 148.6523 | 148.6523 | 148.6523 | 148.6523 | 148.6523 | 148.6523 | 148.6523 | 148.6523 | 148.6523 | 148.6523 | 148.6523 | 148.6523 | 148.6523 | 148.6523 | 148.6523 | 148.6523 | 148.6523 | 148.6523 | 148.6523 | 148.6523 | 148.6523 | 148.6523 | 148.6523 | 148.6523 | 148.6523 | 148.6523 | 148.6523 | 148.6523 | 148.6523 | 148.6523 | 148.6523 | 148.6523 | 148.6523 | 148.6523 | 148.6523 | 148.6523 | 148.6523 | 148.6523 | 148.6523 | 148.6523 | 148.6523 | 148.6523 | 148.6523 | 148.6523 | 148.6523 | 148.6523 | 148.6523 | 148.6523 | 148.6523 | 148.6523 | 148.6523 | 148.6523 | 148.6523 | 148.6523 | 148.6523 | 148.6523 | 148.6523 | 148.6523 | 148.6523 | 148.6523 | 148.6523 | 148.6523 | 148.6523 | 148.6523 | 148.6523 | 148.6523 | 148.6523 | 148.6523 | 148.6523 | 148.6523 | 148.6523 | 148.6523 | 148.6523 | 148.6523 | 148.6523 | 148.6523 | 148.6523 | 148.6523 | 148.6523 | 148.6523 | 148.6523 | 148.6523 | 148.6523 | 148.6523 | 148.6523 | 148.6523 | 148.6523 | 148.6523 | 148.6523 | 148.6523 | 148.6523 | 148.6523 | 148.6523 | 148.6523 | 148.6523 | 148.6523 | 148.6523 | 148.6523 | 148.6523 | 148.6523 | 148.6523 | 148.6523 | 148.6523 | 148.6523 | 148.6523 | 148.6523 | 148.6523 | 148.6523 | 148.6523 | 148.6523 | 148.6523 | 148.6523 | 148.6523 | 148.6523 | 148.6523 | 148.6523 | 148.6523 | 148.6523 | 148.6523 | 148.6523 | 148.6523 | 148.6523 | 148.6523 | 148.6523 | 148.6523 | 148.6523 | 148.6523 | 148.6523 | 148.6523 | 148.6523 | 148.6523 | 148.6523 | 148.6523 | 148.6523 | 148.6523 | 148.6523 | 148.6523 | 148.6523 | 148.6523 | 148.6523 | 148.6523 | 148.6523 | 148.6523 | 148.6523 | 148.6523 | 148.6523 | 148.6523 | 148.6523 | 148.6523 | 148.6523 | 148.6523 | 148.6523 | 148.6523 | 148.6523 | 148.6523 | 148.6523 | 148.6523 | 148.6523 | 148.6523 | 148.6523 | 148.6523 | 148.6523 | 148.6523 | 148.6523 | 148.6523 | 148.6523 | 148.6523 | 148.6523 | 148.6523 | 148.6523 | 148.6523 | 148.6523 | 148.6523 | 148.6523 | 148.6523 | 148.6523 | 148.6523 | 148.6523 | 148.6523 | 148.6523 | 148.6523 | 148.6523 | 148.6523 | 148.6523 | 148.6523 | 148.6523 | 148.6523 | 148.6523 | 148.6523 | 148.6523 | 148.6523 | 148.6523 | 148.6523 | 148.6523 | 148.6523 | 148.6523 | 148.6523 | 148.6523 | 148.6523 | 148.6523 | 148.6523 | 148.6523 | 148.6523 | 148.6523 | 148.6523 | 148.6523 | 148.6523 | 148.6523 | 148.6523 | 148.6523 | 148.6523 | 148.6523 | 148.6523 | 148.6523 | 148.6523 | 148.6523 | 148.6523 | 148.6523 | 148.6523 | 148.6523 | 148.6523 | 148.6523 | 148.6523 | 148.6523 | 148.6523 | 148.6523 | 148.6523 | 148.6523 | 148.6523 | 148.6523 | 148.6523 | 148.6523 | 148.6523 | 148.6523 | 148.6523 | 148.6523 | 148.6523 | 148.6523 | 148.6523 | 148.6523 | 148.6523 | 148.6523 | 148.6523 | 148.6523 | 148.6523 | 148.6523 | 148.6523 | 148.6523 | 148.6523 | 148.6523 | 148.6523 | 148.6523 | 148.6523 | 148.6523 | 148.6523 | 148.6523 | 148.6523 | 148.6523 | 148.6523 | 148.6523 | 148.6523 | 148.6523 | 148.6523 | 148.6523 | 148.6523 | 148.6523 | 148.6523 | 148.6523 | 148.6523 | 148.6523 | 148.6523 | 148.6523 | 148.6523 | 148.6523 | 148.6523 | 148.6523 | 148.6523 | 148.6523 | 148.6523 | 148.6523 | 148.6523 | 148.6523 | 148.6523 | 148.6523 | 148.6523 | 148.6523 | 148.6523 | 148.6523 | 148.6523 | 148.6523 | 148.6523 | 148.6523 | 148.6523 | 148.6523 | 148.6523 | 148.6523 | 148.6523 | 148.6523 | 148.6523 | 148.6523 | 148.6523 | 148.6523 | 148.6523 | 148.6523 | 148.6523 | 148.6523 | 148.6523 | 148.6523 | 148.6523 | 148.6523 | 148.6523 | 148.6523 | 148.6523 | 148.6523 | 148.6523 | 148.6523 | 148.6523 | 148.6523 | 148.6523 | 148.6523 | 148.6523 | 148.6523 | 148.6523 | 148.6523 | 148.6523 | 148.6523 | 148.6523 | 148.6523 | 148.6523 | 148.6523 | 148.6523 | 148.6523 | 148.6523 | 148.6523 | 148.6523 | 148.6523 | 148.6523 | 148.6523 | 148.6523 | 148.6523 | 148.6523 | 148.6523 | 148.6523 | 148.6523 | 148.6523 | 148.6523 | 148.6523 | 148.6523 | 148.6523 | 148.6523 | 148.6523 | 148.6523 | 148.6523 | 148.6523 | 148.6523 | 148.6523 | 148.6523 | 148.6523 | 148.6523 | 148.6523 | 148.6523 | 148.6523 | 148.6523 | 148.6523 | 148.6523 | 148.6523 | 148.6523 | 148.6523 | 148.6523 | 148.6523 | 148.6523 | 148.6523 | 148.6523 | 148.6523 | 148.6523 | 148.6523 | 148.6523 | 148.6523 | 148.6523 | 148.6523 | 148.6523 | 148.6523 | 148.6523 | 148.6523 | 148.6523 | 148.6523 | 148.6523 | 148.6523 | 148.6523 | 148.6523 | 148.6523 | 148.6523 | 148.6523 | 148.6523 | 148.6523 | 148.6523 | 148.6523 | 148.6523 | 148.6523 | 148.6523 | 148.6523 | 148.6523 | 148.6523 | 148.6523 | 148.6523 | 148.6523 | 148.6523 | 148.6523 | 148.6523 | 148.6523 | 148.6523 | 148.6523 | 148.6523 | 148.6523 | 148.6523 | 148.6523 | 148.6523 | 148.6523 | 148.6523 | 148.6523 | 148.6523 | 148.6523 | 148.6523 | 148.6523 | 148.6523 | 148.6523 | 148.6523 | 148.6523 | 148.6523 | 148.6523 | 148.6523 | 148.6523 | 148.6523 | 148.6523 | 148.6523 | 148.6523 | 148.6523 | 148.6523 | 148.6523 | 148.6523 | 148.6523 | 148.6523 | 148.6523 | 148.6523 | 148.6523 | 148.6523 | 148.6523 | 148.6523 | 148.6523 | 148.6523 | 148.6523 | 148.6523 | 148.6523 | 148.6523 | 148.6523 | 148.6523 | 148.6523 | 148.6523 | 148.6523 | 148.6523 | 148.6523 | 148.6523 | 148.6523 | 148.6523 | 148.6523 | 148.6523 | 148.6523 | 148.6523 | 148.6523 | 148.6523 | 148.6523 | 148.6523 | 148.6523 | 148.6523 | 148.6523 | 148.6523 | 148.6523 | 148.6523 | 148.6523 | 148.6523 | 148.6523 | 148.6523 | 148.6523 | 148.6523 | 148.6523 | 148.6523 | 148.6523 | 148.6523 | 148.6523 | 148.6523 | 148.6523 | 148.6523 | 148.6523 | 148.6523 | 148.6523 | 148.6523 | 148.6523 | 148.6523 | 148.6523 | 148.6523 | 148.6523 | 148.6523 | 148.6523 | 148.6523 | 148.6523 | 148.6523 | 148.6523 | 148.6523 | 148.6523 | 148.6523 | 148.6523 | 148.6523 | 148.6523 | 148.6523 | 148.6523 | 148.6523 | 148.6523 | 148.6523 | 148.6523 | 148.6523 | 148.6523 | 148.6523 | 148.6523 | 148.6523 | 148.6523 | 148.6523 | 148.6523 | 148.6523 | 148.6523 | 148.6523 | 148.6523 | 148.6523 | 148.6523 | 148.6523 | 148.6523 | 148.6523 | 148.6523 | 148.6523 | 148.6523 | 148.6523 | 148.6523 | 148.6523 | 148.6523 | 148.6523 | 148.6523 | 148.6523 | 148.6523 | 148.6523 | 148.6523 | 148.6523 | 148.6523 | 148.6523 | 148.6523 | 148.6523 | 148.6523 | 148.6523 | 148.6523 | 148.6523 | 148.6523 | 148.6523 | 148.6523 | 148.6523 | 148.6523 | 148.6523 | 148.6523 | 148.6523 | 148.6523 | 148.6523 | 148.6523 | 148.6523 | 148.6523 | 148.6523 | 148.6523 | 148.6523 | 148.6523 | 148.6523 | 148.6523 | 148.6523 | 148.6523 | 148.6523 | 148.6523 | 148.6523 | 148.6523 | 148.6523 | 148.6523 | 148.6523 | 148.6523 | 148.6523 | 148.6523 | 148.6523 | 148.6523 | 148.6523 | 148.6523 | 148.6523 | 148.6523 | 148.6523 | 148.6523 | 148.6523 | 148.6523 | 148.6523 | 148.6523 | 148.6523 | 148.6523 | 148.6523 | 148.6523 | 148.6523 | 148.6523 | 148.6523 | 148.6523 | 148.6523 | 148.6523 | 148.6523 | 148.6523 | 148.6523 | 148.6523 | 148.6523 | 148.6523 | 148.6523 | 148.6523 | 148.6523 | 148.6523 | 148.6523 | 148.6523 | 148.6523 | 148.6523 | 148.6523 | 148.6523 | 148.6523 | 148.6523 | 148.6523 | 148.6523 | 148.6523 | 148.6523 | 148.6523 | 148.6523 | 148.6523 | 148.6523 | 148.6523 | 148.6523 | 148.6523 | 148.6523 | 148.6523 | 148.6523 | 148.6523 | 148.6523 | 148.6523 | 148.6523 | 148.6523 | 148.6523 | 148.6523 | 148.6523 | 148.6523 | 148.6523 | 148.6523 | 148.6523 | 148.6523 | 148.6523 | 148.6523 | 148.6523 | 148.6523 | 148.6523 | 148.6523 | 148.6523 | 148.6523 | 148.6523 | 148.6523 | 148.6523 | 148.6523 | 148.6523 | 148.6523 | 148.6523 | 148.6523 | 148.6523 | 148.6523 | 148.6523 | 148.6523 | 148.6523 | 148.6523 | 148.6523 | 148.6523 | 148.6523 | 148.6523 | 148.6523 | 148.6523 | 148.6523 | 148.6523 | 148.6523 | 148.6523 | 148.6523 | 148.6523 | 148.6523 | 148.6523 | 148.6523 | 148.6523 | 148.6523 | 148.6523 | 148.6523 | 148.6523 | 148.6523 | 148.6523 | 148.6523 | 148.6523 | 148.6523 | 148.6523 | 148.6523 | 148.6523 | 148.6523 | 148.6523 | 148.6523 | 148.6523 | 148.6523 | 148.6523 | 148.6523 | 148.6523 | 148.6523 | 148.6523 | 148.6523 | 148.6523 | 148.6523 | 148.6523 | 148.6523 | 148.6523 | 148.6523 | 148.6523 | 148.6523 | 148.6523 | 148.6523 | 148.6523 | 148.6523 | 148.6523 | 148.6523 | 148.6523 | 148.6523 | 148.6523 | 148.6523 | 148.6523 | 148.6523 | 148.6523 | 148.6523 | 148.6523 | 148.6523 | 148.6523 | 148.6523 | 148.6523 | 148.6523 | 148.6523 | 148.6523 | 148.6523 | 148.6523 | 148.6523 | 148.6523 | 148.6523 | 148.6523 | 148.6523 | 148.6523 | 148.6523 | 148.6523 | 148.6523 | 148.6523 | 148.6523 | 148.6523 | 148.6523 | 148.6523 | 148.6523 | 148.6523 | 148.6523 | 148.6523 | 148.6523 | 148.6523 | 148.6523 | 148.6523 | 148.6523 | 148.6523 | 148.6523 | 148.6523 | 148.6523 | 148.6523 | 148.6523 | 148.6523 | 148.6523 | 148.6523 | 148.6523 | 148.6523 | 148.6523 | 148.6523 | 148.6523 | 148.6523 | 148.6523 | 148.6523 | 148.6523 | 148.6523 | 148.6523 | 148.6523 | 148.6523 | 148.6523 | 148.6523 | 148.6523 | 148.6523 | 148.6523 | 148.6523 | 148.6523 | 148.6523 | 148.6523 | 148.6523 | 148.6523 | 148.6523 | 148.6523 | 148.6523 | 148.6523 | 148.6523 | 148.6523 | 148.6523 | 148.6523 | 148.6523 | 148.6523 | 148.6523 | 148.6523 | 148.6523 | 148.6523 | 148.6523 | 148.6523 | 148.6523 | 148.6523 | 148.6523 | 148.6523 | 148.6523 | 148.6523 | 148.6523 | 148.6523 | 148.6523 | 148.6523 | 148.6523 | 148.6523 | 148.6523 | 148.6523 | 148.6523 | 148.6523 | 148.6523 | 148.6523 | 148.6523 | 148.6523 | 148.6523 | 148.6523 | 148.6523 | 148.6523 | 148.6523 | 148.6523 | 148.6523 | 148.6523 | 148.6523 | 148.6523 | 148.6523 | 148.6523 | 148.6523 | 148.6523 | 148.6523 | 148.6523 | 148.6523 | 148.6523 | 148.6523 | 148.6523 | 148.6523 | 148.6523 | 148.6523 | 148.6523 | 148.6523 | 148.6523 | 148.6523 | 148.6523 | 148.6523 | 148.6523 | 148.6523 | 148.6523 | 148.6523 | 148.6523 | 148.6523 | 148.6523 | 148.6523 | 148.6523 | 148.6523 | 148.6523 | 148.6523 | 148.6523 | 148.6523 | 148.6523 | 148.6523 | 148.6523 | 148.6523 | 148.6523 | 148.6523 | 148.6523 | 148.6523 | 148.6523 | 148.6523 | 148.6523 | 148.6523 | 148.6523 | 148.6523 | 148.6523 | 148.6523 | 148.6523 | 148.6523 | 148.6523 | 148.6523 | 148.6523 | 148.6523 | 148.6523 | 148.6523 | 148.6523 | 148.6523 | 148.6523 | 148.6523 | 148.6523 | 148.6523 | 148.6523 | 148.6523 | 148.6523 | 148.6523 | 148.6523 | 148.6523 | 148.6523 | 148.6523 | 148.6523 | 148.6523 | 148.6523 | 148.6523 | 148.6523 | 148.6523 | 148.6523 | 148.6523 | 148.6523 | 148.6523 | 148.6523 | 148.6523 | 148.6523 | 148.6523 | 148.6523 | 148.6523 | 148.6523 | 148.6523 | 148.6523 | 148.6523 | 148.6523 | 148.6523 | 148.6523 | 148.6523 | 148.6523 | 148.6523 | 148.6523 | 148.6523 | 148.6523 | 148.6523 | 148.6523 | 148.6523 | 148.6523 | 148.6523 | 148.6523 | 148.6523 | 148.6523 | 148.6523 | 148.6523 | 148.6523 | 148.6523 | 148.6523 | 148.6523 | 148.6523 | 148.6523 | 148.6523 | 148.6523 | 148.6523 | 148.6523 | 148.6523 | 148.6523 | 148.6523 | 148.6523 | 148.6523 | 148.6523 | 148.6523 | 148.6523 | 148.6523 | 148.6523 | 148.6523 | 148.6523 | 148.6523 | 148.6523 | 148.6523 | 148.6523 | 148.6523 | 148.6523 | 148.6523 | 148.6523 | 148.6523 | 148.6523 | 148.6523 | 148.6523 | 148.6523 | 148.6523 | 148.6523 | 148.6523 | 148.6523 | 148.6523 | 148.6523 | 148.6523 | 148.6523 | 148.6523 | 148.6523 | 148.6523 | 148.6523 | 148.6523 | 148.6523 | 148.6523 | 148.6523 | 148.6523 | 148.6523 | 148.6523 | 148.6523 | 148.6523 | 148.6523 | 148.6523 | 148.6523 | 148.6523 | 148.6523 | 148.6523 | 148.6523 | 148.6523 | 148.6523 | 148.6523 | 148.6523 | 148.6523 | 148.6523 | 148.6523 | 148.6523 | 148.6523 | 148.6523 | 148.6523 | 148.6523 | 148.6523 | 148.6523 | 148.6523 | 148.6523 | 148.6523 | 148.6523 | 148.6523 | 148.6523 | 148.6523 | 148.6523 | 148.6523 | 148.6523 | 148.6523 | 148.6523 | 148.6523 | 148.6523 | 148.6523 | 148.6523 | 148.6523 | 148.6523 | 148.6523 | 148.6523 | 148.6523 | 148.6523 | 148.6523 | 148.6523 | 148.6523 | 148.6523 | 148.6523 | 148.6523 | 148.6523 | 148.6523 | 148.6523 | 148.6523 | 148.6523 | 148.6523 | 148.6523 | 148.6523 | 148.6523 | 148.6523 | 148.6523 | 148.6523 | 148.6523 | 148.6523 | 148.6523 | 148.6523 | 148.6523 | 148.6523 | 148.6523 | 148.6523 | 148.6523 | 148.6523 | 148.6523 | 148.6523 | 148.6523 | 148.6523 | 148.6523 | 148.6523 | 148.6523 | 148.6523 | 148.6523 | 148.6523 | 148.6523 | 148.6523 | 148.6523 | 148.6523 | 148.6523 | 148.6523 | 148.6523 | 148.6523 | 148.6523 | 148.6523 | 148.6523 | 148.6523 | 148.6523 | 148.6523 | 148.6523 | 148.6523 | 148.6523 | 148.6523 | 148.6523 | 148.6523 | 148.6523 | 148.6523 | 148.6523 | 148.6523 | 148.6523 | 148.6523 | 148.6523 | 148.6523 | 148.6523 | 148.6523 | 148.6523 | 148.6523 | 148.6523 | 148.6523 | 148.6523 | 148.6523 | 148.6523 | 148.6523 | 148.6523 | 148.6523 | 148.6523 | 148.6523 | 148.6523 | 148.6523 | 148.6523 | 148.6523 | 148.6523 | 148.6523 | 148.6523 | 148.6523 | 148.6523 | 148.6523 | 148.6523 | 148.6523 | 148.6523 | 148.6523 | 148.6523 | 148.6523 | 148.6523 | 148.6523 | 148.6523 | 148.6523 | 148.6523 | 148.6523 | 148.6523 | 148.6523 | 148.6523 | 148.6523 | 148.6523 | 148.6523 | 148.6523 | 148.6523 | 148.6523 | 148.6523 | 148.6523 | 148.6523 | 148.6523 | 148.6523 | 148.6523 | 148.6523 | 148.6523 | 148.6523 | 148.6523 | 148.6523 | 148.6523 | 148.6523 | 148.6523 | 148.6523 | 148.6523 | 148.6523 | 148.6523 | 148.6523 | 148.6523 | 148.6523 | 148.6523 | 148.6523 | 148.6523 | 148.6523 | 148.6523 | 148.6523 | 148.6523 | 148.6523 | 148.6523 | 148.6523 | 148.6523 | 148.6523 | 148.6523 | 148.6523 | 148.6523 | 148.6523 | 148.6523 | 148.6523 | 148.6523 | 148.6523 | 148.6523 | 148.6523 | 148.6523 | 148.6523 | 148.6523 | 148.6523 | 148.6523 | 148.6523 | 148.6523 | 148.6523 | 148.6523 | 148.6523 | 148.6523 | 148.6523 | 148.6523 | 148.6523 | 148.6523 | 148.6523 | 148.6523 | 148.6523 | 148.6523 | 148.6523 | 148.6523 | 148.6523 | 148.6523 | 148.6523 | 148.6523 | 148.6523 | 148.6523 | 148.6523 | 148.6523 | 148.6523 | 148.6523 | 148.6523 | 148.6523 | 148.6523 | 148.6523 | 148.6523 | 148.6523 | 148.6523 | 148.6523 | 148.6523 | 148.6523 | 148.6523 | 148.6523 | 148.6523 | 148.6523 | 148.6523 | 148.6523 | 148.6523 | 148.6523 | 148.6523 | 148.6523 | 148.6523 | 148.6523 | 148.6523 | 148.6523 | 148.6523 | 148.6523 | 148.6523 | 148.6523 | 148.6523 | 148.6523 | 148.6523 | 148.6523 | 148.6523 | 148.6523 | 148.6523 | 148.6523 | 148.6523 | 148.6523 | 148.6523 | 148.6523 | 148.6523 | 148.6523 | 148.6523 | 148.6523 | 148.6523 | 148.6523 | 148.6523 | 148.6523 | 148.6523 | 148.6523 | 148.6523 | 148.6523 | 148.6523 | 148.6523 | 148.6523 | 148.6523 | 148.6523 | 148.6523 | 148.6523 | 148.6523 | 148.6523 | 148.6523 | 148.6523 | 148.6523 | 148.6523 | 148.6523 | 148.6523 | 148.6523 | 148.6523 | 148.6523 | 148.6523 | 148.6523 | 148.6523 | 148.6523 | 148.6523 | 148.6523 | 148.6523 | 148.6523 | 148.6523 | 148.6523 | 148.6523 | 148.6523 | 148.6523 | 148.6523 | 148.6523 | 148.6523 | 148.6523 | 148.6523 | 148.6523 | 148.6523 | 148.6523 | 148.6523 | 148.6523 | 148.6523 | 148.6523 | 148.6523 | 148.6523 | 148.6523 | 148.6523 | 148.6523 | 148.6523 | 148.6523 | 148.6523 | 148.6523 | 148.6523 | 148.6523 | 148.6523 | 148.6523 | 148.6523 | 148.6523 | 148.6523 | 148.6523 | 148.6523 | 148.6523 | 148.6523 | 148.6523 | 148.6523 | 148.6523 | 148.6523 | 148.6523 | 148.6523 | 148.6523 | 148.6523 | 148.6523 | 148.6523 | 148.6523 | 148.6523 | 148.6523 | 148.6523 | 148.6523 | 148.6523 | 148.6523 | 148.6523 | 148.6523 | 148.6523 | 148.6523 | 148.6523 | 148.6523 | 148.6523 | 148.6523 | 148.6523 | 148.6523 | 148.6523 | 148.6523 | 148.6523 | 148.6523 | 148.6523 | 148.6523 | 148.6523 | 148.6523 | 148.6523 | 148.6523 | 148.6523 | 148.6523 | 148.6523 | 148.6523 | 148.6523 | 148.6523 | 148.6523 | 148.6523 | 148.6523 | 148.6523 | 148.6523 | 148.6523 | 148.6523 | 148.6523 | 148.6523 | 148.6523 | 148.6523 | 148.6523 | 148.6523 | 148.6523 | 148.6523 | 148.6523 | 148.6523 | 148.6523 | 148.6523 | 148.6523 | 148.6523 | 148.6523 | 148.6523 | 148.6523 | 148.6523 | 148.6523 | 148.6523 | 148.6523 | 148.6523 | 148.6523 | 148.6523 | 148.6523 | 148.6523 | 148.6523 | 148.6523 | 148.6523 | 148.6523 | 148.6523 | 148.6523 | 148.6523 | 148.6523 | 148.6523 | 148.6523 | 148.6523 | 148.6523 | 148.6523 | 148.6523 | 148.6523 | 148.6523 | 148.6523 | 148.6523 | 148.6523 | 148.6523 | 148.6523 | 148.6523 | 148.6523 | 148.6523 | 148.6523 | 148.6523 | 148.6523 | 148.6523 | 148.6523 | 148.6523 | 148.6523 | 148.6523 | 148.6523 | 148.6523 | 148.6523 | 148.6523 | 148.6523 | 148.6523 | 148.6523 | 148.6523 | 148.6523 | 148.6523 | 148.6523 | 148.6523 | 148.6523 | 148.6523 | 148.6523 | 148.6523 | 148.6523 | 148.6523 | 148.6523 | 148.6523 | 148.6523 | 148.6523 | 148.6523 | 148.6523 | 148.6523 | 148.6523 | 148.6523 | 148.6523 | 148.6523 | 148.6523 | 148.6523 | 148.6523 | 148.6523 | 148.6523 | 148.6523 | 148.6523 | 148.6523 | 148.6523 | 148.6523 | 148.6523 | 148.6523 | 148.6523 | 148.6523 | 148.6523 | 148.6523 | 148.6523 | 148.6523 | 148.6523 | 148.6523 | 148.6523 | 148.6523 | 148.6523 | 148.6523 | 148.6523 | 148.6523 | 148.6523 | 148.6523 | 148.6523 | 148.6523 | 148.6523 | 148.6523 | 148.6523 | 148.6523 | 148.6523 | 148.6523 | 148.6523 | 148.6523 | 148.6523 | 148.6523 | 148.6523 | 148.6523 | 148.6523 | 148.6523 | 148.6523 | 148.6523 | 148.6523 | 148.6523 | 148.6523 | 148.6523 | 148.6523 | 148.6523 | 148.6523 | 148.6523 | 148.6523 | 148.6523 | 148.6523 | 148.6523 | 148.6523 | 148.6523 | 148.6523 | 148.6523 | 148.6523 | 148.6523 | 148.6523 | 148.6523 | 148.6523 | 148.6523 | 148.6523 | 148.6523 | 148.6523 | 148.6523 | 148.6523 | 148.6523 | 148.6523 | 148.6523 | 148.6523 | 148.6523 | 148.6523 | 148.6523 | 148.6523 | 148.6523 | 148.6523 | 148.6523 | 148.6523 | 148.6523 | 148.6523 | 148.6523 | 148.6523 | 148.6523 | 148.6523 | 148.6523 | 148.6523 | 148.6523 | 148.6523 | 148.6523 | 148.6523 | 148.6523 | 148.6523 | 148.6523 | 148.6523 | 148.6523 | 148.6523 | 148.6523 | 148.6523 | 148.6523 | 148.6523 | 148.6523 | 148.6523 | 148.6523 | 148.6523 | 148.6523 | 148.6523 | 148.6523 | 148.6523 | 148.6523 | 148.6523 | 148.6523 | 148.6523 | 148.6523 | 148.6523 | 148.6523 | 148.6523 | 148.6523 | 148.6523 | 148.6523 | 148.6523 | 148.6523 | 148.6523 | 148.6523 | 148.6523 | 148.6523 | 148.6523 | 148.6523 | 148.6523 | 148.6523 | 148.6523 | 148.6523 | 148.6523 | 148.6523 | 148.6523 | 148.6523 | 148.6523 | 148.6523 | 148.6523 | 148.6523 | 148.6523 | 148.6523 | 148.6523 | 148.6523 | 148.6523 | 148.6523 | 148.6523 | 148.6523 | 148.6523 | 148.6523 | 148.6523 | 148.6523 | 148.6523 | 148.6523 | 148.6523 | 148.6523 | 148.6523 | 148.6523 | 148.6523 | 148.6523 | 148.6523 | 148.6523 | 148.6523 | 148.6523 | 148.6523 | 148.6523 | 148.6523 | 148.6523 | 148.6523 | 148.6523 | 148.6523 | 148.6523 | 148.6523 | 148.6523 | 148.6523 | 148.6523 | 148.6523 | 148.6523 | 148.6523 | 148.6523 | 148.6523 | 148.6523 | 148.6523 | 148.6523 | 148.6523 | 148.6523 | 148.6523 | 148.6523 | 148.6523 | 148.6523 | 148.6523 | 148.6523 | 148.6523 | 148.6523 | 148.6523 | 148.6523 | 148.6523 | 148.6523 | 148.6523 | 148.6523 | 148.6523 | 148.6523 | 148.6523 | 148.6523 | 148.6523 | 148.6523 | 148.6523 | 148.6523 | 148.6523 | 148.6523 | 148.6523 | 148.6523 | 148.6523 | 148.6523 | 148.6523 | 148.6523 | 148.6523 | 148.6523 | 148.6523 | 148.6523 | 148.6523 | 148.6523 | 148.6523 | 148.6523 | 148.6523 | 148.6523 | 148.6523 | 148.6523 | 148.6523 | 148.6523 | 148.6523 | 148.6523 | 148.6523 | 148.6523 | 148.6523 | 148.6523 | 148.6523 | 148.6523 | 148.6523 | 148.6523 | 148.6523 | 148.6523 | 148.6523 | 148.6523 | 148.6523 | 148.6523 | 148.6523 | 148.6523 | 148.6523 | 148.6523 | 148.6523 | 148.6523 | 148.6523 | 148.6523 | 148.6523 | 148.6523 | 148.6523 | 148.6523 | 148.6523 | 148.6523 | 148.6523 | 148.6523 | 148.6523 | 148.6523 | 148.6523 | 148.6523 | 148.6523 | 148.6523 | 148.6523 | 148.6523 | 148.6523 | 148.6523 | 148.6523 | 148.6523 | 148.6523 | 148.6523 | 148.6523 | 148.6523 | 148.6523 | 148.6523 | 148.6523 | 148.6523 | 148.6523 | 148.6523 | 148.6523 | 148.6523 | 148.6523 | 148.6523 | 148.6523 | 148.6523 | 148.6523 | 148.6523 | 148.6523 | 148.6523 | 148.6523 | 148.6523 | 148.6523 | 148.6523 | 148.6523 | 148.6523 | 148.6523 | 148.6523 | 148.6523 | 148.6523 | 148.6523 | 148.6523 | 148.6523 | 148.6523 | 148.6523 | 148.6523 | 148.6523 | 148.6523 | 148.6523 | 148.6523 | 148.6523 | 148.6523 | 148.6523 | 148.6523 | 148.6523 | 148.6523 | 148.6523 | 148.6523 | 148.6523 | 148.6523 | 148.6523 | 148.6523 | 148.6523 | 148.6523 | 148.6523 | 148.6523 | 148.6523 | 148.6523 | 148.6523 | 148.6523 | 148.6523 | 148.6523 | 148.6523 | 148.6523 | 148.6523 | 148.6523 | 148.6523 | 148.6523 | 148.6523 | 148.6523 | 148.6523 | 148.6523 | 148.6523 | 148.6523 | 148.6523 | 148.6523 | 148.6523 | 148.6523 | 148.6523 | 148.6523 | 148.6523 | 148.6523 | 148.6523 | 148.6523 | 148.6523 | 148.6523 | 148.6523 | 148.6523 | 148.6523 | 148.6523 | 148.6523 | 148.6523 | 148.6523 | 148.6523 | 148.6523 | 148.6523 | 148.6523 | 148.6523 | 148.6523 | 148.6523 | 148.6523 | 148.6523 | 148.6523 | 148.6523 | 148.6523 | 148.6523 | 148.6523 | 148.6523 | 148.6523 | 148.6523 | 148.6523 | 148.6523 | 148.6523 | 148.6523 | 148.6523 | 148.6523 | 148.6523 | 148.6523 | 148.6523 | 148.6523 | 148.6523 | 148.6523 | 148.6523 | 148.6523 | 148.6523 | 148.6523 | 148.6523 | 148.6523 | 148.6523 | 148.6523 | 148.6523 | 148.6523 | 148.6523 | 148.6523 | 148.6523 | 148.6523 | 148.6523 | 148.6523 | 148.6523 | 148.6523 | 148.6523 | 148.6523 | 148.6523 | 148.6523 | 148.6523 | 148.6523 | 148.6523 | 148.6523 | 148.6523 | 148.6523 | 148.6523 | 148.6523 | 148.6523 | 148.6523 | 148.6523 | 148.6523 | 148.6523 | 148.6523 | 148.6523 | 148.6523 | 148.6523 | 148.6523 | 148.6523 | 148.6523 | 148.6523 | 148.6523 | 148.6523 | 148.6523 | 148.6523 | 148.6523 | 148.6523 | 148.6523 | 148.6523 | 148.6523 | 148.6523 | 148.6523 | 148.6523 | 148.6523 | 148.6523 | 148.6523 | 148.6523 | 148.6523 | 148.6523 | 148.6523 | 148.6523 | 148.6523 | 148.6523 | 148.6523 | 148.6523 | 148.6523 | 148.6523 | 148.6523 | 148.6523 | 148.6523 | 148.6523 | 148.6523 | 148.6523 | 148.6523 | 148.6523 | 148.6523 | 148.6523 | 148.6523 | 148.6523 | 148.6523 | 148.6523 | 148.6523 | 148.6523 | 148.6523 | 148.6523 | 148.6523 | 148.6523 | 148.6523 | 148.6523 | 148.6523 | 148.6523 | 148.6523 | 148.6523 | 148.6523 | 148.6523 | 148.6523 | 148.6523 | 148.6523 | 148.6523 | 148.6523 | 148.6523 | 148.6523 | 148.6523 | 148.6523 | 148.6523 | 148.6523 | 148.6523 | 148.6523 | 148.6523 | 148.6523 | 148.6523 | 148.6523 | 148.6523 | 148.6523 | 148.6523 | 148.6523 | 148.6523 | 148.6523 | 148.6523 | 148.6523 | 148.6523 | 148.6523 | 148.6523 | 148.6523 | 148.6523 | 148.6523 | 148.6523 | 148.6523 | 148.6523 | 148.6523 | 148.6523 | 148.6523 | 148.6523 | 148.6523 | 148.6523 | 148.6523 | 148.6523 | 148.6523 | 148.6523 | 148.6523 | 148.6523 | 148.6523 | 148.6523 | 148.6523 | 148.6523 | 148.6523 | 148.6523 | 148.6523 | 148.6523 | 148.6523 | 148.6523 | 148.6523 | 148.6523 | 148.6523 | 148.6523 | 148.6523 | 148.6523 | 148.6523 | 148.6523 | 148.6523 | 148.6523 | 148.6523 | 148.6523 | 148.6523 | 148.6523 | 148.6523 | 148.6523 | 148.6523 | 148.6523 | 148.6523 | 148.6523 | 148.6523 | 148.6523 | 148.6523 | 148.6523 | 148.6523 | 148.6523 | 148.6523 | 148.6523 | 148.6523 | 148.6523 | 148.6523 | 148.6523 | 148.6523 | 148.6523 | 148.6523 | 148.6523 | 148.6523 | 148.6523 | 148.6523 | 148.6523 | 148.6523 | 148.6523 | 148.6523 | 148.6523 | 148.6523 | 148.6523 | 148.6523 | 148.6523 | 148.6523 | 148.6523 | 148.6523 | 148.6523 | 148.6523 | 148.6523 | 148.6523 | 148.6523 | 148.6523 | 148.6523 | 148.6523 | 148.6523 | 148.6523 | 148.6523 | 148.6523 | 148.6523 | 148.6523 | 148.6523 | 148.6523 | 148.6523 | 148.6523 | 148.6523 | 148.6523 | 148.6523 | 148.6523 | 148.6523 | 148.6523 | 148.6523 | 148.6523 | 148.6523 | 148.6523 | 148.6523 | 148.6523 | 148.6523 | 148.6523 | 148.6523 | 148.6523 | 148.6523 | 148.6523 | 148.6523 | 148.6523 | 148.6523 | 148.6523 | 148.6523 | 148.6523 | 148.6523 | 148.6523 | 148.6523 | 148.6523 | 148.6523 | 148.6523 | 148.6523 | 148.6523 | 148.6523 | 148.6523 | 148.6523 | 148.6523 | 148.6523 | 148.6523 | 148.6523 | 148.6523 | 148.6523 | 148.6523 | 148.6523 | 148.6523 | 148.6523 | 148.6523 | 148.6523 | 148.6523 | 148.6523 | 148.6523 | 148.6523 | 148.6523 | 148.6523 | 148.6523 | 148.6523 | 148.6523 | 148.6523 | 148.6523 | 148.6523 | 148.6523 | 148.6523 | 148.6523 | 148.6523 | 148.6523 | 148.6523 | 148.6523 | 148.6523 | 148.6523 | 148.6523 | 148.6523 | 148.6523 | 148.6523 | 148.6523 | 148.6523 | 148.6523 | 148.6523 | 148.6523 | 148.6523 | 148.6523 | 148.6523 | 148.6523 | 148.6523 | 148.6523 | 148.6523 | 148.6523 | 148.6523 | 148.6523 | 148.6523 | 148.6523 | 148.6523 | 148.6523 | 148.6523 | 148.6523 | 148.6523 | 148.6523 | 148.6523 | 148.6523 | 148.6523 | 148.6523 | 148.6523 | 148.6523 | 148.6523 | 148.6523 | 148.6523 | 148.6523 | 148.6523 | 148.6523 | 148.6523 | 148.6523 | 148.6523 | 148.6523 | 148.6523 | 148.6523 | 148.6523 | 148.6523 | 148.6523 | 148.6523 | 148.6523 | 148.6523 | 148.6523 | 148.6523 | 148.6523 | 148.6523 | 148.6523 | 148.6523 | 148.6523 | 148.6523 | 148.6523 | 148.6523 | 148.6523 | 148.6523 | 148.6523 | 148.6523 | 148.6523 | 148.6523 | 148.6523 | 148.6523 | 148.6523 | 148.6523 | 148.6523 | 148.6523 | 148.6523 | 148.6523 | 148.6523 | 148.6523 | 148.6523 | 148.6523 | 148.6523 | 148.6523 | 148.6523 | 148.6523 | 148.6523 | 148.6523 | 148.6523 | 148.6523 | 148.6523 | 148.6523 | 148.6523 | 148.6523 | 148.6523 | 148.6523 | 148.6523 | 148.6523 | 148.6523 | 148.6523 | 148.6523 | 148.6523 | 148.6523 | 148.6523 | 148.6523 | 148.6523 | 148.6523 | 148.6523 | 148.6523 | 148.6523 | 148.6523 | 148.6523 | 148.6523 | 148.6523 | 148.6523 | 148.6523 | 148.6523 | 148.6523 | 148.6523 | 148.6523 | 148.6523 | 148.6523 | 148.6523 | 148.6523 | 148.6523 | 148.6523 | 148.6523 | 148.6523 | 148.6523 | 148.6523 | 148.6523 | 148.6523 | 148.6523 | 148.6523 | 148.6523 | 148.6523 | 148.6523 | 148.6523 | 148.6523 | 148.6523 | 148.6523 | 148.6523 | 148.6523 | 148.6523 | 148.6523 | 148.6523 | 148.6523 | 148.6523 | 148.6523 | 148.6523 | 148.6523 | 148.6523 | 148.6523 | 148.6523 | 148.6523 | 148.6523 | 148.6523 | 148.6523 | 148.6523 | 148.6523 | 148.6523 | 148.6523 | 148.6523 | 148.6523 | 148.6523 | 148.6523 | 148.6523 | 148.6523 | 148.6523 | 148.6523 | 148.6523 | 148.6523 | 148.6523 | 148.6523 | 148.6523 | 148.6523 | 148.6523 | 148.6523 | 148.6523 | 148.6523 | 148.6523 | 148.6523 | 148.6523 | 148.6523 | 148.6523 | 148.6523 | 148.6523 | 148.6523 | 148.6523 | 148.6523 | 148.6523 | 148.6523 | 148.6523 | 148.6523 | 148.6523 | 148.6523 | 148.6523 | 148.6523 | 148.6523 | 148.6523 | 148.6523 | 148.6523 | 148.6523 | 148.6523 | 148.6523 | 148.6523 | 148.6523 | 148.6523 | 148.6523 | 148.6523 | 148.6523 | 148.6523 | 148.6523 | 148.6523 | 148.6523 | 148.6523 | 148.6523 | 148.6523 | 148.6523 | 148.6523 | 148.6523 | 148.6523 | 148.6523 | 148.6523 | 148.6523 | 148.6523 | 148.6523 | 148.6523 | 148.6523 | 148.6523 | 148.6523 | 148.6523 | 148.6523 | 148.6523 | 148.6523 | 148.6523 | 148.6523 | 148.6523 | 148.6523 | 148.6523 | 148.6523 | 148.6523 | 148.6523 | 148.6523 | 148.6523 | 148.6523 | 148.6523 | 148.6523 | 148.6523 | 148.6523 | 148.6523 | 148.6523 | 148.6523 | 148.6523 | 148.6523 | 148.6523 | 148.6523 | 148.6523 | 148.6523 | 148.6523 | 148.6523 | 148.6523 | 148.6523 | 148.6523 | 148.6523 | 148.6523 | 148.6523 | 148.6523 | 148.6523 | 148.6523 | 148.6523 | 148.6523 | 148.6523 | 148.6523 | 148.6523 | 148.6523 | 148.6523 | 148.6523 | 148.6523 | 148.6523 | 148.6523 | 148.6523 | 148.6523 | 148.6523 | 148.6523 | 148.6523 | 148.6523 | 148.6523 | 148.6523 | 148.6523 | 148.6523 | 148.6523 | 148.6523 | 148.6523 | 148.6523 | 148.6523 | 148.6523 | 148.6523 | 148.6523 | 148.6523 | 148.6523 | 148.6523 | 148.6523 | 148.6523 | 148.6523 | 148.6523 | 148.6523 | 148.6523 | 148.6523 | 148.6523 | 148.6523 | 148.6523 | 148.6523 | 148.6523 | 148.6523 | 148.6523 | 148.6523 | 148.6523 | 148.6523 | 148.6523 | 148.6523 | 148.6523 | 148.6523 | 148.6523 | 148.6523 | 148.6523 | 148.6523 | 148.6523 | 148.6523 | 148.6523 | 148.6523 | 148.6523 | 148.6523 | 148.6523 | 148.6523 | 148.6523 | 148.6523 | 148.6523 | 148.6523 | 148.6523 | 148.6523 | 148.6523 | 148.6523 | 148.6523 | 148.6523 | 148.6523 | 148.6523 | 148.6523 | 148.6523 | 148.6523 | 148.6523 | 148.6523 | 148.6523 | 148.6523 | 148.6523 | 148.6523 | 148.6523 | 148.6523 | 148.6523 | 148.6523 | 148.6523 | 148.6523 | 148.6523 | 148.6523 | 148.6523 | 148.6523 | 148.6523 | 148.6523 | 148.6523 | 148.6523 | 148.6523 | 148.6523 | 148.6523 | 148.6523 | 148.6523 | 148.6523 | 148.6523 | 148.6523 | 148.6523 | 148.6523 | 148.6523 | 148.6523 | 148.6523 | 148.6523 | 148.6523 | 148.6523 | 148.6523 | 148.6523 | 148.6523 | 148.6523 | 148.6523 | 148.6523 | 148.6523 | 148.6523 | 148.6523 | 148.6523 | 148.6523 | 148.6523 | 148.6523 | 148.6523 | 148.6523 | 148.6523 | 148.6523 | 148.6523 | 148.6523 | 148.6523 | 148.6523 | 148.6523 | 148.6523 | 148.6523 | 148.6523 | 148.6523 | 148.6523 | 148.6523 | 148.6523 | 148.6523 | 148.6523 | 148.6523 | 148.6523 | 148.6523 | 148.6523 | 148.6523 | 148.6523 | 148.6523 | 148.6523 | 148.6523 | 148.6523 | 148.6523 | 148.6523 | 148.6523 | 148.6523 | 148.6523 | 148.6523 | 148.6523 | 148.6523 | 148.6523 | 148.6523 | 148.6523 | 148.6523 | 148.6523 | 148.6523 | 148.6523 | 148.6523 | 148.6523 | 148.6523 | 148.6523 | 148.6523 | 148.6523 | 148.6523 | 148.6523 | 148.6523 | 148.6523 | 148.6523 | 148.6523 | 148.6523 | 148.6523 | 148.6523 | 148.6523 | 148.6523 | 148.6523 | 148.6523 | 148.6523 | 148.6523 | 148.6523 | 148.6523 | 148.6523 | 148.6523 | 148.6523 | 148.6523 | 148.6523 | 148.6523 | 148.6523 | 148.6523 | 148.6523 | 148.6523 | 148.6523 | 148.6523 | 148.6523 | 148.6523 | 148.6523 | 148.6523 | 148.6523 | 148.6523 | 148.6523 | 148.6523 | 148.6523 | 148.6523 | 148.6523 | 148.6523 | 148.6523 | 148.6523 | 148.6523 | 148.6523 | 148.6523 | 148.6523 | 148.6523 | 148.6523 | 148.6523 | 148.6523 | 148.6523 | 148.6523 | 148.6523 | 148.6523 | 148.6523 | 148.6523 | 148.6523 | 148.6523 | 148.6523 | 148.6523 | 148.6523 | 148.6523 | 148.6523 | 148.6523 | 148.6523 | 148.6523 | 148.6523 | 148.6523 | 148.6523 | 148.6523 | 148.6523 | 148.6523 | 148.6523 | 148.6523 | 148.6523 | 148.6523 | 148.6523 | 148.6523 | 148.6523 | 148.6523 | 148.6523 | 148.6523 | 148.6523 | 148.6523 | 148.6523 | 148.6523 | 148.6523 | 148.6523 | 148.6523 | 148.6523 | 148.6523 | 148.6523 | 148.6523 | 148.6523 | 148.6523 | 148.6523 | 148.6523 | 148.6523 | 148.6523 | 148.6523 | 148.6523 | 148.6523 | 148.6523 | 148.6523 | 148.6523 | 148.6523 | 148.6523 | 148.6523 | 148.6523 | 148.6523 | 148.6523 | 148.6523 | 148.6523 | 148.6523 | 148.6523 | 148.6523 | 148.6523 | 148.6523 | 148.6523 | 148.6523 | 148.6523 | 148.6523 | 148.6523 | 148.6523 | 148.6523 | 148.6523 | 148.6523 | 148.6523 | 148.6523 | 148.6523 | 148.6523 | 148.6523 | 148.6523 | 148.6523 | 148.6523 | 148.6523 | 148.6523 | 148.6523 | 148.6523 | 148.6523 | 148.6523 | 148.6523 | 148.6523 | 148.6523 | 148.6523 | 148.6523 | 148.6523 | 148.6523 | 148.6523 | 148.6523 | 148.6523 | 148.6523 | 148.6523 | 148.6523 | 148.6523 | 148.6523 | 148.6523 | 148.6523 | 148.6523 | 148.6523 | 148.6523 | 148.6523 | 148.6523 | 148.6523 | 148.6523 | 148.6523 | 148.6523 | 148.6523 | 148.6523 | 148.6523 | 148.6523 | 148.6523 | 148.6523 | 148.6523 | 148.6523 | 148.6523 | 148.6523 | 148.6523 | 148.6523 | 148.6523 | 148.6523 | 148.6523 | 148.6523 | 148.6523 | 148.6523 | 148.6523 | 148.6523 | 148.6523 | 148.6523 | 148.6523 | 148.6523 | 148.6523 | 148.6523 | 148.6523 | 148.6523 | 148.6523 | 148.6523 | 148.6523 | 148.6523 | 148.6523 | 148.6523 | 148.6523 | 148.6523 | 148.6523 | 148.6523 | 148.6523 | 148.6523 | 148.6523 | 148.6523 | 148.6523 | 148.6523 | 148.6523 | 148.6523 | 148.6523 | 148.6523 | 148.6523 | 148.6523 | 148.6523 | 148.6523 | 148.6523 | 148.6523 | 148.6523 | 148.6523 | 148.6523 | 148.6523 | 148.6523 | 148.6523 | 148.6523 | 148.6523 | 148.6523 | 148.6523 | 148.6523 | 148.6523 | 148.6523 | 148.6523 | 148.6523 | 148.6523 | 148.6523 | 148.6523 | 148.6523 | 148.6523 | 148.6523 | 148.6523 | 148.6523 | 148.6523 | 148.6523 | 148.6523 | 148.6523 | 148.6523 | 148.6523 | 148.6523 | 148.6523 | 148.6523 | 148.6523 | 148.6523 | 148.6523 | 148.6523 | 148.6523 | 148.6523 | 148.6523 | 148.6523 | 148.6523 | 148.6523 | 148.6523 | 148.6523 | 148.6523 | 148.6523 | 148.6523 | 148.6523 | 148.6523 | 148.6523 | 148.6523 | 148.6523 | 148.6523 | 148.6523 | 148.6523 | 148.6523 | 148.6523 | 148.6523 | 148.6523 | 148.6523 | 148.6523 | 148.6523 | 148.6523 | 148.6523 | 148.6523 | 148.6523 | 148.6523 | 148.6523 | 148.6523 | 148.6523 | 148.6523 | 148.6523 | 148.6523 | 148.6523 | 148.6523 | 148.6523 | 148.6523 | 148.6523 | 148.6523 | 148.6523 | 148.6523 | 148.6523 | 148.6523 | 148.6523 | 148.6523 | 148.6523 | 148.6523 | 148.6523 | 148.6523 | 148.6523 | 148.6523 | 148.6523 | 148.6523 | 148.6523 | 148.6523 | 148.6523 | 148.6523 | 148.6523 | 148.6523 | 148.6523 | 148.6523 | 148.6523 | 148.6523 | 148.6523 | 148.6523 | 148.6523 | 148.6523 | 148.6523 | 148.6523 | 148.6523 | 148.6523 | 148.6523 | 148.6523 | 148.6523 | 148.6523 | 148.6523 | 148.6523 | 148.6523 | 148.6523 | 148.6523 | 148.6523 | 148.6523 | 148.6523 | 148.6523 | 148.6523 | 148.6523 | 148.6523 | 148.6523 | 148.6523 | 148.6523 | 148.6523 | 148.6523 | 148.6523 | 148.6523 | 148.6523 | 148.6523 | 148.6523 | 148.6523 | 148.6523 | 148.6523 | 148.6523 | 148.6523 | 148.6523 | 148.6523 | 148.6523 | 148.6523 | 148.6523 | 148.6523 | 148.6523 | 148.6523 | 148.6523 | 148.6523 | 148.6523 | 148.6523 | 148.6523 | 148.6523 | 148.6523 | 148.6523 | 148.6523 | 148.6523 | 148.6523 | 148.6523 | 148.6523 | 148.6523 | 148.6523 | 148.6523 | 148.6523 | 148.6523 | 148.6523 | 148.6523 | 148.6523 | 148.6523 | 148.6523 | 148.6523 | 148.6523 | 148.6523 | 148.6523 | 148.6523 | 148.6523 | 148.6523 | 148.6523 | 148.6523 | 148.6523 | 148.6523 | 148.6523 | 148.6523 | 148.6523 | 148.6523 | 148.6523 | 148.6523 | 148.6523 | 148.6523 | 148.6523 | 148.6523 | 148.6523 | 148.6523 | 148.6523 | 148.6523 | 148.6523 | 148.6523 | 148.6523 | 148.6523 | 148.6523 | 148.6523 | 148.6523 | 148.6523 | 148.6523 | 148.6523 | 148.6523 | 148.6523 | 148.6523 | 148.6523 | 148.6523 | 148.6523 | 148.6523 | 148.6523 | 148.6523 | 148.6523 | 148.6523 | 148.6523 | 148.6523 | 148.6523 | 148.6523 | 148.6523 | 148.6523 | 148.6523 | 148.6523 | 148.6523 | 148.6523 | 148.6523 | 148.6523 | 148.6523 | 148.6523 | 148.6523 | 148.6523 | 148.6523 | 148.6523 | 148.6523 | 148.6523 | 148.6523 | 148.6523 | 148.6523 | 148.6523 | 148.6523 | 148.6523 | 148.6523 | 148.6523 | 148.6523 | 148.6523 | 148.6523 | 148.6523 | 148.6523 | 148.6523 | 148.6523 | 148.6523 | 148.6523 | 148.6523 | 148.6523 | 148.6523 | 148.6523 | 148.6523 | 148.6523 | 148.6523 | 148.6523 | 148.6523 | 148.6523 | 148.6523 | 148.6523 | 148.6523 | 148.6523 | 148.6523 | 148.6523 | 148.6523 | 148.6523 | 148.6523 | 148.6523 | 148.6523 | 148.6523 | 148.6523 | 148.6523 | 148.6523 | 148.6523 | 148.6523 | 148.6523 | 148.6523 | 148.6523 | 148.6523 | 148.6523 | 148.6523 | 148.6523 | 148.6523 | 148.6523 | 148.6523 | 148.6523 | 148.6523 | 148.6523 | 148.6523 | 148.6523 | 148.6523 | 148.6523 | 148.6523 | 148.6523 | 148.6523 | 148.6523 | 148.6523 | 148.6523 | 148.6523 | 148.6523 | 148.6523 | 148.6523 | 148.6523 | 148.6523 | 148.6523 | 148.6523 | 148.6523 | 148.6523 | 148.6523 | 148.6523 | 148.6523 | 148.6523 | 148.6523 | 148.6523 | 148.6523 | 148.6523 | 148.6523 | 148.6523 | 148.6523 | 148.6523 | 148.6523 | 148.6523 | 148.6523 | 148.6523 | 148.6523 | 148.6523 | 148.6523 | 148.6523 | 148.6523 | 148.6523 | 148.6523 | 148.6523 | 148.6523 | 148.6523 | 148.6523 | 148.6523 | 148.6523 | 148.6523 | 148.6523 | 148.6523 | 148.6523 | 148.6523 | 148.6523 | 148.6523 | 148.6523 | 148.6523 | 148.6523 | 148.6523 | 148.6523 | 148.6523 | 148.6523 | 148.6523 | 148.6523 | 148.6523 | 148.6523 | 148.6523 | 148.6523 | 148.6523 | 148.6523 | 148.6523 | 148.6523 | 148.6523 | 148.6523 | 148.6523 | 148.6523 | 148.6523 | 148.6523 | 148.6523 | 148.6523 | 148.6523 | 148.6523 | 148.6523 | 148.6523 | 148.6523 | 148.6523 | 148.6523 | 148.6523 | 148.6523 | 148.6523 | 148.6523 | 148.6523 | 148.6523 | 148.6523 | 148.6523 | 148.6523 | 148.6523 | 148.6523 | 148.6523 | 148.6523 | 148.6523 | 148.6523 | 148.6523 | 148.6523 | 148.6523 | 148.6523 | 148.6523 | 148.6523 | 148.6523 | 148.6523 | 148.6523 | 148.6523 | 148.6523 | 148.6523 | 148.6523 | 148.6523 | 148.6523 | 148.6523 | 148.6523 | 148.6523 | 148.6523 | 148.6523 | 148.6523 | 148.6523 | 148.6523 | 148.6523 | 148.6523 | 148.6523 | 148.6523 | 148.6523 | 148.6523 | 148.6523 | 148.6523 | 148.6523 | 148.6523 | 148.6523 | 148.6523 | 148.6523 | 148.6523 | 148.6523 | 148.6523 | 148.6523 | 148.6523 | 148.6523 | 148.6523 | 148.6523 | 148.6523 | 148.6523 | 148.6523 | 148.6523 | 148.6523 | 148.6523 | 148.6523 | 148.6523 | 148.6523 | 148.6523 | 148.6523 | 148.6523 | 148.6523 | 148.6523 | 148.6523 | 148.6523 | 148.6523 | 148.6523 | 148.6523 | 148.6523 | 148.6523 | 148.6523 | 148.6523 | 148.6523 | 148.6523 | 148.6523 | 148.6523 | 148.6523 | 148.6523 | 148.6523 | 148.6523 | 148.6523 | 148.6523 | 148.6523 | 148.6523 | 148.6523 | 148.6523 | 148.6523 | 148.6523 | 148.6523 | 148.6523 | 148.6523 | 148.6523 | 148.6523 | 148.6523 | 148.6523 | 148.6523 | 148.6523 | 148.6523 | 148.6523 | 148.6523 | 148.6523 | 148.6523 | 148.6523 | 148.6523 | 148.6523 | 148.6523 | 148.6523 | 148.6523 | 148.6523 | 148.6523 | 148.6523 | 148.6523 | 148.6523 | 148.6523 | 148.6523 | 148.6523 | 148.6523 | 148.6523 | 148.6523 | 148.6523 | 148.6523 | 148.6523 | 148.6523 | 148.6523 | 148.6523 | 148.6523 | 148.6523 | 148.6523 | 148.6523 | 148.6523 | 148.6523 | 148.6523 | 148.6523 | 148.6523 | 148.6523 | 148.6523 | 148.6523 | 148.6523 | 148.6523 | 148.6523 | 148.6523 | 148.6523 | 148.6523 | 148.6523 | 148.6523 | 148.6523 | 148.6523 | 148.6523 | 148.6523 | 148.6523 | 148.6523 | 148.6523 | 148.6523 | 148.6523 | 148.6523 | 148.6523 | 148.6523 | 148.6523 | 148.6523 | 148.6523 | 148.6523 | 148.6523 | 148.6523 | 148.6523 | 148.6523 | 148.6523 | 148.6523 | 148.6523 | 148.6523 | 148.6523 | 148.6523 | 148.6523 | 148.6523 | 148.6523 | 148.6523 | 148.6523 | 148.6523 | 148.6523 | 148.6523 | 148.6523 | 148.6523 | 148.6523 | 148.6523 | 148.6523 | 148.6523 | 148.6523 | 148.6523 | 148.6523 | 148.6523 | 148.6523 | 148.6523 | 148.6523 | 148.6523 | 148.6523 | 148.6523 | 148.6523 | 148.6523 | 148.6523 | 148.6523 | 148.6523 | 148.6523 | 148.6523 | 148.6523 | 148.6523 | 148.6523 | 148.6523 | 148.6523 | 148.6523 | 148.6523 | 148.6523 | 148.6523 | 148.6523 | 148.6523 | 148.6523 | 148.6523 | 148.6523 | 148.6523 | 148.6523 | 148.6523 | 148.6523 | 148.6523 | 148.6523 | 148.6523 | 148.6523 | 148.6523 | 148.6523 | 148.6523 | 148.6523 | 148.6523 | 148.6523 | 148.6523 | 148.6523 | 148.6523 | 148.6523 | 148.6523 | 148.6523 | 148.6523 | 148.6523 | 148.6523 | 148.6523 | 148.6523 | 148.6523 | 148.6523 | 148.6523 | 148.6523 | 148.6523 | 148.6523 | 148.6523 | 148.6523 | 148.6523 | 148.6523 | 148.6523 | 148.6523 | 148.6523 | 148.6523 | 148.6523 | 148.6523 | 148.6523 | 148.6523 | 148.6523 | 148.6523 | 148.6523 | 148.6523 | 148.6523 | 148.6523 | 148.6523 | 148.6523 | 148.6523 | 148.6523 | 148.6523 | 148.6523 | 148.6523 | 148.6523 | 148.6523 | 148.6523 | 148.6523 | 148.6523 | 148.6523 | 148.6523 | 148.6523 | 148.6523 | 148.6523 | 148.6523 | 148.6523 | 148.6523 | 148.6523 | 148.6523 | 148.6523 | 148.6523 | 148.6523 | 148.6523 | 148.6523 | 148.6523 | 148.6523 | 148.6523 | 148.6523 | 148.6523 | 148.6523 | 148.6523 | 148.6523 | 148.6523 | 148.6523 | 148.6523 | 148.6523 | 148.6523 | 148.6523 | 148.6523 | 148.6523 | 148.6523 | 148.6523 | 148.6523 | 148.6523 | 148.6523 | 148.6523 | 148.6523 | 148.6523 | 148.6523 | 148.6523 | 148.6523 | 148.6523 | 148.6523 | 148.6523 | 148.6523 | 148.6523 | 148.6523 | 148.6523 | 148.6523 | 148.6523 | 148.6523 | 148.6523 | 148.6523 | 148.6523 | 148.6523 | 148.6523 | 148.6523 | 148.6523 | 148.6523 | 148.6523 | 148.6523 | 148.6523 | 148.6523 | 148.6523 | 148.6523 | 148.6523 | 148.6523 | 148.6523 | 148.6523 | 148.6523 | 148.6523 | 148.6523 | 148.6523 | 148.6523 | 148.6523 | 148.6523 | 148.6523 | 148.6523 | 148.6523 | 148.6523 | 148.6523 | 148.6523 | 148.6523 | 148.6523 | 148.6523 | 148.6523 | 148.6523 | 148.6523 | 148.6523 | 148.6523 | 148.6523 | 148.6523 | 148.6523 | 148.6523 | 148.6523 | 148.6523 | 148.6523 | 148.6523 | 148.6523 | 148.6523 | 148.6523 | 148.6523 | 148.6523 | 148.6523 | 148.6523 | 148.6523 | 148.6523 | 148.6523 | 148.6523 | 148.6523 | 148.6523 | 148.6523 | 148.6523 | 148.6523 | 148.6523 | 148.6523 | 148.6523 | 148.6523 | 148.6523 | 148.6523 | 148.6523 | 148.6523 | 148.6523 | 148.6523 | 148.6523 | 148.6523 | 148.6523 | 148.6523 | 148.6523 | 148.6523 | 148.6523 | 148.6523 | 148.6523 | 148.6523 | 148.6523 | 148.6523 | 148.6523 | 148.6523 | 148.6523 | 148.6523 | 148.6523 | 148.6523 | 148.6523 | 148.6523 | 148.6523 | 148.6523 | 148.6523 | 148.6523 | 148.6523 | 148.6523 | 148.6523 | 148.6523 | 148.6523 | 148.6523 | 148.6523 | 148.6523 | 148.6523 | 148.6523 | 148.6523 | 148.6523 | 148.6523 | 148.6523 | 148.6523 | 148.6523 | 148.6523 | 148.6523 | 148.6523 | 148.6523 | 148.6523 | 148.6523 | 148.6523 | 148.6523 | 148.6523 | 148.6523 | 148.6523 | 148.6523 | 148.6523 | 148.6523 | 148.6523 | 148.6523 | 148.6523 | 148.6523 | 148.6523 | 148.6523 | 148.6523 | 148.6523 | 148.6523 | 148.6523 | 148.6523 | 148.6523 | 148.6523 | 148.6523 | 148.6523 | 148.6523 | 148.6523 | 148.6523 | 148.6523 | 148.6523 | 148.6523 | 148.6523 | 148.6523 | 148.6523 | 148.6523 | 148.6523 | 148.6523 | 148.6523 | 148.6523 | 148.6523 | 148.6523 | 148.6523 | 148.6523 | 148.6523 | 148.6523 | 148.6523 | 148.6523 | 148.6523 | 148.6523 | 148.6523 | 148.6523 | 148.6523 | 148.6523 | 148.6523 | 148.6523 | 148.6523 | 148.6523 | 148.6523 | 148.6523 | 148.6523 | 148.6523 | 148.6523 | 148.6523 | 148.6523 | 148.6523 | 148.6523 | 148.6523 | 148.6523 | 148.6523 | 148.6523 | 148.6523 | 148.6523 | 148.6523 | 148.6523 | 148.6523 | 148.6523 | 148.6523 | 148.6523 | 148.6523 | 148.6523 | 148.6523 | 148.6523 | 148.6523 | 148.6523 | 148.6523 | 148.6523 | 148.6523 | 148.6523 | 148.6523 | 148.6523 | 148.6523 | 148.6523 | 148.6523 | 148.6523 | 148.6523 | 148.6523 | 148.6523 | 148.6523 | 148.6523 | 148.6523 | 148.6523 | 148.6523 | 148.6523 | 148.6523 | 148.6523 | 148.6523 | 148.6523 | 148.6523 | 148.6523 | 148.6523 | 148.6523 | 148.6523 | 148.6523 | 148.6523 | 148.6523 | 148.6523 | 148.6523 | 148.6523 | 148.6523 | 148.6523 | 148.6523 | 148.6523 | 148.6523 | 148.6523 | 148.6523 | 148.6523 | 148.6523 | 148.6523 | 148.6523 | 148.6523 | 148.6523 | 148.6523 | 148.6523 | 148.6523 | 148.6523 | 148.6523 | 148.6523 | 148.6523 | 148.6523 | 148.6523 | 148.6523 | 148.6523 | 148.6523 | 148.6523 | 148.6523 | 148.6523 | 148.6523 | 148.6523 | 148.6523 | 148.6523 | 148.6523 | 148.6523 | 148.6523 | 148.6523 | 148.6523 | 148.6523 | 148.6523 | 148.6523 | 148.6523 | 148.6523 | 148.6523 | 148.6523 | 148.6523 | 148.6523 | 148.6523 | 148.6523 | 148.6523 | 148.6523 | 148.6523 | 148.6523 | 148.6523 | 148.6523 | 148.6523 | 148.6523 | 148.6523 | 148.6523 | 148.6523 | 148.6523 | 148.6523 | 148.6523 | 148.6523 | 148.6523 | 148.6523 | 148.6523 | 148.6523 | 148.6523 | 148.6523 | 148.6523 | 148.6523 | 148.6523 | 148.6523 | 148.6523 | 148.6523 | 148.6523 | 148.6523 | 148.6523 | 148.6523 | 148.6523 | 148.6523 | 148.6523 | 148.6523 | 148.6523 | 148.6523 | 148.6523 | 148.6523 | 148.6523 | 148.6523 | 148.6523 | 148.6523 | 148.6523 | 148.6523 | 148.6523 | 148.6523 | 148.6523 | 148.6523 | 148.6523 | 148.6523 | 148.6523 | 148.6523 | 148.6523 | 148.6523 | 148.6523 | 148.6523 | 148.6523 | 148.6523 | 148.6523 | 148.6523 | 148.6523 | 148.6523 | 148.6523 | 148.6523 | 148.6523 | 148.6523 | 148.6523 | 148.6523 | 148.6523 | 148.6523 | 148.6523 | 148.6523 | 148.6523 | 148.6523 | 148.6523 | 148.6523 | 148.6523 | 148.6523 | 148.6523 | 148.6523 | 148.6523 | 148.6523 | 148.6523 | 148.6523 | 148.6523 | 148.6523 | 148.6523 | 148.6523 | 148.6523 | 148.6523 | 148.6523 | 148.6523 | 148.6523 | 148.6523 | 148.6523 | 148.6523 | 148.6523 | 148.6523 | 148.6523 | 148.6523 | 148.6523 | 148.6523 | 148.6523 | 148.6523 | 148.6523 | 148.6523 | 148.6523 | 148.6523 | 148.6523 | 148.6523 | 148.6523 | 148.6523 | 148.6523 | 148.6523 | 148.6523 | 148.6523 | 148.6523 | 148.6523 | 148.6523 | 148.6523 | 148.6523 | 148.6523 | 148.6523 | 148.6523 | 148.6523 | 148.6523 | 148.6523 | 148.6523 | 148.6523 | 148.6523 | 148.6523 | 148.6523 | 148.6523 | 148.6523 | 148.6523 | 148.6523 | 148.6523 | 148.6523 | 148.6523 | 148.6523 | 148.6523 | 148.6523 | 148.6523 | 148.6523 | 148.6523 | 148.6523 | 148.6523 | 148.6523 | 148.6523 | 148.6523 | 148.6523 | 148.6523 | 148.6523 | 148.6523 | 148.6523 | 148.6523 | 148.6523 | 148.6523 | 148.6523 | 148.6523 | 148.6523 | 148.6523 | 148.6523 | 148.6523 | 148.6523 | 148.6523 | 148.6523 | 148.6523 | 148.6523 | 148.6523 | 148.6523 | 148.6523 | 148.6523 | 148.6523 | 148.6523 | 148.6523 | 148.6523 | 148.6523 | 148.6523 | 148.6523 | 148.6523 | 148.6523 | 148.6523 | 148.6523 | 148.6523 | 148.6523 | 148.6523 | 148.6523 | 148.6523 | 148.6523 | 148.6523 | 148.6523 | 148.6523 | 148.6523 | 148.6523 | 148.6523 | 148.6523 | 148.6523 | 148.6523 | 148.6523 | 148.6523 | 148.6523 | 148.6523 | 148.6523 | 148.6523 | 148.6523 | 148.6523 | 148.6523 | 148.6523 | 148.6523 | 148.6523 | 148.6523 | 148.6523 | 148.6523 | 148.6523 | 148.6523 | 148.6523 | 148.6523 | 148.6523 | 148.6523 | 148.6523 | 148.6523 | 148.6523 | 148.6523 | 148.6523 | 148.6523 | 148.6523 | 148.6523 | 148.6523 | 148.6523 | 148.6523 | 148.6523 | 148.6523 | 148.6523 | 148.6523 | 148.6523 | 148.6523 | 148.6523 | 148.6523 | 148.6523 | 148.6523 | 148.6523 | 148.6523 | 148.6523 | 148.6523 | 148.6523 | 148.6523 | 148.6523 | 148.6523 | 148.6523 | 148.6523 | 148.6523 | 148.6523 | 148.6523 | 148.6523 | 148.6523 | 148.6523 | 148.6523 | 148.6523 | 148.6523 | 148.6523 | 148.6523 | 148.6523 | 148.6523 | 148.6523 | 148.6523 | 148.6523 | 148.6523 | 148.6523 | 148.6523 | 148.6523 | 148.6523 | 148.6523 | 148.6523 | 148.6523 | 148.6523 | 148.6523 | 148.6523 | 148.6523 | 148.6523 | 148.6523 | 148.6523 | 148.6523 | 148.6523 | 148.6523 | 148.6523 | 148.6523 | 148.6523 | 148.6523 | 148.6523 | 148.6523 | 148.6523 | 148.6523 | 148.6523 | 148.6523 | 148.6523 | 148.6523 | 148.6523 | 148.6523 | 148.6523 | 148.6523 | 148.6523 | 148.6523 | 148.6523 | 148.6523 | 148.6523 | 148.6523 | 148.6523 | 148.6523 | 148.6523 | 148.6523 | 148.6523 | 148.6523 | 148.6523 | 148.6523 | 148.6523 | 148.6523 | 148.6523 | 148.6523 | 148.6523 | 148.6523 | 148.6523 | 148.6523 | 148.6523 | 148.6523 | 148.6523 | 148.6523 | 148.6523 | 148.6523 | 148.6523 | 148.6523 | 148.6523 | 148.6523 | 148.6523 | 148.6523 | 148.6523 | 148.6523 | 148.6523 | 148.6523 | 148.6523 | 148.6523 | 148.6523 | 148.6523 | 148.6523 | 148.6523 | 148.6523 | 148.6523 | 148.6523 | 148.6523 | 148.6523 | 148.6523 | 148.6523 | 148.6523 | 148.6523 | 148.6523 | 148.6523 | 148.6523 | 148.6523 | 148.6523 | 148.6523 | 148.6523 | 148.6523 | 148.6523 | 148.6523 | 148.6523 | 148.6523 | 148.6523 | 148.6523 | 148.6523 | 148.6523 | 148.6523 | 148.6523 | 148.6523 | 148.6523 | 148.6523 | 148.6523 | 148.6523 | 148.6523 | 148.6523 | 148.6523 | 148.6523 | 148.6523 | 148.6523 | 148.6523 | 148.6523 | 148.6523 | 148.6523 | 148.6523 | 148.6523 | 148.6523 | 148.6523 | 148.6523 | 148.6523 | 148.6523 | 148.6523 | 148.6523 | 148.6523 | 148.6523 | 148.6523 | 148.6523 | 148.6523 | 148.6523 | 148.6523 | 148.6523 | 148.6523 | 148.6523 | 148.6523 | 148.6523 | 148.6523 | 148.6523 | 148.6523 | 148.6523 | 148.6523 | 148.6523 | 148.6523 | 148.6523 | 148.6523 | 148.6523 | 148.6523 | 148.6523 | 148.6523 | 148.6523 | 148.6523 | 148.6523 | 148.6523 | 148.6523 | 148.6523 | 148.6523 | 148.6523 | 148.6523 | 148.6523 | 148.6523 | 148.6523 | 148.6523 | 148.6523 | 148.6523 | 148.6523 | 148.6523 | 148.6523 | 148.6523 | 148.6523 | 148.6523 | 148.6523 | 148.6523 | 148.6523 | 148.6523 | 148.6523 | 148.6523 | 148.6523 | 148.6523 | 148.6523 | 148.6523 | 148.6523 | 148.6523 | 148.6523 | 148.6523 | 148.6523 | 148.6523 | 148.6523 | 148.6523 | 148.6523 | 148.6523 | 148.6523 | 148.6523 | 148.6523 | 148.6523 | 148.6523 | 148.6523 | 148.6523 | 148.6523 | 148.6523 | 148.6523 | 148.6523 | 148.6523 | 148.6523 | 148.6523 | 148.6523 | 148.6523 | 148.6523 | 148.6523 | 148.6523 | 148.6523 | 148.6523 | 148.6523 | 148.6523 | 148.6523 | 148.6523 | 148.6523 | 148.6523 | 148.6523 | 148.6523 | 148.6523 | 148.6523 | 148.6523 | 148.6523 | 148.6523 | 148.6523 | 148.6523 | 148.6523 | 148.6523 | 148.6523 | 148.6523 | 148.6523 | 148.6523 | 148.6523 | 148.6523 | 148.6523 | 148.6523 | 148.6523 | 148.6523 | 148.6523 | 148.6523 | 148.6523 | 148.6523 | 148.6523 | 148.6523 | 148.6523 | 148.6523 | 148.6523 | 148.6523 | 148.6523 | 148.6523 | 148.6523 | 148.6523 | 148.6523 | 148.6523 | 148.6523 | 148.6523 | 148.6523 | 148.6523 | 148.6523 | 148.6523 | 148.6523 | 148.6523 | 148.6523 | 148.6523 | 148.6523 | 148.6523 | 148.6523 | 148.6523 | 148.6523 | 148.6523 | 148.6523 | 148.6523 | 148.6523 | 148.6523 | 148.6523 | 148.6523 | 148.6523 | 148.6523 | 148.6523 | 148.6523 | 148.6523 | 148.6523 | 148.6523 | 148.6523 | 148.6523 | 148.6523 | 148.6523 | 148.6523 | 148.6523 | 148.6523 | 148.6523 | 148.6523 | 148.6523 | 148.6523 | 148.6523 | 148.6523 | 148.6523 | 148.6523 | 148.6523 | 148.6523 | 148.6523 | 148.6523 | 148.6523 | 148.6523 | 148.6523 | 148.6523 | 148.6523 | 148.6523 | 148.6523 | 148.6523 | 148.6523 | 148.6523 | 148.6523 | 148.6523 | 148.6523 | 148.6523 | 148.6523 | 148.6523 | 148.6523 | 148.6523 | 148.6523 | 148.6523 | 148.6523 | 148.6523 | 148.6523 | 148.6523 | 148.6523 | 148.6523 | 148.6523 | 148.6523 | 148.6523 | 148.6523 | 148.6523 | 148.6523 | 148.6523 | 148.6523 | 148.6523 | 148.6523 | 148.6523 | 148.6523 | 148.6523 | 148.6523 | 148.6523 | 148.6523 | 148.6523 | 148.6523 | 148.6523 | 148.6523 | 148.6523 | 148.6523 | 148.6523 | 148.6523 | 148.6523 | 148.6523 | 148.6523 | 148.6523 | 148.6523 | 148.6523 | 148.6523 | 148.6523 | 148.6523 | 148.6523 | 148.6523 | 148.6523 | 148.6523 | 148.6523 | 148.6523 | 148.6523 | 148.6523 | 148.6523 | 148.6523 | 148.6523 | 148.6523 | 148.6523 | 148.6523 | 148.6523 | 148.6523 | 148.6523 | 148.6523 | 148.6523 | 148.6523 | 148.6523 | 148.6523 | 148.6523 | 148.6523 | 148.6523 | 148.6523 | 148.6523 | 148.6523 | 148.6523 | 148.6523 | 148.6523 | 148.6523 | 148.6523 | 148.6523 | 148.6523 | 148.6523 | 148.6523 | 148.6523 | 148.6523 | 148.6523 | 148.6523 | 148.6523 | 148.6523 | 148.6523 | 148.6523 | 148.6523 | 148.6523 | 148.6523 | 148.6523 | 148.6523 | 148.6523 | 148.6523 | 148.6523 | 148.6523 | 148.6523 | 148.6523 | 148.6523 | 148.6523 | 148.6523 | 148.6523 | 148.6523 | 148.6523 | 148.6523 | 148.6523 | 148.6523 | 148.6523 | 148.6523 | 148.6523 | 148.6523 | 148.6523 | 148.6523 | 148.6523 | 148.6523 | 148.6523 | 148.6523 | 148.6523 | 148.6523 | 148.6523 | 148.6523 | 148.6523 | 148.6523 | 148.6523 | 148.6523 | 148.6523 | 148.6523 | 148.6523 | 148.6523 | 148.6523 | 148.6523 | 148.6523 | 148.6523 | 148.6523 | 148.6523 | 148.6523 | 148.6523 | 148.6523 | 148.6523 | 148.6523 | 148.6523 | 148.6523 | 148.6523 | 148.6523 | 148.6523 | 148.6523 | 148.6523 | 148.6523 | 148.6523 | 148.6523 | 148.6523 | 148.6523 | 148.6523 | 148.6523 | 148.6523 | 148.6523 | 148.6523 | 148.6523 | 148.6523 | 148.6523 | 148.6523 | 148.6523 | 148.6523 | 148.6523 | 148.6523 | 148.6523 | 148.6523 | 148.6523 | 148.6523 | 148.6523 | 148.6523 | 148.6523 | 148.6523 | 148.6523 | 148.6523 | 148.6523 | 148.6523 | 148.6523 | 148.6523 | 148.6523 | 148.6523 | 148.6523 | 148.6523 | 148.6523 | 148.6523 | 148.6523 | 148.6523 | 148.6523 | 148.6523 | 148.6523 | 148.6523 | 148.6523 | 148.6523 | 148.6523 | 148.6523 | 148.6523 | 148.6523 | 148.6523 | 148.6523 | 148.6523 | 148.6523 | 148.6523 | 148.6523 | 148.6523 | 148.6523 | 148.6523 | 148.6523 | 148.6523 | 148.6523 | 148.6523 | 148.6523 | 148.6523 | 148.6523 | 148.6523 | 148.6523 | 148.6523 | 148.6523 | 148.6523 | 148.6523 | 148.6523 | 148.6523 | 148.6523 | 148.6523 | 148.6523 | 148.6523 | 148.6523 | 148.6523 | 148.6523 | 148.6523 | 148.6523 | 148.6523 | 148.6523 | 148.6523 | 148.6523 | 148.6523 | 148.6523 | 148.6523 | 148.6523 | 148.6523 | 148.6523 | 148.6523 | 148.6523 | 148.6523 | 148.6523 | 148.6523 | 148.6523 | 148.6523 | 148.6523 | 148.6523 | 148.6523 | 148.6523 | 148.6523 | 148.6523 | 148.6523 | 148.6523 | 148.6523 | 148.6523 | 148.6523 | 148.6523 | 148.6523 | 148.6523 | 148.6523 | 148.6523 | 148.6523 | 148.6523 | 148.6523 | 148.6523 | 148.6523 | 148.6523 | 148.6523 | 148.6523 | 148.6523 | 148.6523 | 148.6523 | 148.6523 | 148.6523 | 148.6523 | 148.6523 | 148.6523 | 148.6523 | 148.6523 | 148.6523 | 148.6523 | 148.6523 | 148.6523 | 148.6523 | 148.6523 | 148.6523 | 148.6523 | 148.6523 | 148.6523 | 148.6523 | 148.6523 | 148.6523 | 148.6523 | 148.6523 | 148.6523 | 148.6523 | 148.6523 | 148.6523 | 148.6523 | 148.6523 | 148.6523 | 148.6523 | 148.6523 | 148.6523 | 148.6523 | 148.6523 | 148.6523 | 148.6523 | 148.6523 | 148.6523 | 148.6523 | 148.6523 | 148.6523 | 148.6523 | 148.6523 | 148.6523 | 148.6523 | 148.6523 | 148.6523 | 148.6523 | 148.6523 | 148.6523 | 148.6523 | 148.6523 | 148.6523 | 148.6523 | 148.6523 | 148.6523 | 148.6523 | 148.6523 | 148.6523 | 148.6523 | 148.6523 | 148.6523 | 148.6523 | 148.6523 | 148.6523 | 148.6523 | 148.6523 | 148.6523 | 148.6523 | 148.6523 | 148.6523 | 148.6523 | 148.6523 | 148.6523 | 148.6523 | 148.6523 | 148.6523 | 148.6523 | 148.6523 | 148.6523 | 148.6523 | 148.6523 | 148.6523 | 148.6523 | 148.6523 | 148.6523 | 148.6523 | 148.6523 | 148.6523 | 148.6523 | 148.6523 | 148.6523 | 148.6523 | 148.6523 | 148.6523 | 148.6523 | 148.6523 | 148.6523 | 148.6523 | 148.6523 | 148.6523 | 148.6523 | 148.6523 | 148.6523 | 148.6523 | 148.6523 | 148.6523 | 148.6523 | 148.6523 | 148.6523 | 148.6523 | 148.6523 | 148.6523 | 148.6523 | 148.6523 | 148.6523 | 148.6523 | 148.6523 | 148.6523 | 148.6523 | 148.6523 | 148.6523 | 148.6523 | 148.6523 | 148.6523 | 148.6523 | 148.6523 | 148.6523 | 148.6523 | 148.6523 | 148.6523 | 148.6523 | 148.6523 | 148.6523 | 148.6523 | 148.6523 | 148.6523 | 148.6523 | 148.6523 | 148.6523 | 148.6523 | 148.6523 | 148.6523 | 148.6523 | 148.6523 | 148.6523 | 148.6523 | 148.6523 | 148.6523 | 148.6523 | 148.6523 | 148.6523 | 148.6523 | 148.6523 | 148.6523 | 148.6523 | 148.6523 | 148.6523 | 148.6523 | 148.6523 | 148.6523 | 148.6523 | 148.6523 | 148.6523 | 148.6523 | 148.6523 | 148.6523 | 148.6523 | 148.6523 | 148.6523 | 148.6523 | 148.6523 | 148.6523 | 148.6523 | 148.6523 | 148.6523 | 148.6523 | 148.6523 | 148.6523 | 148.6523 | 148.6523 | 148.6523 | 148.6523 | 148.6523 | 148.6523 | 148.6523 | 148.6523 | 148.6523 | 148.6523 | 148.6523 | 148.6523 | 148.6523 | 148.6523 | 148.6523 | 148.6523 | 148.6523 | 148.6523 | 148.6523 | 148.6523 | 148.6523 | 148.6523 | 148.6523 | 148.6523 | 148.6523 | 148.6523 | 148.6523 | 148.6523 | 148.6523 | 148.6523 | 148.6523 | 148.6523 | 148.6523 | 148.6523 | 148.6523 | 148.6523 | 148.6523 | 148.6523 | 148.6523 | 148.6523 | 148.6523 | 148.6523 | 148.6523 | 148.6523 | 148.6523 | 148.6523 | 148.6523 | 148.6523 | 148.6523 | 148.6523 | 148.6523 | 148.6523 | 148.6523 | 148.6523 | 148.6523 | 148.6523 | 148.6523 | 148.6523 | 148.6523 | 148.6523 | 148.6523 | 148.6523 | 148.6523 | 148.6523 | 148.6523 | 148.6523 | 148.6523 | 148.6523 | 148.6523 | 148.6523 | 148.6523 | 148.6523 | 148.6523 | 148.6523 | 148.6523 | 148.6523 | 148.6523 | 148.6523 | 148.6523 | 148.6523 | 148.6523 | 148.6523 | 148.6523 | 148.6523 | 148.6523 | 148.6523 | 148.6523 | 148.6523 | 148.6523 | 148.6523 | 148.6523 | 148.6523 | 148.6523 | 148.6523 | 148.6523 | 148.6523 | 148.6523 | 148.6523 | 148.6523 | 148.6523 | 148.6523 | 148.6523 | 148.6523 | 148.6523 | 148.6523 | 148.6523 | 148.6523 | 148.6523 | 148.6523 | 148.6523 | 148.6523 | 148.6523 | 148.6523 | 148.6523 | 148.6523 | 148.6523 | 148.6523 | 148.6523 | 148.6523 | 148.6523 | 148.6523 | 148.6523 | 148.6523 | 148.6523 | 148.6523 | 148.6523 | 148.6523 | 148.6523 | 148.6523 | 148.6523 | 148.6523 | 148.6523 | 148.6523 | 148.6523 | 148.6523 | 148.6523 | 148.6523 | 148.6523 | 148.6523 | 148.6523 | 148.6523 | 148.6523 | 148.6523 | 148.6523 | 148.6523 | 148.6523 | 148.6523 | 148.6523 | 148.6523 | 148.6523 | 148.6523 | 148.6523 | 148.6523 | 148.6523 | 148.6523 | 148.6523 | 148.6523 | 148.6523 | 148.6523 | 148.6523 | 148.6523 | 148.6523 | 148.6523 | 148.6523 | 148.6523 | 148.6523 | 148.6523 | 148.6523 | 148.6523 | 148.6523 | 148.6523 | 148.6523 | 148.6523 | 148.6523 | 148.6523 | 148.6523 | 148.6523 | 148.6523 | 148.6523 | 148.6523 | 148.6523 | 148.6523 | 148.6523 | 148.6523 | 148.6523 | 148.6523 | 148.6523 | 148.6523 | 148.6523 | 148.6523 | 148.6523 | 148.6523 | 148.6523 | 148.6523 | 148.6523 | 148.6523 | 148.6523 | 148.6523 | 148.6523 | 148.6523 | 148.6523 | 148.6523 | 148.6523 | 148.6523 | 148.6523 | 148.6523 | 148.6523 | 148.6523 | 148.6523 | 148.6523 | 148.6523 | 148.6523 | 148.6523 | 148.6523 | 148.6523 | 148.6523 | 148.6523 | 148.6523 | 148.6523 | 148.6523 | 148.6523 | 148.6523 | 148.6523 | 148.6523 | 148.6523 | 148.6523 | 148.6523 | 148.6523 | 148.6523 | 148.6523 | 148.6523 | 148.6523 | 148.6523 | 148.6523 | 148.6523 | 148.6523 | 148.6523 | 148.6523 | 148.6523 | 148.6523 | 148.6523 | 148.6523 | 148.6523 | 148.6523 | 148.6523 | 148.6523 | 148.6523 | 148.6523 | 148.6523 | 148.6523 | 148.6523 | 148.6523 | 148.6523 | 148.6523 | 148.6523 | 148.6523 | 148.6523 | 148.6523 | 148.6523 | 148.6523 | 148.6523 | 148.6523 | 148.6523 | 148.6523 | 148.6523 | 148.6523 | 148.6523 | 148.6523 | 148.6523 | 148.6523 | 148.6523 | 148.6523 | 148.6523 | 148.6523 | 148.6523 | 148.6523 | 148.6523 | 148.6523 | 148.6523 | 148.6523 | 148.6523 | 148.6523 | 148.6523 | 148.6523 | 148.6523 | 148.6523 | 148.6523 | 148.6523 | 148.6523 | 148.6523 | 148.6523 | 148.6523 | 148.6523 | 148.6523 | 148.6523 | 148.6523 | 148.6523 | 148.6523 | 148.6523 | 148.6523 | 148.6523 | 148.6523 | 148.6523 | 148.6523 | 148.6523 | 148.6523 | 148.6523 | 148.6523 | 148.6523 | 148.6523 | 148.6523 | 148.6523 | 148.6523 | 148.6523 | 148.6523 | 148.6523 | 148.6523 | 148.6523 | 148.6523 | 148.6523 | 148.6523 | 148.6523 | 148.6523 | 148.6523 | 148.6523 | 148.6523 | 148.6523 | 148.6523 | 148.6523 | 148.6523 | 148.6523 | 148.6523 | 148.6523 | 148.6523 | 148.6523 | 148.6523 | 148.6523 | 148.6523 | 148.6523 | 148.6523 | 148.6523 | 148.6523 | 148.6523 | 148.6523 | 148.6523 | 148.6523 | 148.6523 | 148.6523 | 148.6523 | 148.6523 | 148.6523 | 148.6523 | 148.6523 | 148.6523 | 148.6523 | 148.6523 | 148.6523 | 148.6523 | 148.6523 | 148.6523 | 148.6523 | 148.6523 | 148.6523 | 148.6523 | 148.6523 | 148.6523 | 148.6523 | 148.6523 | 148.6523 | 148.6523 | 148.6523 | 148.6523 | 148.6523 | 148.6523 | 148.6523 | 148.6523 | 148.6523 | 148.6523 | 148.6523 | 148.6523 | 148.6523 | 148.6523 | 148.6523 | 148.6523 | 148.6523 | 148.6523 | 148.6523 | 148.6523 | 148.6523 | 148.6523 | 148.6523 | 148.6523 | 148.6523 | 148.6523 | 148.6523 | 148.6523 | 148.6523 | 148.6523 | 148.6523 | 148.6523 | 148.6523 | 148.6523 | 148.6523 | 148.6523 | 148.6523 | 148.6523 | 148.6523 | 148.6523 | 148.6523 | 148.6523 | 148.6523 | 148.6523 | 148.6523 | 148.6523 | 148.6523 | 148.6523 | 148.6523 | 148.6523 | 148.6523 | 148.6523 | 148.6523 | 148.6523 | 148.6523 | 148.6523 | 148.6523 | 148.6523 | 148.6523 | 148.6523 | 148.6523 | 148.6523 | 148.6523 | 148.6523 | 148.6523 | 148.6523 | 148.6523 | 148.6523 | 148.6523 | 148.6523 | 148.6523 | 148.6523 | 148.6523 | 148.6523 | 148.6523 | 148.6523 | 148.6523 | 148.6523 | 148.6523 | 148.6523 | 148.6523 | 148.6523 | 148.6523 | 148.6523 | 148.6523 | 148.6523 | 148.6523 | 148.6523 | 148.6523 | 148.6523 | 148.6523 | 148.6523 | 148.6523 | 148.6523 | 148.6523 | 148.6523 | 148.6523 | 148.6523 | 148.6523 | 148.6523 | 148.6523 | 148.6523 | 148.6523 | 148.6523 | 148.6523 | 148.6523 | 148.6523 | 148.6523 | 148.6523 | 148.6523 | 148.6523 | 148.6523 | 148.6523 | 148.6523 | 148.6523 | 148.6523 | 148.6523 | 148.6523 | 148.6523 | 148.6523 | 148.6523 | 148.6523 | 148.6523 | 148.6523 | 148.6523 | 148.6523 | 148.6523 | 148.6523 | 148.6523 | 148.6523 | 148.6523 | 148.6523 | 148.6523 | 148.6523 | 148.6523 | 148.6523 | 148.6523 | 148.6523 | 148.6523 | 148.6523 | 148.6523 | 148.6523 | 148.6523 | 148.6523 | 148.6523 | 148.6523 | 148.6523 | 148.6523 | 148.6523 | 148.6523 | 148.6523 | 148.6523 | 148.6523 | 148.6523 | 148.6523 | 148.6523 | 148.6523 | 148.6523 | 148.6523 | 148.6523 | 148.6523 | 148.6523 | 148.6523 | 148.6523 | 148.6523 | 148.6523 | 148.6523 | 148.6523 | 148.6523 | 148.6523 | 148.6523 | 148.6523 | 148.6523 | 148.6523 | 148.6523 | 148.6523 | 148.6523 | 148.6523 | 148.6523 | 148.6523 | 148.6523 | 148.6523 | 148.6523 | 148.6523 | 148.6523 | 148.6523 | 148.6523 | 148.6523 | 148.6523 | 148.6523 | 148.6523 | 148.6523 | 148.6523 | 148.6523 | 148.6523 | 148.6523 | 148.6523 | 148.6523 | 148.6523 | 148.6523 | 148.6523 | 148.6523 | 148.6523 | 148.6523 | 148.6523 | 148.6523 | 148.6523 | 148.6523 | 148.6523 | 148.6523 | 148.6523 | 148.6523 | 148.6523 | 148.6523 | 148.6523 | 148.6523 | 148.6523 | 148.6523 | 148.6523 | 148.6523 | 148.6523 | 148.6523 | 148.6523 | 148.6523 | 148.6523 | 148.6523 | 148.6523 | 148.6523 | 148.6523 | 148.6523 | 148.6523 | 148.6523 | 148.6523 | 148.6523 | 148.6523 | 148.6523 | 148.6523 | 148.6523 | 148.6523 | 148.6523 | 148.6523 | 148.6523 | 148.6523 | 148.6523 | 148.6523 | 148.6523 | 148.6523 | 148.6523 | 148.6523 | 148.6523 | 148.6523 | 148.6523 | 148.6523 | 148.6523 | 148.6523 | 148.6523 | 148.6523 | 148.6523 | 148.6523 | 148.6523 | 148.6523 | 148.6523 | 148.6523 | 148.6523 | 148.6523 | 148.6523 | 148.6523 | 148.6523 | 148.6523 | 148.6523 | 148.6523 | 148.6523 | 148.6523 | 148.6523 | 148.6523 | 148.6523 | 148.6523 | 148.6523 | 148.6523 | 148.6523 | 148.6523 | 148.6523 | 148.6523 | 148.6523 | 148.6523 | 148.6523 | 148.6523 | 148.6523 | 148.6523 | 148.6523 | 148.6523 | 148.6523 | 148.6523 | 148.6523 | 148.6523 | 148.6523 | 148.6523 | 148.6523 | 148.6523 | 148.6523 | 148.6523 | 148.6523 | 148.6523 | 148.6523 | 148.6523 | 148.6523 | 148.6523 | 148.6523 | 148.6523 | 148.6523 | 148.6523 | 148.6523 | 148.6523 | 148.6523 | 148.6523 | 148.6523 | 148.6523 | 148.6523 | 148.6523 | 148.6523 | 148.6523 | 148.6523 | 148.6523 | 148.6523 | 148.6523 | 148.6523 | 148.6523 | 148.6523 | 148.6523 | 148.6523 | 148.6523 | 148.6523 | 148.6523 | 148.6523 | 148.6523 | 148.6523 | 148.6523 | 148.6523 | 148.6523 | 148.6523 | 148.6523 | 148.6523 | 148.6523 | 148.6523 | 148.6523 | 148.6523 | 148.6523 | 148.6523 | 148.6523 | 148.6523 | 148.6523 | 148.6523 | 148.6523 | 148.6523 | 148.6523 | 148.6523 | 148.6523 | 148.6523 | 148.6523 | 148.6523 | 148.6523 | 148.6523 | 148.6523 | 148.6523 | 148.6523 | 148.6523 | 148.6523 | 148.6523 | 148.6523 | 148.6523 | 148.6523 | 148.6523 | 148.6523 | 148.6523 | 148.6523 | 148.6523 | 148.6523 | 148.6523 | 148.6523 | 148.6523 | 148.6523 | 148.6523 | 148.6523 | 148.6523 | 148.6523 | 148.6523 | 148.6523 | 148.6523 | 148.6523 | 148.6523 | 148.6523 | 148.6523 | 148.6523 | 148.6523 | 148.6523 | 148.6523 | 148.6523 | 148.6523 | 148.6523 | 148.6523 | 148.6523 | 148.6523 | 148.6523 | 148.6523 | 148.6523 | 148.6523 | 148.6523 | 148.6523 | 148.6523 | 148.6523 | 148.6523 | 148.6523 | 148.6523 | 148.6523 | 148.6523 | 148.6523 | 148.6523 | 148.6523 | 148.6523 | 148.6523 | 148.6523 | 148.6523 | 148.6523 | 148.6523 | 148.6523 | 148.6523 | 148.6523 | 148.6523 | 148.6523 | 148.6523 | 148.6523 | 148.6523 | 148.6523 | 148.6523 | 148.6523 | 148.6523 | 148.6523 | 148.6523 | 148.6523 | 148.6523 | 148.6523 | 148.6523 | 148.6523 | 148.6523 | 148.6523 | 148.6523 | 148.6523 | 148.6523 | 148.6523 | 148.6523 | 148.6523 | 148.6523 | 148.6523 | 148.6523 | 148.6523 | 148.6523 | 148.6523 | 148.6523 | 148.6523 | 148.6523 | 148.6523 | 148.6523 | 148.6523 | 148.6523 | 148.6523 | 148.6523 | 148.6523 | 148.6523 | 148.6523 | 148.6523 | 148.6523 | 148.6523 | 148.6523 | 148.6523 | 148.6523 | 148.6523 | 148.6523 | 148.6523 | 148.6523 | 148.6523 | 148.6523 | 148.6523 | 148.6523 | 148.6523 | 148.6523 | 148.6523 | 148.6523 | 148.6523 | 148.6523 | 148.6523 | 148.6523 | 148.6523 | 148.6523 | 148.6523 | 148.6523 | 148.6523 | 148.6523 | 148.6523 | 148.6523 | 148.6523 | 148.6523 | 148.6523 | 148.6523 | 148.6523 | 148.6523 | 148.6523 | 148.6523 | 148.6523 | 148.6523 | 148.6523 | 148.6523 | 148.6523 | 148.6523 | 148.6523 | 148.6523 | 148.6523 | 148.6523 | 148.6523 | 148.6523 | 148.6523 | 148.6523 | 148.6523 | 148.6523 | 148.6523 | 148.6523 | 148.6523 | 148.6523 | 148.6523 | 148.6523 | 148.6523 | 148.6523 | 148.6523 | 148.6523 | 148.6523 | 148.6523 | 148.6523 | 148.6523 | 148.6523 | 148.6523 | 148.6523 | 148.6523 | 148.6523 | 148.6523 | 148.6523 | 148.6523 | 148.6523 | 148.6523 | 148.6523 | 148.6523 | 148.6523 | 148.6523 | 148.6523 | 148.6523 | 148.6523 | 148.6523 | 148.6523 | 148.6523 | 148.6523 | 148.6523 | 148.6523 | 148.6523 | 148.6523 | 148.6523 | 148.6523 | 148.6523 | 148.6523 | 148.6523 | 148.6523 | 148.6523 | 148.6523 | 148.6523 | 148.6523 | 148.6523 | 148.6523 | 148.6523 | 148.6523 | 148.6523 | 148.6523 | 148.6523 | 148.6523 | 148.6523 | 148.6523 | 148.6523 | 148.6523 | 148.6523 | 148.6523 | 148.6523 | 148.6523 | 148.6523 | 148.6523 | 148.6523 | 148.6523 | 148.6523 | 148.6523 | 148.6523 | 148.6523 | 148.6523 | 148.6523 | 148.6523 | 148.6523 | 148.6523 | 148.6523 | 148.6523 | 148.6523 | 148.6523 | 148.6523 | 148.6523 | 148.6523 | 148.6523 | 148.6523 | 148.6523 | 148.6523 | 148.6523 | 148.6523 | 148.6523 | 148.6523 | 148.6523 | 148.6523 | 148.6523 | 148.6523 | 148.6523 | 148.6523 | 148.6523 | 148.6523 | 148.6523 | 148.6523 | 148.6523 | 148.6523 | 148.6523 | 148.6523 | 148.6523 | 148.6523 | 148.6523 | 148.6523 | 148.6523 | 148.6523 | 148.6523 | 148.6523 | 148.6523 | 148.6523 | 148.6523 | 148.6523 | 148.6523 | 148.6523 | 148.6523 | 148.6523 | 148.6523 | 148.6523 | 148.6523 | 148.6523 | 148.6523 | 148.6523 | 148.6523 | 148.6523 | 148.6523 | 148.6523 | 148.6523 | 148.6523 | 148.6523 | 148.6523 | 148.6523 | 148.6523 | 148.6523 | 148.6523 | 148.6523 | 148.6523 | 148.6523 | 148.6523 | 148.6523 | 148.6523 | 148.6523 | 148.6523 | 148.6523 | 148.6523 | 148.6523 | 148.6523 | 148.6523 | 148.6523 | 148.6523 | 148.6523 | 148.6523 | 148.6523 | 148.6523 | 148.6523 | 148.6523 | 148.6523 | 148.6523 | 148.6523 | 148.6523 | 148.6523 | 148.6523 | 148.6523 | 148.6523 | 148.6523 | 148.6523 | 148.6523 | 148.6523 | 148.6523 | 148.6523 | 148.6523 | 148.6523 | 148.6523 | 148.6523 | 148.6523 | 148.6523 | 148.6523 | 148.6523 | 148.6523 | 148.6523 | 148.6523 | 148.6523 | 148.6523 | 148.6523 | 148.6523 | 148.6523 | 148.6523 | 148.6523 | 148.6523 | 148.6523 | 148.6523 | 148.6523 | 148.6523 | 148.6523 | 148.6523 | 148.6523 | 148.6523 | 148.6523 | 148.6523 | 148.6523 | 148.6523 | 148.6523 | 148.6523 | 148.6523 | 148.6523 | 148.6523 | 148.6523 | 148.6523 | 148.6523 | 148.6523 | 148.6523 | 148.6523 | 148.6523 | 148.6523 | 148.6523 | 148.6523 | 148.6523 | 148.6523 | 148.6523 | 148.6523 | 148.6523 | 148.6523 | 148.6523 | 148.6523 | 148.6523 | 148.6523 | 148.6523 | 148.6523 | 148.6523 | 148.6523 | 148.6523 | 148.6523 | 148.6523 | 148.6523 | 148.6523 | 148.6523 | 148.6523 | 148.6523 | 148.6523 | 148.6523 | 148.6523 | 148.6523 | 148.6523 | 148.6523 | 148.6523 | 148.6523 | 148.6523 | 148.6523 | 148.6523 | 148.6523 | 148.6523 | 148.6523 | 148.6523 | 148.6523 | 148.6523 | 148.6523 | 148.6523 | 148.6523 | 148.6523 | 148.6523 | 148.6523 | 148.6523 | 148.6523 | 148.6523 | 148.6523 | 148.6523 | 148.6523 | 148.6523 | 148.6523 | 148.6523 | 148.6523 | 148.6523 | 148.6523 | 148.6523 | 148.6523 | 148.6523 | 148.6523 | 148.6523 | 148.6523 | 148.6523 | 148.6523 | 148.6523 | 148.6523 | 148.6523 | 148.6523 | 148.6523 | 148.6523 | 148.6523 | 148.6523 | 148.6523 | 148.6523 | 148.6523 | 148.6523 | 148.6523 | 148.6523 | 148.6523 | 148.6523 | 148.6523 | 148.6523 | 148.6523 | 148.6523 | 148.6523 | 148.6523 | 148.6523 | 148.6523 | 148.6523 | 148.6523 | 148.6523 | 148.6523 | 148.6523 | 148.6523 | 148.6523 | 148.6523 | 148.6523 | 148.6523 | 148.6523 | 148.6523 | 148.6523 | 148.6523 | 148.6523 | 148.6523 | 148.6523 | 148.6523 | 148.6523 | 148.6523 | 148.6523 | 148.6523 | 148.6523 | 148.6523 | 148.6523 | 148.6523 | 148.6523 | 148.6523 | 148.6523 | 148.6523 | 148.6523 | 148.6523 | 148.6523 | 148.6523 | 148.6523 | 148.6523 | 148.6523 | 148.6523 | 148.6523 | 148.6523 | 148.6523 | 148.6523 | 148.6523 | 148.6523 | 148.6523 | 148.6523 | 148.6523 | 148.6523 | 148.6523 | 148.6523 | 148.6523 | 148.6523 | 148.6523 | 148.6523 | 148.6523 | 148.6523 | 148.6523 | 148.6523 | 148.6523 | 148.6523 | 148.6523 | 148.6523 | 148.6523 | 148.6523 | 148.6523 | 148.6523 | 148.6523 | 148.6523 | 148.6523 | 148.6523 | 148.6523 | 148.6523 | 148.6523 | 148.6523 | 148.6523 | 148.6523 | 148.6523 | 148.6523 | 148.6523 | 148.6523 | 148.6523 | 148.6523 | 148.6523 | 148.6523 | 148.6523 | 148.6523 | 148.6523 | 148.6523 | 148.6523 | 148.6523 | 148.6523 | 148.6523 | 148.6523 | 148.6523 | 148.6523 | 148.6523 | 148.6523 | 148.6523 | 148.6523 | 148.6523 | 148.6523 | 148.6523 | 148.6523 | 148.6523 | 148.6523 | 148.6523 | 148.6523 | 148.6523 | 148.6523 | 148.6523 | 148.6523 | 148.6523 | 148.6523 | 148.6523 | 148.6523 | 148.6523 | 148.6523 | 148.6523 | 148.6523 | 148.6523 | 148.6523 | 148.6523 | 148.6523 | 148.6523 | 148.6523 | 148.6523 | 148.6523 | 148.6523 | 148.6523 | 148.6523 | 148.6523 | 148.6523 | 148.6523 | 148.6523 | 148.6523 | 148.6523 | 148.6523 | 148.6523 | 148.6523 | 148.6523 | 148.6523 | 148.6523 | 148.6523 | 148.6523 | 148.6523 | 148.6523 | 148.6523 | 148.6523 | 148.6523 | 148.6523 | 148.6523 | 148.6523 | 148.6523 | 148.6523 | 148.6523 | 148.6523 | 148.6523 | 148.6523 | 148.6523 | 148.6523 | 148.6523 | 148.6523 | 148.6523 | 148.6523 | 148.6523 | 148.6523 | 148.6523 | 148.6523 | 148.6523 | 148.6523 | 148.6523 | 148.6523 | 148.6523 | 148.6523 | 148.6523 | 148.6523 | 148.6523 | 148.6523 | 148.6523 | 148.6523 | 148.6523 | 148.6523 | 148.6523 | 148.6523 | 148.6523 | 148.6523 | 148.6523 | 148.6523 | 148.6523 | 148.6523 | 148.6523 | 148.6523 | 148.6523 | 148.6523 | 148.6523 | 148.6523 | 148.6523 | 148.6523 | 148.6523 | 148.6523 | 148.6523 | 148.6523 | 148.6523 | 148.6523 | 148.6523 | 148.6523 | 148.6523 | 148.6523 | 148.6523 | 148.6523 | 148.6523 | 148.6523 | 148.6523 | 148.6523 | 148.6523 | 148.6523 | 148.6523 | 148.6523 | 148.6523 | 148.6523 | 148.6523 | 148.6523 | 148.6523 | 148.6523 | 148.6523 | 148.6523 | 148.6523 | 148.6523 | 148.6523 | 148.6523 | 148.6523 | 148.6523 | 148.6523 | 148.6523 | 148.6523 | 148.6523 | 148.6523 | 148.6523 | 148.6523 | 148.6523 | 148.6523 | 148.6523 | 148.6523 | 148.6523 | 148.6523 | 148.6523 | 148.6523 | 148.6523 | 148.6523 | 148.6523 | 148.6523 | 148.6523 | 148.6523 | 148.6523 | 148.6523 | 148.6523 | 148.6523 | 148.6523 | 148.6523 | 148.6523 | 148.6523 | 148.6523 | 148.6523 | 148.6523 | 148.6523 | 148.6523 | 148.6523 | 148.6523 | 148.6523 | 148.6523 | 148.6523 | 148.6523 | 148.6523 | 148.6523 | 148.6523 | 148.6523 | 148.6523 | 148.6523 | 148.6523 | 148.6523 | 148.6523 | 148.6523 | 148.6523 | 148.6523 | 148.6523 | 148.6523 | 148.6523 | 148.6523 | 148.6523 | 148.6523 | 148.6523 | 148.6523 | 148.6523 | 148.6523 | 148.6523 | 148.6523 | 148.6523 | 148.6523 | 148.6523 | 148.6523 | 148.6523 | 148.6523 | 148.6523 | 148.6523 | 148.6523 | 148.6523 | 148.6523 | 148.6523 | 148.6523 | 148.6523 | 148.6523 | 148.6523 | 148.6523 | 148.6523 | 148.6523 | 148.6523 | 148.6523 | 148.6523 | 148.6523 | 148.6523 | 148.6523 | 148.6523 | 148.6523 | 148.6523 | 148.6523 | 148.6523 | 148.6523 | 148.6523 | 148.6523 | 148.6523 | 148.6523 | 148.6523 | 148.6523 | 148.6523 | 148.6523 | 148.6523 | 148.6523 | 148.6523 | 148.6523 | 148.6523 | 148.6523 | 148.6523 | 148.6523 | 148.6523 | 148.6523 | 148.6523 | 148.6523 | 148.6523 | 148.6523 | 148.6523 | 148.6523 | 148.6523 | 148.6523 | 148.6523 | 148.6523 | 148.6523 | 148.6523 | 148.6523 | 148.6523 | 148.6523 | 148.6523 | 148.6523 | 148.6523 | 148.6523 | 148.6523 | 148.6523 | 148.6523 | 148.6523 | 148.6523 | 148.6523 | 148.6523 | 148.6523 | 148.6523 | 148.6523 | 148.6523 | 148.6523 | 148.6523 | 148.6523 | 148.6523 | 148.6523 | 148.6523 | 148.6523 | 148.6523 | 148.6523 | 148.6523 | 148.6523 | 148.6523 | 148.6523 | 148.6523 | 148.6523 | 148.6523 | 148.6523 | 148.6523 | 148.6523 | 148.6523 | 148.6523 | 148.6523 | 148.6523 | 148.6523 | 148.6523 | 148.6523 | 148.6523 | 148.6523 | 148.6523 | 148.6523 | 148.6523 | 148.6523 | 148.6523 | 148.6523 | 148.6523 | 148.6523 | 148.6523 | 148.6523 | 148.6523 | 148.6523 | 148.6523 | 148.6523 | 148.6523 | 148.6523 | 148.6523 | 148.6523 | 148.6523 | 148.6523 | 148.6523 | 148.6523 | 148.6523 | 148.6523 | 148.6523 | 148.6523 | 148.6523 | 148.6523 | 148.6523 | 148.6523 | 148.6523 | 148.6523 | 148.6523 | 148.6523 | 148.6523 | 148.6523 | 148.6523 | 148.6523 | 148.6523 | 148.6523 | 148.6523 | 148.6523 | 148.6523 | 148.6523 | 148.6523 | 148.6523 | 148.6523 | 148.6523 | 148.6523 | 148.6523 | 148.6523 | 148.6523 | 148.6523 | 148.6523 | 148.6523 | 148.6523 | 148.6523 | 148.6523 | 148.6523 | 148.6523 | 148.6523 | 148.6523 | 148.6523 | 148.6523 | 148.6523 | 148.6523 | 148.6523 | 148.6523 | 148.6523 | 148.6523 | 148.6523 | 148.6523 | 148.6523 | 148.6523 | 148.6523 | 148.6523 | 148.6523 | 148.6523 | 148.6523 | 148.6523 | 148.6523 | 148.6523 | 148.6523 | 148.6523 | 148.6523 | 148.6523 | 148.6523 | 148.6523 | 148.6523 | 148.6523 | 148.6523 | 148.6523 | 148.6523 | 148.6523 | 148.6523 | 148.6523 | 148.6523 | 148.6523 | 148.6523 | 148.6523 | 148.6523 | 148.6523 | 148.6523 | 148.6523 | 148.6523 | 148.6523 | 148.6523 | 148.6523 | 148.6523 | 148.6523 | 148.6523 | 148.6523 | 148.6523 | 148.6523 | 148.6523 | 148.6523 | 148.6523 | 148.6523 | 148.6523 | 148.6523 | 148.6523 | 148.6523 | 148.6523 | 148.6523 | 148.6523 | 148.6523 | 148.6523 | 148.6523 | 148.6523 | 148.6523 | 148.6523 | 148.6523 | 148.6523 | 148.6523 | 148.6523 | 148.6523 | 148.6523 | 148.6523 | 148.6523 | 148.6523 | 148.6523 | 148.6523 | 148.6523 | 148.6523 | 148.6523 | 148.6523 | 148.6523 | 148.6523 | 148.6523 | 148.6523 | 148.6523 | 148.6523 | 148.6523 | 148.6523 | 148.6523 | 148.6523 | 148.6523 | 148.6523 | 148.6523 | 148.6523 | 148.6523 | 148.6523 | 148.6523 | 148.6523 | 148.6523 | 148.6523 | 148.6523 | 148.6523 | 148.6523 | 148.6523 | 148.6523 | 148.6523 | 148.6523 | 148.6523 | 148.6523 | 148.6523 | 148.6523 | 148.6523 | 148.6523 | 148.6523 | 148.6523 | 148.6523 | 148.6523 | 148.6523 | 148.6523 | 148.6523 | 148.6523 | 148.6523 | 148.6523 | 148.6523 | 148.6523 | 148.6523 | 148.6523 | 148.6523 | 148.6523 | 148.6523 | 148.6523 | 148.6523 | 148.6523 | 148.6523 | 148.6523 | 148.6523 | 148.6523 | 148.6523 | 148.6523 | 148.6523 | 148.6523 | 148.6523 | 148.6523 | 148.6523 | 148.6523 | 148.6523 | 148.6523 | 148.6523 | 148.6523 | 148.6523 | 148.6523 | 148.6523 | 148.6523 | 148.6523 | 148.6523 | 148.6523 | 148.6523 | 148.6523 | 148.6523 | 148.6523 | 148.6523 | 148.6523 | 148.6523 | 148.6523 | 148.6523 | 148.6523 | 148.6523 | 148.6523 | 148.6523 | 148.6523 | 148.6523 | 148.6523 | 148.6523 | 148.6523 | 148.6523 | 148.6523 | 148.6523 | 148.6523 | 148.6523 | 148.6523 | 148.6523 | 148.6523 | 148.6523 | 148.6523 | 148.6523 | 148.6523 | 148.6523 | 148.6523 | 148.6523 | 148.6523 | 148.6523 | 148.6523 | 148.6523 | 148.6523 | 148.6523 | 148.6523 | 148.6523 | 148.6523 | 148.6523 | 148.6523 | 148.6523 | 148.6523 | 148.6523 | 148.6523 | 148.6523 | 148.6523 | 148.6523 | 148.6523 | 148.6523 | 148.6523 | 148.6523 | 148.6523 | 148.6523 | 148.6523 | 148.6523 | 148.6523 | 148.6523 | 148.6523 | 148.6523 | 148.6523 | 148.6523 | 148.6523 | 148.6523 | 148.6523 | 148.6523 | 148.6523 | 148.6523 | 148.6523 | 148.6523 | 148.6523 | 148.6523 | 148.6523 | 148.6523 | 148.6523 | 148.6523 | 148.6523 | 148.6523 | 148.6523 | 148.6523 | 148.6523 | 148.6523 | 148.6523 | 148.6523 | 148.6523 | 148.6523 | 148.6523 | 148.6523 | 148.6523 | 148.6523 | 148.6523 | 148.6523 | 148.6523 | 148.6523 | 148.6523 | 148.6523 | 148.6523 | 148.6523 | 148.6523 | 148.6523 | 148.6523 | 148.6523 | 148.6523 | 148.6523 | 148.6523 | 148.6523 | 148.6523 | 148.6523 | 148.6523 | 148.6523 | 148.6523 | 148.6523 | 148.6523 | 148.6523 | 148.6523 | 148.6523 | 148.6523 | 148.6523 | 148.6523 | 148.6523 | 148.6523 | 148.6523 | 148.6523 | 148.6523 | 148.6523 | 148.6523 | 148.6523 | 148.6523 | 148.6523 | 148.6523 | 148.6523 | 148.6523 | 148.6523 | 148.6523 | 148.6523 | 148.6523 | 148.6523 | 148.6523 | 148.6523 | 148.6523 | 148.6523 | 148.6523 | 148.6523 | 148.6523 | 148.6523 | 148.6523 | 148.6523 | 148.6523 | 148.6523 | 148.6523 | 148.6523 | 148.6523 | 148.6523 | 148.6523 | 148.6523 | 148.6523 | 148.6523 | 148.6523 | 148.6523 | 148.6523 | 148.6523 | 148.6523 | 148.6523 | 148.6523 | 148.6523 | 148.6523 | 148.6523 | 148.6523 | 148.6523 | 148.6523 | 148.6523 | 148.6523 | 148.6523 | 148.6523 | 148.6523 | 148.6523 | 148.6523 | 148.6523 | 148.6523 | 148.6523 | 148.6523 | 148.6523 | 148.6523 | 148.6523 | 148.6523 | 148.6523 | 148.6523 | 148.6523 | 148.6523 | 148.6523 | 148.6523 | 148.6523 | 148.6523 | 148.6523 | 148.6523 | 148.6523 | 148.6523 | 148.6523 | 148.6523 | 148.6523 | 148.6523 | 148.6523 | 148.6523 | 148.6523 | 148.6523 | 148.6523 | 148.6523 | 148.6523 | 148.6523 | 148.6523 | 148.6523 | 148.6523 | 148.6523 | 148.6523 | 148.6523 | 148.6523 | 148.6523 | 148.6523 | 148.6523 | 148.6523 | 148.6523 | 148.6523 | 148.6523 | 148.6523 | 148.6523 | 148.6523 | 148.6523 | 148.6523 | 148.6523 | 148.6523 | 148.6523 | 148.6523 | 148.6523 | 148.6523 | 148.6523 | 148.6523 | 148.6523 | 148.6523 | 148.6523 | 148.6523 | 148.6523 | 148.6523 | 148.6523 | 148.6523 | 148.6523 | 148.6523 | 148.6523 | 148.6523 | 148.6523 | 148.6523 | 148.6523 | 148.6523 | 148.6523 | 148.6523 | 148.6523 | 148.6523 | 148.6523 | 148.6523 | 148.6523 | 148.6523 | 148.6523 | 148.6523 | 148.6523 | 148.6523 | 148.6523 | 148.6523 | 148.6523 | 148.6523 | 148.6523 | 148.6523 | 148.6523 | 148.6523 | 148.6523 | 148.6523 | 148.6523 | 148.6523 | 148.6523 | 148.6523 | 148.6523 | 148.6523 | 148.6523 | 148.6523 | 148.6523 | 148.6523 | 148.6523 | 148.6523 | 148.6523 | 148.6523 | 148.6523 | 148.6523 | 148.6523 | 148.6523 | 148.6523 | 148.6523 | 148.6523 | 148.6523 | 148.6523 | 148.6523 | 148.6523 | 148.6523 | 148.6523 | 148.6523 | 148.6523 | 148.6523 | 148.6523 | 148.6523 | 148.6523 | 148.6523 | 148.6523 | 148.6523 | 148.6523 | 148.6523 | 148.6523 | 148.6523 | 148.6523 | 148.6523 | 148.6523 | 148.6523 | 148.6523 | 148.6523 | 148.6523 | 148.6523 | 148.6523 | 148.6523 | 148.6523 | 148.6523 | 148.6523 | 148.6523 | 148.6523 | 148.6523 | 148.6523 | 148.6523 | 148.6523 | 148.6523 | 148.6523 | 148.6523 | 148.6523 | 148.6523 | 148.6523 | 148.6523 | 148.6523 | 148.6523 | 148.6523 | 148.6523 | 148.6523 | 148.6523 | 148.6523 | 148.6523 | 148.6523 | 148.6523 | 148.6523 | 148.6523 | 148.6523 | 148.6523 | 148.6523 | 148.6523 | 148.6523 | 148.6523 | 148.6523 | 148.6523 | 148.6523 | 148.6523 | 148.6523 | 148.6523 | 148.6523 | 148.6523 | 148.6523 | 148.6523 | 148.6523 | 148.6523 | 148.6523 | 148.6523 | 148.6523 | 148.6523 | 148.6523 | 148.6523 | 148.6523 | 148.6523 | 148.6523 | 148.6523 | 148.6523 | 148.6523 | 148.6523 | 148.6523 | 148.6523 | 148.6523 | 148.6523 | 148.6523 | 148.6523 | 148.6523 | 148.6523 | 148.6523 | 148.6523 | 148.6523 | 148.6523 | 148.6523 | 148.6523 | 148.6523 | 148.6523 | 148.6523 | 148.6523 | 148.6523 | 148.6523 | 148.6523 | 148.6523 | 148.6523 | 148.6523 | 148.6523 | 148.6523 | 148.6523 | 148.6523 | 148.6523 | 148.6523 | 148.6523 | 148.6523 | 148.6523 | 148.6523 | 148.6523 | 148.6523 | 148.6523 | 148.6523 | 148.6523 | 148.6523 | 148.6523 | 148.6523 | 148.6523 | 148.6523 | 148.6523 | 148.6523 | 148.6523 | 148.6523 | 148.6523 | 148.6523 | 148.6523 | 148.6523 | 148.6523 | 148.6523 | 148.6523 | 148.6523 | 148.6523 | 148.6523 | 148.6523 | 148.6523 | 148.6523 | 148.6523 | 148.6523 | 148.6523 | 148.6523 | 148.6523 | 148.6523 | 148.6523 | 148.6523 | 148.6523 | 148.6523 | 148.6523 | 148.6523 | 148.6523 | 148.6523 | 148.6523 | 148.6523 | 148.6523 | 148.6523 | 148.6523 | 148.6523 | 148.6523 | 148.6523 | 148.6523 | 148.6523 | 148.6523 | 148.6523 | 148.6523 | 148.6523 | 148.6523 | 148.6523 | 148.6523 | 148.6523 | 148.6523 | 148.6523 | 148.6523 | 148.6523 | 148.6523 | 148.6523 | 148.6523 | 148.6523 | 148.6523 | 148.6523 | 148.6523 | 148.6523 | 148.6523 | 148.6523 | 148.6523 | 148.6523 | 148.6523 | 148.6523 | 148.6523 | 148.6523 | 148.6523 | 148.6523 | 148.6523 | 148.6523 | 148.6523 | 148.6523 | 148.6523 | 148.6523 | 148.6523 | 148.6523 | 148.6523 | 148.6523 | 148.6523 | 148.6523 | 148.6523 | 148.6523 | 148.6523 | 148.6523 | 148.6523 | 148.6523 | 148.6523 | 148.6523 | 148.6523 | 148.6523 | 148.6523 | 148.6523 | 148.6523 | 148.6523 | 148.6523 | 148.6523 | 148.6523 | 148.6523 | 148.6523 | 148.6523 | 148.6523 | 148.6523 | 148.6523 | 148.6523 | 148.6523 | 148.6523 | 148.6523 | 148.6523 | 148.6523 | 148.6523 | 148.6523 | 148.6523 | 148.6523 | 148.6523 | 148.6523 | 148.6523 | 148.6523 | 148.6523 | 148.6523 | 148.6523 | 148.6523 | 148.6523 | 148.6523 | 148.6523 | 148.6523 | 148.6523 | 148.6523 | 148.6523 | 148.6523 | 148.6523 | 148.6523 | 148.6523 | 148.6523 | 148.6523 | 148.6523 | 148.6523 | 148.6523 | 148.6523 | 148.6523 | 148.6523 | 148.6523 | 148.6523 | 148.6523 | 148.6523 | 148.6523 | 148.6523 | 148.6523 | 148.6523 | 148.6523 | 148.6523 | 148.6523 | 148.6523 | 148.6523 | 148.6523 | 148.6523 | 148.6523 | 148.6523 | 148.6523 | 148.6523 | 148.6523 | 148.6523 | 148.6523 | 148.6523 | 148.6523 | 148.6523 | 148.6523 | 148.6523 | 148.6523 | 148.6523 | 148.6523 | 148.6523 | 148.6523 | 148.6523 | 148.6523 | 148.6523 | 148.6523 | 148.6523 | 148.6523 | 148.6523 | 148.6523 | 148.6523 | 148.6523 | 148.6523 | 148.6523 | 148.6523 | 148.6523 | 148.6523 | 148.6523 | 148.6523 | 148.6523 | 148.6523 | 148.6523 | 148.6523 | 148.6523 | 148.6523 | 148.6523 | 148.6523 | 148.6523 | 148.6523 | 148.6523 | 148.6523 | 148.6523 | 148.6523 | 148.6523 | 148.6523 | 148.6523 | 148.6523 | 148.6523 | 148.6523 | 148.6523 | 148.6523 | 148.6523 | 148.6523 | 148.6523 | 148.6523 | 148.6523 | 148.6523 | 148.6523 | 148.6523 | 148.6523 | 148.6523 | 148.6523 | 148.6523 | 148.6523 | 148.6523 | 148.6523 | 148.6523 | 148.6523 | 148.6523 | 148.6523 | 148.6523 | 148.6523 | 148.6523 | 148.6523 | 148.6523 | 148.6523 | 148.6523 | 148.6523 | 148.6523 | 148.6523 | 148.6523 | 148.6523 | 148.6523 | 148.6523 | 148.6523 | 148.6523 | 148.6523 | 148.6523 | 148.6523 | 148.6523 | 148.6523 | 148.6523 | 148.6523 | 148.6523 | 148.6523 | 148.6523 | 148.6523 | 148.6523 | 148.6523 | 148.6523 | 148.6523 | 148.6523 | 148.6523 | 148.6523 | 148.6523 | 148.6523 | 148.6523 | 148.6523 | 148.6523 | 148.6523 | 148.6523 | 148.6523 | 148.6523 | 148.6523 | 148.6523 | 148.6523 | 148.6523 | 148.6523 | 148.6523 | 148.6523 | 148.6523 | 148.6523 | 148.6523 | 148.6523 | 148.6523 | 148.6523 | 148.6523 | 148.6523 | 148.6523 | 148.6523 | 148.6523 | 148.6523 | 148.6523 | 148.6523 | 148.6523 | 148.6523 | 148.6523 | 148.6523 | 148.6523 | 148.6523 | 148.6523 | 148.6523 | 148.6523 | 148.6523 | 148.6523 | 148.6523 | 148.6523 | 148.6523 | 148.6523 | 148.6523 | 148.6523 | 148.6523 | 148.6523 | 148.6523 | 148.6523 | 148.6523 | 148.6523 | 148.6523 | 148.6523 | 148.6523 | 148.6523 | 148.6523 | 148.6523 | 148.6523 | 148.6523 | 148.6523 | 148.6523 | 148.6523 | 148.6523 | 148.6523 | 148.6523 | 148.6523 | 148.6523 | 148.6523 | 148.6523 | 148.6523 | 148.6523 | 148.6523 | 148.6523 | 148.6523 | 148.6523 | 148.6523 | 148.6523 | 148.6523 | 148.6523 | 148.6523 | 148.6523 | 148.6523 | 148.6523 | 148.6523 | 148.6523 | 148.6523 | 148.6523 | 148.6523 | 148.6523 | 148.6523 | 148.6523 | 148.6523 | 148.6523 | 148.6523 | 148.6523 | 148.6523 | 148.6523 | 148.6523 | 148.6523 | 148.6523 | 148.6523 | 148.6523 | 148.6523 | 148.6523 | 148.6523 | 148.6523 | 148.6523 | 148.6523 | 148.6523 | 148.6523 | 148.6523 | 148.6523 | 148.6523 | 148.6523 | 148.6523 | 148.6523 | 148.6523 | 148.6523 | 148.6523 | 148.6523 | 148.6523 | 148.6523 | 148.6523 | 148.6523 | 148.6523 | 148.6523 | 148.6523 | 148.6523 | 148.6523 | 148.6523 | 148.6523 | 148.6523 | 148.6523 | 148.6523 | 148.6523 | 148.6523 | 148.6523 | 148.6523 | 148.6523 | 148.6523 | 148.6523 | 148.6523 | 148.6523 | 148.6523 | 148.6523 | 148.6523 | 148.6523 | 148.6523 | 148.6523 | 148.6523 | 148.6523 | 148.6523 | 148.6523 | 148.6523 | 148.6523 | 148.6523 | 148.6523 | 148.6523 | 148.6523 | 148.6523 | 148.6523 | 148.6523 | 148.6523 | 148.6523 | 148.6523 | 148.6523 | 148.6523 | 148.6523 | 148.6523 | 148.6523 | 148.6523 | 148.6523 | 148.6523 | 148.6523 | 148.6523 | 148.6523 | 148.6523 | 148.6523 | 148.6523 | 148.6523 | 148.6523 | 148.6523 | 148.6523 | 148.6523 | 148.6523 | 148.6523 | 148.6523 | 148.6523 | 148.6523 | 148.6523 | 148.6523 | 148.6523 | 148.6523 | 148.6523 | 148.6523 | 148.6523 | 148.6523 | 148.6523 | 148.6523 | 148.6523 | 148.6523 | 148.6523 | 148.6523 | 148.6523 | 148.6523 | 148.6523 | 148.6523 | 148.6523 | 148.6523 | 148.6523 | 148.6523 | 148.6523 | 148.6523 | 148.6523 | 148.6523 | 148.6523 | 148.6523 | 148.6523 | 148.6523 | 148.6523 | 148.6523 | 148.6523 | 148.6523 | 148.6523 | 148.6523 | 148.6523 | 148.6523 | 148.6523 | 148.6523 | 148.6523 | 148.6523 | 148.6523 | 148.6523 | 148.6523 | 148.6523 | 148.6523 | 148.6523 | 148.6523 | 148.6523 | 148.6523 | 148.6523 | 148.6523 | 148.6523 | 148.6523 | 148.6523 | 148.6523 | 148.6523 | 148.6523 | 148.6523 | 148.6523 | 148.6523 | 148.6523 | 148.6523 | 148.6523 | 148.6523 | 148.6523 | 148.6523 | 148.6523 | 148.6523 | 148.6523 | 148.6523 | 148.6523 | 148.6523 | 148.6523 | 148.6523 | 148.6523 | 148.6523 | 148.6523 | 148.6523 | 148.6523 | 148.6523 | 148.6523 | 148.6523 | 148.6523 | 148.6523 | 148.6523 | 148.6523 | 148.6523 | 148.6523 | 148.6523 | 148.6523 | 148.6523 | 148.6523 | 148.6523 | 148.6523 | 148.6523 | 148.6523 | 148.6523 | 148.6523 | 148.6523 | 148.6523 | 148.6523 | 148.6523 | 148.6523 | 148.6523 | 148.6523 | 148.6523 | 148.6523 | 148.6523 | 148.6523 | 148.6523 | 148.6523 | 148.6523 | 148.6523 | 148.6523 | 148.6523 | 148.6523 | 148.6523 | 148.6523 | 148.6523 | 148.6523 | 148.6523 | 148.6523 | 148.6523 | 148.6523 | 148.6523 | 148.6523 | 148.6523 | 148.6523 | 148.6523 | 148.6523 | 148.6523 | 148.6523 | 148.6523 | 148.6523 | 148.6523 | 148.6523 | 148.6523 | 148.6523 | 148.6523 | 148.6523 | 148.6523 | 148.6523 | 148.6523 | 148.6523 | 148.6523 | 148.6523 | 148.6523 | 148.6523 | 148.6523 | 148.6523 | 148.6523 | 148.6523 | 148.6523 | 148.6523 | 148.6523 | 148.6523 | 148.6523 | 148.6523 | 148.6523 | 148.6523 | 148.6523 | 148.6523 | 148.6523 | 148.6523 | 148.6523 | 148.6523 | 148.6523 | 148.6523 | 148.6523 | 148.6523 | 148.6523 | 148.6523 | 148.6523 | 148.6523 | 148.6523 | 148.6523 | 148.6523 | 148.6523 | 148.6523 | 148.6523 | 148.6523 | 148.6523 | 148.6523 | 148.6523 | 148.6523 | 148.6523 | 148.6523 | 148.6523 | 148.6523 | 148.6523 | 148.6523 | 148.6523 | 148.6523 | 148.6523 | 148.6523 | 148.6523 | 148.6523 | 148.6523 | 148.6523 | 148.6523 | 148.6523 | 148.6523 | 148.6523 | 148.6523 | 148.6523 | 148.6523 | 148.6523 | 148.6523 | 148.6523 | 148.6523 | 148.6523 | 148.6523 | 148.6523 | 148.6523 | 148.6523 | 148.6523 | 148.6523 | 148.6523 | 148.6523 | 148.6523 | 148.6523 | 148.6523 | 148.6523 | 148.6523 | 148.6523 | 148.6523 | 148.6523 | 148.6523 | 148.6523 | 148.6523 | 148.6523 | 148.6523 | 148.6523 | 148.6523 | 148.6523 | 148.6523 | 148.6523 | 148.6523 | 148.6523 | 148.6523 | 148.6523 | 148.6523 | 148.6523 | 148.6523 | 148.6523 | 148.6523 | 148.6523 | 148.6523 | 148.6523 | 148.6523 | 148.6523 | 148.6523 | 148.6523 | 148.6523 | 148.6523 | 148.6523 | 148.6523 | 148.6523 | 148.6523 | 148.6523 | 148.6523 | 148.6523 | 148.6523 | 148.6523 | 148.6523 | 148.6523 | 148.6523 | 148.6523 | 148.6523 | 148.6523 | 148.6523 | 148.6523 | 148.6523 | 148.6523 | 148.6523 | 148.6523 | 148.6523 | 148.6523 | 148.6523 | 148.6523 | 148.6523 | 148.6523 | 148.6523 | 148.6523 | 148.6523 | 148.6523 | 148.6523 | 148.6523 | 148.6523 | 148.6523 | 148.6523 | 148.6523 | 148.6523 | 148.6523 | 148.6523 | 148.6523 | 148.6523 | 148.6523 | 148.6523 | 148.6523 | 148.6523 | 148.6523 | 148.6523 | 148.6523 | 148.6523 | 148.6523 | 148.6523 | 148.6523 | 148.6523 | 148.6523 | 148.6523 | 148.6523 | 148.6523 | 148.6523 | 148.6523 | 148.6523 | 148.6523 | 148.6523 | 148.6523 | 148.6523 | 148.6523 | 148.6523 | 148.6523 | 148.6523 | 148.6523 | 148.6523 | 148.6523 | 148.6523 | 148.6523 | 148.6523 | 148.6523 | 148.6523 | 148.6523 | 148.6523 | 148.6523 | 148.6523 | 148.6523 | 148.6523 | 148.6523 | 148.6523 | 148.6523 | 148.6523 | 148.6523 | 148.6523 | 148.6523 | 148.6523 | 148.6523 | 148.6523 | 148.6523 | 148.6523 | 148.6523 | 148.6523 | 148.6523 | 148.6523 | 148.6523 | 148.6523 | 148.6523 | 148.6523 | 148.6523 | 148.6523 | 148.6523 | 148.6523 | 148.6523 | 148.6523 | 148.6523 | 148.6523 | 148.6523 | 148.6523 | 148.6523 | 148.6523 | 148.6523 | 148.6523 | 148.6523 | 148.6523 | 148.6523 | 148.6523 | 148.6523 | 148.6523 | 148.6523 | 148.6523 | 148.6523 | 148.6523 | 148.6523 | 148.6523 | 148.6523 | 148.6523 | 148.6523 | 148.6523 | 148.6523 | 148.6523 | 148.6523 | 148.6523 | 148.6523 | 148.6523 | 148.6523 | 148.6523 | 148.6523 | 148.6523 | 148.6523 | 148.6523 | 148.6523 | 148.6523 | 148.6523 | 148.6523 | 148.6523 | 148.6523 | 148.6523 | 148.6523 | 148.6523 | 148.6523 | 148.6523 | 148.6523 | 148.6523 | 148.6523 | 148.6523 | 148.6523 | 148.6523 | 148.6523 | 148.6523 | 148.6523 | 148.6523 | 148.6523 | 148.6523 | 148.6523 | 148.6523 | 148.6523 | 148.6523 | 148.6523 | 148.6523 | 148.6523 | 148.6523 | 148.6523 | 148.6523 | 148.6523 | 148.6523 | 148.6523 | 148.6523 | 148.6523 | 148.6523 | 148.6523 | 148.6523 | 148.6523 | 148.6523 | 148.6523 | 148.6523 | 148.6523 | 148.6523 | 148.6523 | 148.6523 | 148.6523 | 148.6523 | 148.6523 | 148.6523 | 148.6523 | 148.6523 | 148.6523 | 148.6523 | 148.6523 | 148.6523 | 148.6523 | 148.6523 | 148.6523 | 148.6523 | 148.6523 | 148.6523 | 148.6523 | 148.6523 | 148.6523 | 148.6523 | 148.6523 | 148.6523 | 148.6523 | 148.6523 | 148.6523 | 148.6523 | 148.6523 | 148.6523 | 148.6523 | 148.6523 | 148.6523 | 148.6523 | 148.6523 | 148.6523 | 148.6523 | 148.6523 | 148.6523 | 148.6523 | 148.6523 | 148.6523 | 148.6523 | 148.6523 | 148.6523 | 148.6523 | 148.6523 | 148.6523 | 148.6523 | 148.6523 | 148.6523 | 148.6523 | 148.6523 | 148.6523 | 148.6523 | 148.6523 | 148.6523 | 148.6523 | 148.6523 | 148.6523 | 148.6523 | 148.6523 | 148.6523 | 148.6523 | 148.6523 | 148.6523 | 148.6523 | 148.6523 | 148.6523 | 148.6523 | 148.6523 | 148.6523 | 148.6523 | 148.6523 | 148.6523 | 148.6523 | 148.6523 | 148.6523 | 148.6523 | 148.6523 | 148.6523 | 148.6523 | 148.6523 | 148.6523 | 148.6523 | 148.6523 | 148.6523 | 148.6523 | 148.6523 | 148.6523 | 148.6523 | 148.6523 | 148.6523 | 148.6523 | 148.6523 | 148.6523 | 148.6523 | 148.6523 | 148.6523 | 148.6523 | 148.6523 | 148.6523 | 148.6523 | 148.6523 | 148.6523 | 148.6523 | 148.6523 | 148.6523 | 148.6523 | 148.6523 | 148.6523 | 148.6523 | 148.6523 | 148.6523 | 148.6523 | 148.6523 | 148.6523 | 148.6523 | 148.6523 | 148.6523 | 148.6523 | 148.6523 | 148.6523 | 148.6523 | 148.6523 | 148.6523 | 148.6523 | 148.6523 | 148.6523 | 148.6523 | 148.6523 | 148.6523 | 148.6523 | 148.6523 | 148.6523 | 148.6523 | 148.6523 | 148.6523 | 148.6523 | 148.6523 | 148.6523 | 148.6523 | 148.6523 | 148.6523 | 148.6523 | 148.6523 | 148.6523 | 148.6523 | 148.6523 | 148.6523 | 148.6523 | 148.6523 | 148.6523 | 148.6523 | 148.6523 | 148.6523 | 148.6523 | 148.6523 | 148.6523 | 148.6523 | 148.6523 | 148.6523 | 148.6523 | 148.6523 | 148.6523 | 148.6523 | 148.6523 | 148.6523 | 148.6523 | 148.6523 | 148.6523 | 148.6523 | 148.6523 | 148.6523 | 148.6523 | 148.6523 | 148.6523 | 148.6523 | 148.6523 | 148.6523 | 148.6523 | 148.6523 | 148.6523 | 148.6523 | 148.6523 | 148.6523 | 148.6523 | 148.6523 | 148.6523 | 148.6523 | 148.6523 | 148.6523 | 148.6523 | 148.6523 | 148.6523 | 148.6523 | 148.6523 | 148.6523 | 148.6523 | 148.6523 | 148.6523 | 148.6523 | 148.6523 | 148.6523 | 148.6523 | 148.6523 | 148.6523 | 148.6523 | 148.6523 | 148.6523 | 148.6523 | 148.6523 | 148.6523 | 148.6523 | 148.6523 | 148.6523 | 148.6523 | 148.6523 | 148.6523 | 148.6523 | 148.6523 | 148.6523 | 148.6523 | 148.6523 | 148.6523 | 148.6523 | 148.6523 | 148.6523 | 148.6523 | 148.6523 | 148.6523 | 148.6523 | 148.6523 | 148.6523 | 148.6523 | 148.6523 | 148.6523 | 148.6523 | 148.6523 | 148.6523 | 148.6523 | 148.6523 | 148.6523 | 148.6523 | 148.6523 | 148.6523 | 148.6523 | 148.6523 | 148.6523 | 148.6523 | 148.6523 | 148.6523 | 148.6523 | 148.6523 | 148.6523 | 148.6523 | 148.6523 | 148.6523 | 148.6523 | 148.6523 | 148.6523 | 148.6523 | 148.6523 | 148.6523 | 148.6523 | 148.6523 | 148.6523 | 148.6523 | 148.6523 | 148.6523 | 148.6523 | 148.6523 | 148.6523 | 148.6523 | 148.6523 | 148.6523 | 148.6523 | 148.6523 | 148.6523 | 148.6523 | 148.6523 | 148.6523 | 148.6523 | 148.6523 | 148.6523 | 148.6523 | 148.6523 | 148.6523 | 148.6523 | 148.6523 | 148.6523 | 148.6523 | 148.6523 | 148.6523 | 148.6523 | 148.6523 | 148.6523 | 148.6523 | 148.6523 | 148.6523 | 148.6523 | 148.6523 | 148.6523 | 148.6523 | 148.6523 | 148.6523 | 148.6523 | 148.6523 | 148.6523 | 148.6523 | 148.6523 | 148.6523 | 148.6523 | 148.6523 | 148.6523 | 148.6523 | 148.6523 | 148.6523 | 148.6523 | 148.6523 | 148.6523 | 148.6523 | 148.6523 | 148.6523 | 148.6523 | 148.6523 | 148.6523 | 148.6523 | 148.6523 | 148.6523 | 148.6523 | 148.6523 | 148.6523 | 148.6523 | 148.6523 | 148.6523 | 148.6523 | 148.6523 | 148.6523 | 148.6523 | 148.6523 | 148.6523 | 148.6523 | 148.6523 | 148.6523 | 148.6523 | 148.6523 | 148.6523 | 148.6523 | 148.6523 | 148.6523 | 148.6523 | 148.6523 | 148.6523 | 148.6523 | 148.6523 | 148.6523 | 148.6523 | 148.6523 | 148.6523 | 148.6523 | 148.6523 | 148.6523 | 148.6523 | 148.6523 | 148.6523 | 148.6523 | 148.6523 | 148.6523 | 148.6523 | 148.6523 | 148.6523 | 148.6523 | 148.6523 | 148.6523 | 148.6523 | 148.6523
Number of infected individuals | N_inf | constant | 1 |  | - | Number of infected people in the space | N_inf | [9999 empty] | 1 | bar: 1 to 9999
Total number of occupants | N | constant | 32 |  | - | Total number of occupants in the space | N | 32 | 32 | 32 | 32 | 32 | 32 | 32 | 32 | 32 | 32 | 32 | 32 | 32 | 32 | 32 | 32 | 32 | 32 | 32 | 32 | 32 | 32 | 32 | 32 | 32 | 32 | 32 | 32 | 32 | 32 | 32 | 32 | 32 | 32 | 32 | 32 | 32 | 32 | 32 | 32 | 32 | 32 | 32 | 32 | 32 | 32 | 32 | 32 | 32 | 32 | 32 | 32 | 32 | 32 | 32 | 32 | 32 | 32 | 32 | 32 | 32 | 32 | 32 | 32 | 32 | 32 | 32 | 32 | 32 | 32 | 32 | 32 | 32 | 32 | 32 | 32 | 32 | 32 | 32 | 32 | 32 | 32 | 32 | 32 | 32 | 32 | 32 | 32 | 32 | 32 | 32 | 32 | 32 | 32 | 32 | 32 | 32 | 32 | 32 | 32 | 32 | 32 | 32 | 32 | 32 | 32 | 32 | 32 | 32 | 32 | 32 | 32 | 32 | 32 | 32 | 32 | 32 | 32 | 32 | 32 | 32 | 32 | 32 | 32 | 32 | 32 | 32 | 32 | 32 | 32 | 32 | 32 | 32 | 32 | 32 | 32 | 32 | 32 | 32 | 32 | 32 | 32 | 32 | 32 | 32 | 32 | 32 | 32 | 32 | 32 | 32 | 32 | 32 | 32 | 32 | 32 | 32 | 32 | 32 | 32 | 32 | 32 | 32 | 32 | 32 | 32 | 32 | 32 | 32 | 32 | 32 | 32 | 32 | 32 | 32 | 32 | 32 | 32 | 32 | 32 | 32 | 32 | 32 | 32 | 32 | 32 | 32 | 32 | 32 | 32 | 32 | 32 | 32 | 32 | 32 | 32 | 32 | 32 | 32 | 32 | 32 | 32 | 32 | 32 | 32 | 32 | 32 | 32 | 32 | 32 | 32 | 32 | 32 | 32 | 32 | 32 | 32 | 32 | 32 | 32 | 32 | 32 | 32 | 32 | 32 | 32 | 32 | 32 | 32 | 32 | 32 | 32 | 32 | 32 | 32 | 32 | 32 | 32 | 32 | 32 | 32 | 32 | 32 | 32 | 32 | 32 | 32 | 32 | 32 | 32 | 32 | 32 | 32 | 32 | 32 | 32 | 32 | 32 | 32 | 32 | 32 | 32 | 32 | 32 | 32 | 32 | 32 | 32 | 32 | 32 | 32 | 32 | 32 | 32 | 32 | 32 | 32 | 32 | 32 | 32 | 32 | 32 | 32 | 32 | 32 | 32 | 32 | 32 | 32 | 32 | 32 | 32 | 32 | 32 | 32 | 32 | 32 | 32 | 32 | 32 | 32 | 32 | 32 | 32 | 32 | 32 | 32 | 32 | 32 | 32 | 32 | 32 | 32 | 32 | 32 | 32 | 32 | 32 | 32 | 32 | 32 | 32 | 32 | 32 | 32 | 32 | 32 | 32 | 32 | 32 | 32 | 32 | 32 | 32 | 32 | 32 | 32 | 32 | 32 | 32 | 32 | 32 | 32 | 32 | 32 | 32 | 32 | 32 | 32 | 32 | 32 | 32 | 32 | 32 | 32 | 32 | 32 | 32 | 32 | 32 | 32 | 32 | 32 | 32 | 32 | 32 | 32 | 32 | 32 | 32 | 32 | 32 | 32 | 32 | 32 | 32 | 32 | 32 | 32 | 32 | 32 | 32 | 32 | 32 | 32 | 32 | 32 | 32 | 32 | 32 | 32 | 32 | 32 | 32 | 32 | 32 | 32 | 32 | 32 | 32 | 32 | 32 | 32 | 32 | 32 | 32 | 32 | 32 | 32 | 32 | 32 | 32 | 32 | 32 | 32 | 32 | 32 | 32 | 32 | 32 | 32 | 32 | 32 | 32 | 32 | 32 | 32 | 32 | 32 | 32 | 32 | 32 | 32 | 32 | 32 | 32 | 32 | 32 | 32 | 32 | 32 | 32 | 32 | 32 | 32 | 32 | 32 | 32 | 32 | 32 | 32 | 32 | 32 | 32 | 32 | 32 | 32 | 32 | 32 | 32 | 32 | 32 | 32 | 32 | 32 | 32 | 32 | 32 | 32 | 32 | 32 | 32 | 32 | 32 | 32 | 32 | 32 | 32 | 32 | 32 | 32 | 32 | 32 | 32 | 32 | 32 | 32 | 32 | 32 | 32 | 32 | 32 | 32 | 32 | 32 | 32 | 32 | 32 | 32 | 32 | 32 | 32 | 32 | 32 | 32 | 32 | 32 | 32 | 32 | 32 | 32 | 32 | 32 | 32 | 32 | 32 | 32 | 32 | 32 | 32 | 32 | 32 | 32 | 32 | 32 | 32 | 32 | 32 | 32 | 32 | 32 | 32 | 32 | 32 | 32 | 32 | 32 | 32 | 32 | 32 | 32 | 32 | 32 | 32 | 32 | 32 | 32 | 32 | 32 | 32 | 32 | 32 | 32 | 32 | 32 | 32 | 32 | 32 | 32 | 32 | 32 | 32 | 32 | 32 | 32 | 32 | 32 | 32 | 32 | 32 | 32 | 32 | 32 | 32 | 32 | 32 | 32 | 32 | 32 | 32 | 32 | 32 | 32 | 32 | 32 | 32 | 32 | 32 | 32 | 32 | 32 | 32 | 32 | 32 | 32 | 32 | 32 | 32 | 32 | 32 | 32 | 32 | 32 | 32 | 32 | 32 | 32 | 32 | 32 | 32 | 32 | 32 | 32 | 32 | 32 | 32 | 32 | 32 | 32 | 32 | 32 | 32 | 32 | 32 | 32 | 32 | 32 | 32 | 32 | 32 | 32 | 32 | 32 | 32 | 32 | 32 | 32 | 32 | 32 | 32 | 32 | 32 | 32 | 32 | 32 | 32 | 32 | 32 | 32 | 32 | 32 | 32 | 32 | 32 | 32 | 32 | 32 | 32 | 32 | 32 | 32 | 32 | 32 | 32 | 32 | 32 | 32 | 32 | 32 | 32 | 32 | 32 | 32 | 32 | 32 | 32 | 32 | 32 | 32 | 32 | 32 | 32 | 32 | 32 | 32 | 32 | 32 | 32 | 32 | 32 | 32 | 32 | 32 | 32 | 32 | 32 | 32 | 32 | 32 | 32 | 32 | 32 | 32 | 32 | 32 | 32 | 32 | 32 | 32 | 32 | 32 | 32 | 32 | 32 | 32 | 32 | 32 | 32 | 32 | 32 | 32 | 32 | 32 | 32 | 32 | 32 | 32 | 32 | 32 | 32 | 32 | 32 | 32 | 32 | 32 | 32 | 32 | 32 | 32 | 32 | 32 | 32 | 32 | 32 | 32 | 32 | 32 | 32 | 32 | 32 | 32 | 32 | 32 | 32 | 32 | 32 | 32 | 32 | 32 | 32 | 32 | 32 | 32 | 32 | 32 | 32 | 32 | 32 | 32 | 32 | 32 | 32 | 32 | 32 | 32 | 32 | 32 | 32 | 32 | 32 | 32 | 32 | 32 | 32 | 32 | 32 | 32 | 32 | 32 | 32 | 32 | 32 | 32 | 32 | 32 | 32 | 32 | 32 | 32 | 32 | 32 | 32 | 32 | 32 | 32 | 32 | 32 | 32 | 32 | 32 | 32 | 32 | 32 | 32 | 32 | 32 | 32 | 32 | 32 | 32 | 32 | 32 | 32 | 32 | 32 | 32 | 32 | 32 | 32 | 32 | 32 | 32 | 32 | 32 | 32 | 32 | 32 | 32 | 32 | 32 | 32 | 32 | 32 | 32 | 32 | 32 | 32 | 32 | 32 | 32 | 32 | 32 | 32 | 32 | 32 | 32 | 32 | 32 | 32 | 32 | 32 | 32 | 32 | 32 | 32 | 32 | 32 | 32 | 32 | 32 | 32 | 32 | 32 | 32 | 32 | 32 | 32 | 32 | 32 | 32 | 32 | 32 | 32 | 32 | 32 | 32 | 32 | 32 | 32 | 32 | 32 | 32 | 32 | 32 | 32 | 32 | 32 | 32 | 32 | 32 | 32 | 32 | 32 | 32 | 32 | 32 | 32 | 32 | 32 | 32 | 32 | 32 | 32 | 32 | 32 | 32 | 32 | 32 | 32 | 32 | 32 | 32 | 32 | 32 | 32 | 32 | 32 | 32 | 32 | 32 | 32 | 32 | 32 | 32 | 32 | 32 | 32 | 32 | 32 | 32 | 32 | 32 | 32 | 32 | 32 | 32 | 32 | 32 | 32 | 32 | 32 | 32 | 32 | 32 | 32 | 32 | 32 | 32 | 32 | 32 | 32 | 32 | 32 | 32 | 32 | 32 | 32 | 32 | 32 | 32 | 32 | 32 | 32 | 32 | 32 | 32 | 32 | 32 | 32 | 32 | 32 | 32 | 32 | 32 | 32 | 32 | 32 | 32 | 32 | 32 | 32 | 32 | 32 | 32 | 32 | 32 | 32 | 32 | 32 | 32 | 32 | 32 | 32 | 32 | 32 | 32 | 32 | 32 | 32 | 32 | 32 | 32 | 32 | 32 | 32 | 32 | 32 | 32 | 32 | 32 | 32 | 32 | 32 | 32 | 32 | 32 | 32 | 32 | 32 | 32 | 32 | 32 | 32 | 32 | 32 | 32 | 32 | 32 | 32 | 32 | 32 | 32 | 32 | 32 | 32 | 32 | 32 | 32 | 32 | 32 | 32 | 32 | 32 | 32 | 32 | 32 | 32 | 32 | 32 | 32 | 32 | 32 | 32 | 32 | 32 | 32 | 32 | 32 | 32 | 32 | 32 | 32 | 32 | 32 | 32 | 32 | 32 | 32 | 32 | 32 | 32 | 32 | 32 | 32 | 32 | 32 | 32 | 32 | 32 | 32 | 32 | 32 | 32 | 32 | 32 | 32 | 32 | 32 | 32 | 32 | 32 | 32 | 32 | 32 | 32 | 32 | 32 | 32 | 32 | 32 | 32 | 32 | 32 | 32 | 32 | 32 | 32 | 32 | 32 | 32 | 32 | 32 | 32 | 32 | 32 | 32 | 32 | 32 | 32 | 32 | 32 | 32 | 32 | 32 | 32 | 32 | 32 | 32 | 32 | 32 | 32 | 32 | 32 | 32 | 32 | 32 | 32 | 32 | 32 | 32 | 32 | 32 | 32 | 32 | 32 | 32 | 32 | 32 | 32 | 32 | 32 | 32 | 32 | 32 | 32 | 32 | 32 | 32 | 32 | 32 | 32 | 32 | 32 | 32 | 32 | 32 | 32 | 32 | 32 | 32 | 32 | 32 | 32 | 32 | 32 | 32 | 32 | 32 | 32 | 32 | 32 | 32 | 32 | 32 | 32 | 32 | 32 | 32 | 32 | 32 | 32 | 32 | 32 | 32 | 32 | 32 | 32 | 32 | 32 | 32 | 32 | 32 | 32 | 32 | 32 | 32 | 32 | 32 | 32 | 32 | 32 | 32 | 32 | 32 | 32 | 32 | 32 | 32 | 32 | 32 | 32 | 32 | 32 | 32 | 32 | 32 | 32 | 32 | 32 | 32 | 32 | 32 | 32 | 32 | 32 | 32 | 32 | 32 | 32 | 32 | 32 | 32 | 32 | 32 | 32 | 32 | 32 | 32 | 32 | 32 | 32 | 32 | 32 | 32 | 32 | 32 | 32 | 32 | 32 | 32 | 32 | 32 | 32 | 32 | 32 | 32 | 32 | 32 | 32 | 32 | 32 | 32 | 32 | 32 | 32 | 32 | 32 | 32 | 32 | 32 | 32 | 32 | 32 | 32 | 32 | 32 | 32 | 32 | 32 | 32 | 32 | 32 | 32 | 32 | 32 | 32 | 32 | 32 | 32 | 32 | 32 | 32 | 32 | 32 | 32 | 32 | 32 | 32 | 32 | 32 | 32 | 32 | 32 | 32 | 32 | 32 | 32 | 32 | 32 | 32 | 32 | 32 | 32 | 32 | 32 | 32 | 32 | 32 | 32 | 32 | 32 | 32 | 32 | 32 | 32 | 32 | 32 | 32 | 32 | 32 | 32 | 32 | 32 | 32 | 32 | 32 | 32 | 32 | 32 | 32 | 32 | 32 | 32 | 32 | 32 | 32 | 32 | 32 | 32 | 32 | 32 | 32 | 32 | 32 | 32 | 32 | 32 | 32 | 32 | 32 | 32 | 32 | 32 | 32 | 32 | 32 | 32 | 32 | 32 | 32 | 32 | 32 | 32 | 32 | 32 | 32 | 32 | 32 | 32 | 32 | 32 | 32 | 32 | 32 | 32 | 32 | 32 | 32 | 32 | 32 | 32 | 32 | 32 | 32 | 32 | 32 | 32 | 32 | 32 | 32 | 32 | 32 | 32 | 32 | 32 | 32 | 32 | 32 | 32 | 32 | 32 | 32 | 32 | 32 | 32 | 32 | 32 | 32 | 32 | 32 | 32 | 32 | 32 | 32 | 32 | 32 | 32 | 32 | 32 | 32 | 32 | 32 | 32 | 32 | 32 | 32 | 32 | 32 | 32 | 32 | 32 | 32 | 32 | 32 | 32 | 32 | 32 | 32 | 32 | 32 | 32 | 32 | 32 | 32 | 32 | 32 | 32 | 32 | 32 | 32 | 32 | 32 | 32 | 32 | 32 | 32 | 32 | 32 | 32 | 32 | 32 | 32 | 32 | 32 | 32 | 32 | 32 | 32 | 32 | 32 | 32 | 32 | 32 | 32 | 32 | 32 | 32 | 32 | 32 | 32 | 32 | 32 | 32 | 32 | 32 | 32 | 32 | 32 | 32 | 32 | 32 | 32 | 32 | 32 | 32 | 32 | 32 | 32 | 32 | 32 | 32 | 32 | 32 | 32 | 32 | 32 | 32 | 32 | 32 | 32 | 32 | 32 | 32 | 32 | 32 | 32 | 32 | 32 | 32 | 32 | 32 | 32 | 32 | 32 | 32 | 32 | 32 | 32 | 32 | 32 | 32 | 32 | 32 | 32 | 32 | 32 | 32 | 32 | 32 | 32 | 32 | 32 | 32 | 32 | 32 | 32 | 32 | 32 | 32 | 32 | 32 | 32 | 32 | 32 | 32 | 32 | 32 | 32 | 32 | 32 | 32 | 32 | 32 | 32 | 32 | 32 | 32 | 32 | 32 | 32 | 32 | 32 | 32 | 32 | 32 | 32 | 32 | 32 | 32 | 32 | 32 | 32 | 32 | 32 | 32 | 32 | 32 | 32 | 32 | 32 | 32 | 32 | 32 | 32 | 32 | 32 | 32 | 32 | 32 | 32 | 32 | 32 | 32 | 32 | 32 | 32 | 32 | 32 | 32 | 32 | 32 | 32 | 32 | 32 | 32 | 32 | 32 | 32 | 32 | 32 | 32 | 32 | 32 | 32 | 32 | 32 | 32 | 32 | 32 | 32 | 32 | 32 | 32 | 32 | 32 | 32 | 32 | 32 | 32 | 32 | 32 | 32 | 32 | 32 | 32 | 32 | 32 | 32 | 32 | 32 | 32 | 32 | 32 | 32 | 32 | 32 | 32 | 32 | 32 | 32 | 32 | 32 | 32 | 32 | 32 | 32 | 32 | 32 | 32 | 32 | 32 | 32 | 32 | 32 | 32 | 32 | 32 | 32 | 32 | 32 | 32 | 32 | 32 | 32 | 32 | 32 | 32 | 32 | 32 | 32 | 32 | 32 | 32 | 32 | 32 | 32 | 32 | 32 | 32 | 32 | 32 | 32 | 32 | 32 | 32 | 32 | 32 | 32 | 32 | 32 | 32 | 32 | 32 | 32 | 32 | 32 | 32 | 32 | 32 | 32 | 32 | 32 | 32 | 32 | 32 | 32 | 32 | 32 | 32 | 32 | 32 | 32 | 32 | 32 | 32 | 32 | 32 | 32 | 32 | 32 | 32 | 32 | 32 | 32 | 32 | 32 | 32 | 32 | 32 | 32 | 32 | 32 | 32 | 32 | 32 | 32 | 32 | 32 | 32 | 32 | 32 | 32 | 32 | 32 | 32 | 32 | 32 | 32 | 32 | 32 | 32 | 32 | 32 | 32 | 32 | 32 | 32 | 32 | 32 | 32 | 32 | 32 | 32 | 32 | 32 | 32 | 32 | 32 | 32 | 32 | 32 | 32 | 32 | 32 | 32 | 32 | 32 | 32 | 32 | 32 | 32 | 32 | 32 | 32 | 32 | 32 | 32 | 32 | 32 | 32 | 32 | 32 | 32 | 32 | 32 | 32 | 32 | 32 | 32 | 32 | 32 | 32 | 32 | 32 | 32 | 32 | 32 | 32 | 32 | 32 | 32 | 32 | 32 | 32 | 32 | 32 | 32 | 32 | 32 | 32 | 32 | 32 | 32 | 32 | 32 | 32 | 32 | 32 | 32 | 32 | 32 | 32 | 32 | 32 | 32 | 32 | 32 | 32 | 32 | 32 | 32 | 32 | 32 | 32 | 32 | 32 | 32 | 32 | 32 | 32 | 32 | 32 | 32 | 32 | 32 | 32 | 32 | 32 | 32 | 32 | 32 | 32 | 32 | 32 | 32 | 32 | 32 | 32 | 32 | 32 | 32 | 32 | 32 | 32 | 32 | 32 | 32 | 32 | 32 | 32 | 32 | 32 | 32 | 32 | 32 | 32 | 32 | 32 | 32 | 32 | 32 | 32 | 32 | 32 | 32 | 32 | 32 | 32 | 32 | 32 | 32 | 32 | 32 | 32 | 32 | 32 | 32 | 32 | 32 | 32 | 32 | 32 | 32 | 32 | 32 | 32 | 32 | 32 | 32 | 32 | 32 | 32 | 32 | 32 | 32 | 32 | 32 | 32 | 32 | 32 | 32 | 32 | 32 | 32 | 32 | 32 | 32 | 32 | 32 | 32 | 32 | 32 | 32 | 32 | 32 | 32 | 32 | 32 | 32 | 32 | 32 | 32 | 32 | 32 | 32 | 32 | 32 | 32 | 32 | 32 | 32 | 32 | 32 | 32 | 32 | 32 | 32 | 32 | 32 | 32 | 32 | 32 | 32 | 32 | 32 | 32 | 32 | 32 | 32 | 32 | 32 | 32 | 32 | 32 | 32 | 32 | 32 | 32 | 32 | 32 | 32 | 32 | 32 | 32 | 32 | 32 | 32 | 32 | 32 | 32 | 32 | 32 | 32 | 32 | 32 | 32 | 32 | 32 | 32 | 32 | 32 | 32 | 32 | 32 | 32 | 32 | 32 | 32 | 32 | 32 | 32 | 32 | 32 | 32 | 32 | 32 | 32 | 32 | 32 | 32 | 32 | 32 | 32 | 32 | 32 | 32 | 32 | 32 | 32 | 32 | 32 | 32 | 32 | 32 | 32 | 32 | 32 | 32 | 32 | 32 | 32 | 32 | 32 | 32 | 32 | 32 | 32 | 32 | 32 | 32 | 32 | 32 | 32 | 32 | 32 | 32 | 32 | 32 | 32 | 32 | 32 | 32 | 32 | 32 | 32 | 32 | 32 | 32 | 32 | 32 | 32 | 32 | 32 | 32 | 32 | 32 | 32 | 32 | 32 | 32 | 32 | 32 | 32 | 32 | 32 | 32 | 32 | 32 | 32 | 32 | 32 | 32 | 32 | 32 | 32 | 32 | 32 | 32 | 32 | 32 | 32 | 32 | 32 | 32 | 32 | 32 | 32 | 32 | 32 | 32 | 32 | 32 | 32 | 32 | 32 | 32 | 32 | 32 | 32 | 32 | 32 | 32 | 32 | 32 | 32 | 32 | 32 | 32 | 32 | 32 | 32 | 32 | 32 | 32 | 32 | 32 | 32 | 32 | 32 | 32 | 32 | 32 | 32 | 32 | 32 | 32 | 32 | 32 | 32 | 32 | 32 | 32 | 32 | 32 | 32 | 32 | 32 | 32 | 32 | 32 | 32 | 32 | 32 | 32 | 32 | 32 | 32 | 32 | 32 | 32 | 32 | 32 | 32 | 32 | 32 | 32 | 32 | 32 | 32 | 32 | 32 | 32 | 32 | 32 | 32 | 32 | 32 | 32 | 32 | 32 | 32 | 32 | 32 | 32 | 32 | 32 | 32 | 32 | 32 | 32 | 32 | 32 | 32 | 32 | 32 | 32 | 32 | 32 | 32 | 32 | 32 | 32 | 32 | 32 | 32 | 32 | 32 | 32 | 32 | 32 | 32 | 32 | 32 | 32 | 32 | 32 | 32 | 32 | 32 | 32 | 32 | 32 | 32 | 32 | 32 | 32 | 32 | 32 | 32 | 32 | 32 | 32 | 32 | 32 | 32 | 32 | 32 | 32 | 32 | 32 | 32 | 32 | 32 | 32 | 32 | 32 | 32 | 32 | 32 | 32 | 32 | 32 | 32 | 32 | 32 | 32 | 32 | 32 | 32 | 32 | 32 | 32 | 32 | 32 | 32 | 32 | 32 | 32 | 32 | 32 | 32 | 32 | 32 | 32 | 32 | 32 | 32 | 32 | 32 | 32 | 32 | 32 | 32 | 32 | 32 | 32 | 32 | 32 | 32 | 32 | 32 | 32 | 32 | 32 | 32 | 32 | 32 | 32 | 32 | 32 | 32 | 32 | 32 | 32 | 32 | 32 | 32 | 32 | 32 | 32 | 32 | 32 | 32 | 32 | 32 | 32 | 32 | 32 | 32 | 32 | 32 | 32 | 32 | 32 | 32 | 32 | 32 | 32 | 32 | 32 | 32 | 32 | 32 | 32 | 32 | 32 | 32 | 32 | 32 | 32 | 32 | 32 | 32 | 32 | 32 | 32 | 32 | 32 | 32 | 32 | 32 | 32 | 32 | 32 | 32 | 32 | 32 | 32 | 32 | 32 | 32 | 32 | 32 | 32 | 32 | 32 | 32 | 32 | 32 | 32 | 32 | 32 | 32 | 32 | 32 | 32 | 32 | 32 | 32 | 32 | 32 | 32 | 32 | 32 | 32 | 32 | 32 | 32 | 32 | 32 | 32 | 32 | 32 | 32 | 32 | 32 | 32 | 32 | 32 | 32 | 32 | 32 | 32 | 32 | 32 | 32 | 32 | 32 | 32 | 32 | 32 | 32 | 32 | 32 | 32 | 32 | 32 | 32 | 32 | 32 | 32 | 32 | 32 | 32 | 32 | 32 | 32 | 32 | 32 | 32 | 32 | 32 | 32 | 32 | 32 | 32 | 32 | 32 | 32 | 32 | 32 | 32 | 32 | 32 | 32 | 32 | 32 | 32 | 32 | 32 | 32 | 32 | 32 | 32 | 32 | 32 | 32 | 32 | 32 | 32 | 32 | 32 | 32 | 32 | 32 | 32 | 32 | 32 | 32 | 32 | 32 | 32 | 32 | 32 | 32 | 32 | 32 | 32 | 32 | 32 | 32 | 32 | 32 | 32 | 32 | 32 | 32 | 32 | 32 | 32 | 32 | 32 | 32 | 32 | 32 | 32 | 32 | 32 | 32 | 32 | 32 | 32 | 32 | 32 | 32 | 32 | 32 | 32 | 32 | 32 | 32 | 32 | 32 | 32 | 32 | 32 | 32 | 32 | 32 | 32 | 32 | 32 | 32 | 32 | 32 | 32 | 32 | 32 | 32 | 32 | 32 | 32 | 32 | 32 | 32 | 32 | 32 | 32 | 32 | 32 | 32 | 32 | 32 | 32 | 32 | 32 | 32 | 32 | 32 | 32 | 32 | 32 | 32 | 32 | 32 | 32 | 32 | 32 | 32 | 32 | 32 | 32 | 32 | 32 | 32 | 32 | 32 | 32 | 32 | 32 | 32 | 32 | 32 | 32 | 32 | 32 | 32 | 32 | 32 | 32 | 32 | 32 | 32 | 32 | 32 | 32 | 32 | 32 | 32 | 32 | 32 | 32 | 32 | 32 | 32 | 32 | 32 | 32 | 32 | 32 | 32 | 32 | 32 | 32 | 32 | 32 | 32 | 32 | 32 | 32 | 32 | 32 | 32 | 32 | 32 | 32 | 32 | 32 | 32 | 32 | 32 | 32 | 32 | 32 | 32 | 32 | 32 | 32 | 32 | 32 | 32 | 32 | 32 | 32 | 32 | 32 | 32 | 32 | 32 | 32 | 32 | 32 | 32 | 32 | 32 | 32 | 32 | 32 | 32 | 32 | 32 | 32 | 32 | 32 | 32 | 32 | 32 | 32 | 32 | 32 | 32 | 32 | 32 | 32 | 32 | 32 | 32 | 32 | 32 | 32 | 32 | 32 | 32 | 32 | 32 | 32 | 32 | 32 | 32 | 32 | 32 | 32 | 32 | 32 | 32 | 32 | 32 | 32 | 32 | 32 | 32 | 32 | 32 | 32 | 32 | 32 | 32 | 32 | 32 | 32 | 32 | 32 | 32 | 32 | 32 | 32 | 32 | 32 | 32 | 32 | 32 | 32 | 32 | 32 | 32 | 32 | 32 | 32 | 32 | 32 | 32 | 32 | 32 | 32 | 32 | 32 | 32 | 32 | 32 | 32 | 32 | 32 | 32 | 32 | 32 | 32 | 32 | 32 | 32 | 32 | 32 | 32 | 32 | 32 | 32 | 32 | 32 | 32 | 32 | 32 | 32 | 32 | 32 | 32 | 32 | 32 | 32 | 32 | 32 | 32 | 32 | 32 | 32 | 32 | 32 | 32 | 32 | 32 | 32 | 32 | 32 | 32 | 32 | 32 | 32 | 32 | 32 | 32 | 32 | 32 | 32 | 32 | 32 | 32 | 32 | 32 | 32 | 32 | 32 | 32 | 32 | 32 | 32 | 32 | 32 | 32 | 32 | 32 | 32 | 32 | 32 | 32 | 32 | 32 | 32 | 32 | 32 | 32 | 32 | 32 | 32 | 32 | 32 | 32 | 32 | 32 | 32 | 32 | 32 | 32 | 32 | 32 | 32 | 32 | 32 | 32 | 32 | 32 | 32 | 32 | 32 | 32 | 32 | 32 | 32 | 32 | 32 | 32 | 32 | 32 | 32 | 32 | 32 | 32 | 32 | 32 | 32 | 32 | 32 | 32 | 32 | 32 | 32 | 32 | 32 | 32 | 32 | 32 | 32 | 32 | 32 | 32 | 32 | 32 | 32 | 32 | 32 | 32 | 32 | 32 | 32 | 32 | 32 | 32 | 32 | 32 | 32 | 32 | 32 | 32 | 32 | 32 | 32 | 32 | 32 | 32 | 32 | 32 | 32 | 32 | 32 | 32 | 32 | 32 | 32 | 32 | 32 | 32 | 32 | 32 | 32 | 32 | 32 | 32 | 32 | 32 | 32 | 32 | 32 | 32 | 32 | 32 | 32 | 32 | 32 | 32 | 32 | 32 | 32 | 32 | 32 | 32 | 32 | 32 | 32 | 32 | 32 | 32 | 32 | 32 | 32 | 32 | 32 | 32 | 32 | 32 | 32 | 32 | 32 | 32 | 32 | 32 | 32 | 32 | 32 | 32 | 32 | 32 | 32 | 32 | 32 | 32 | 32 | 32 | 32 | 32 | 32 | 32 | 32 | 32 | 32 | 32 | 32 | 32 | 32 | 32 | 32 | 32 | 32 | 32 | 32 | 32 | 32 | 32 | 32 | 32 | 32 | 32 | 32 | 32 | 32 | 32 | 32 | 32 | 32 | 32 | 32 | 32 | 32 | 32 | 32 | 32 | 32 | 32 | 32 | 32 | 32 | 32 | 32 | 32 | 32 | 32 | 32 | 32 | 32 | 32 | 32 | 32 | 32 | 32 | 32 | 32 | 32 | 32 | 32 | 32 | 32 | 32 | 32 | 32 | 32 | 32 | 32 | 32 | 32 | 32 | 32 | 32 | 32 | 32 | 32 | 32 | 32 | 32 | 32 | 32 | 32 | 32 | 32 | 32 | 32 | 32 | 32 | 32 | 32 | 32 | 32 | 32 | 32 | 32 | 32 | 32 | 32 | 32 | 32 | 32 | 32 | 32 | 32 | 32 | 32 | 32 | 32 | 32 | 32 | 32 | 32 | 32 | 32 | 32 | 32 | 32 | 32 | 32 | 32 | 32 | 32 | 32 | 32 | 32 | 32 | 32 | 32 | 32 | 32 | 32 | 32 | 32 | 32 | 32 | 32 | 32 | 32 | 32 | 32 | 32 | 32 | 32 | 32 | 32 | 32 | 32 | 32 | 32 | 32 | 32 | 32 | 32 | 32 | 32 | 32 | 32 | 32 | 32 | 32 | 32 | 32 | 32 | 32 | 32 | 32 | 32 | 32 | 32 | 32 | 32 | 32 | 32 | 32 | 32 | 32 | 32 | 32 | 32 | 32 | 32 | 32 | 32 | 32 | 32 | 32 | 32 | 32 | 32 | 32 | 32 | 32 | 32 | 32 | 32 | 32 | 32 | 32 | 32 | 32 | 32 | 32 | 32 | 32 | 32 | 32 | 32 | 32 | 32 | 32 | 32 | 32 | 32 | 32 | 32 | 32 | 32 | 32 | 32 | 32 | 32 | 32 | 32 | 32 | 32 | 32 | 32 | 32 | 32 | 32 | 32 | 32 | 32 | 32 | 32 | 32 | 32 | 32 | 32 | 32 | 32 | 32 | 32 | 32 | 32 | 32 | 32 | 32 | 32 | 32 | 32 | 32 | 32 | 32 | 32 | 32 | 32 | 32 | 32 | 32 | 32 | 32 | 32 | 32 | 32 | 32 | 32 | 32 | 32 | 32 | 32 | 32 | 32 | 32 | 32 | 32 | 32 | 32 | 32 | 32 | 32 | 32 | 32 | 32 | 32 | 32 | 32 | 32 | 32 | 32 | 32 | 32 | 32 | 32 | 32 | 32 | 32 | 32 | 32 | 32 | 32 | 32 | 32 | 32 | 32 | 32 | 32 | 32 | 32 | 32 | 32 | 32 | 32 | 32 | 32 | 32 | 32 | 32 | 32 | 32 | 32 | 32 | 32 | 32 | 32 | 32 | 32 | 32 | 32 | 32 | 32 | 32 | 32 | 32 | 32 | 32 | 32 | 32 | 32 | 32 | 32 | 32 | 32 | 32 | 32 | 32 | 32 | 32 | 32 | 32 | 32 | 32 | 32 | 32 | 32 | 32 | 32 | 32 | 32 | 32 | 32 | 32 | 32 | 32 | 32 | 32 | 32 | 32 | 32 | 32 | 32 | 32 | 32 | 32 | 32 | 32 | 32 | 32 | 32 | 32 | 32 | 32 | 32 | 32 | 32 | 32 | 32 | 32 | 32 | 32 | 32 | 32 | 32 | 32 | 32 | 32 | 32 | 32 | 32 | 32 | 32 | 32 | 32 | 32 | 32 | 32 | 32 | 32 | 32 | 32 | 32 | 32 | 32 | 32 | 32 | 32 | 32 | 32 | 32 | 32 | 32 | 32 | 32 | 32 | 32 | 32 | 32 | 32 | 32 | 32 | 32 | 32 | 32 | 32 | 32 | 32 | 32 | 32 | 32 | 32 | 32 | 32 | 32 | 32 | 32 | 32 | 32 | 32 | 32 | 32 | 32 | 32 | 32 | 32 | 32 | 32 | 32 | 32 | 32 | 32 | 32 | 32 | 32 | 32 | 32 | 32 | 32 | 32 | 32 | 32 | 32 | 32 | 32 | 32 | 32 | 32 | 32 | 32 | 32 | 32 | 32 | 32 | 32 | 32 | 32 | 32 | 32 | 32 | 32 | 32 | 32 | 32 | 32 | 32 | 32 | 32 | 32 | 32 | 32 | 32 | 32 | 32 | 32 | 32 | 32 | 32 | 32 | 32 | 32 | 32 | 32 | 32 | 32 | 32 | 32 | 32 | 32 | 32 | 32 | 32 | 32 | 32 | 32 | 32 | 32 | 32 | 32 | 32 | 32 | 32 | 32 | 32 | 32 | 32 | 32 | 32 | 32 | 32 | 32 | 32 | 32 | 32 | 32 | 32 | 32 | 32 | 32 | 32 | 32 | 32 | 32 | 32 | 32 | 32 | 32 | 32 | 32 | 32 | 32 | 32 | 32 | 32 | 32 | 32 | 32 | 32 | 32 | 32 | 32 | 32 | 32 | 32 | 32 | 32 | 32 | 32 | 32 | 32 | 32 | 32 | 32 | 32 | 32 | 32 | 32 | 32 | 32 | 32 | 32 | 32 | 32 | 32 | 32 | 32 | 32 | 32 | 32 | 32 | 32 | 32 | 32 | 32 | 32 | 32 | 32 | 32 | 32 | 32 | 32 | 32 | 32 | 32 | 32 | 32 | 32 | 32 | 32 | 32 | 32 | 32 | 32 | 32 | 32 | 32 | 32 | 32 | 32 | 32 | 32 | 32 | 32 | 32 | 32 | 32 | 32 | 32 | 32 | 32 | 32 | 32 | 32 | 32 | 32 | 32 | 32 | 32 | 32 | 32 | 32 | 32 | 32 | 32 | 32 | 32 | 32 | 32 | 32 | 32 | 32 | 32 | 32 | 32 | 32 | 32 | 32 | 32 | 32 | 32 | 32 | 32 | 32 | 32 | 32 | 32 | 32 | 32 | 32 | 32 | 32 | 32 | 32 | 32 | 32 | 32 | 32 | 32 | 32 | 32 | 32 | 32 | 32 | 32 | 32 | 32 | 32 | 32 | 32 | 32 | 32 | 32 | 32 | 32 | 32 | 32 | 32 | 32 | 32 | 32 | 32 | 32 | 32 | 32 | 32 | 32 | 32 | 32 | 32 | 32 | 32 | 32 | 32 | 32 | 32 | 32 | 32 | 32 | 32 | 32 | 32 | 32 | 32 | 32 | 32 | 32 | 32 | 32 | 32 | 32 | 32 | 32 | 32 | 32 | 32 | 32 | 32 | 32 | 32 | 32 | 32 | 32 | 32 | 32 | 32 | 32 | 32 | 32 | 32 | 32 | 32 | 32 | 32 | 32 | 32 | 32 | 32 | 32 | 32 | 32 | 32 | 32 | 32 | 32 | 32 | 32 | 32 | 32 | 32 | 32 | 32 | 32 | 32 | 32 | 32 | 32 | 32 | 32 | 32 | 32 | 32 | 32 | 32 | 32 | 32 | 32 | 32 | 32 | 32 | 32 | 32 | 32 | 32 | 32 | 32 | 32 | 32 | 32 | 32 | 32 | 32 | 32 | 32 | 32 | 32 | 32 | 32 | 32 | 32 | 32 | 32 | 32 | 32 | 32 | 32 | 32 | 32 | 32 | 32 | 32 | 32 | 32 | 32 | 32 | 32 | 32 | 32 | 32 | 32 | 32 | 32 | 32 | 32 | 32 | 32 | 32 | 32 | 32 | 32 | 32 | 32 | 32 | 32 | 32 | 32 | 32 | 32 | 32 | 32 | 32 | 32 | 32 | 32 | 32 | 32 | 32 | 32 | 32 | 32 | 32 | 32 | 32 | 32 | 32 | 32 | 32 | 32 | 32 | 32 | 32 | 32 | 32 | 32 | 32 | 32 | 32 | 32 | 32 | 32 | 32 | 32 | 32 | 32 | 32 | 32 | 32 | 32 | 32 | 32 | 32 | 32 | 32 | 32 | 32 | 32 | 32 | 32 | 32 | 32 | 32 | 32 | 32 | 32 | 32 | 32 | 32 | 32 | 32 | 32 | 32 | 32 | 32 | 32 | 32 | 32 | 32 | 32 | 32 | 32 | 32 | 32 | 32 | 32 | 32 | 32 | 32 | 32 | 32 | 32 | 32 | 32 | 32 | 32 | 32 | 32 | 32 | 32 | 32 | 32 | 32 | 32 | 32 | 32 | 32 | 32 | 32 | 32 | 32 | 32 | 32 | 32 | 32 | 32 | 32 | 32 | 32 | 32 | 32 | 32 | 32 | 32 | 32 | 32 | 32 | 32 | 32 | 32 | 32 | 32 | 32 | 32 | 32 | 32 | 32 | 32 | 32 | 32 | 32 | 32 | 32 | 32 | 32 | 32 | 32 | 32 | 32 | 32 | 32 | 32 | 32 | 32 | 32 | 32 | 32 | 32 | 32 | 32 | 32 | 32 | 32 | 32 | 32 | 32 | 32 | 32 | 32 | 32 | 32 | 32 | 32 | 32 | 32 | 32 | 32 | 32 | 32 | 32 | 32 | 32 | 32 | 32 | 32 | 32 | 32 | 32 | 32 | 32 | 32 | 32 | 32 | 32 | 32 | 32 | 32 | 32 | 32 | 32 | 32 | 32 | 32 | 32 | 32 | 32 | 32 | 32 | 32 | 32 | 32 | 32 | 32 | 32 | 32 | 32 | 32 | 32 | 32 | 32 | 32 | 32 | 32 | 32 | 32 | 32 | 32 | 32 | 32 | 32 | 32 | 32 | 32 | 32 | 32 | 32 | 32 | 32 | 32 | 32 | 32 | 32 | 32 | 32 | 32 | 32 | 32 | 32 | 32 | 32 | 32 | 32 | 32 | 32 | 32 | 32 | 32 | 32 | 32 | 32 | 32 | 32 | 32 | 32 | 32 | 32 | 32 | 32 | 32 | 32 | 32 | 32 | 32 | 32 | 32 | 32 | 32 | 32 | 32 | 32 | 32 | 32 | 32 | 32 | 32 | 32 | 32 | 32 | 32 | 32 | 32 | 32 | 32 | 32 | 32 | 32 | 32 | 32 | 32 | 32 | 32 | 32 | 32 | 32 | 32 | 32 | 32 | 32 | 32 | 32 | 32 | 32 | 32 | 32 | 32 | 32 | 32 | 32 | 32 | 32 | 32 | 32 | 32 | 32 | 32 | 32 | 32 | 32 | 32 | 32 | 32 | 32 | 32 | 32 | 32 | 32 | 32 | 32 | 32 | 32 | 32 | 32 | 32 | 32 | 32 | 32 | 32 | 32 | 32 | 32 | 32 | 32 | 32 | 32 | 32 | 32 | 32 | 32 | 32 | 32 | 32 | 32 | 32 | 32 | 32 | 32 | 32 | 32 | 32 | 32 | 32 | 32 | 32 | 32 | 32 | 32 | 32 | 32 | 32 | 32 | 32 | 32 | 32 | 32 | 32 | 32 | 32 | 32 | 32 | 32 | 32 | 32 | 32 | 32 | 32 | 32 | 32 | 32 | 32 | 32 | 32 | 32 | 32 | 32 | 32 | 32 | 32 | 32 | 32 | 32 | 32 | 32 | 32 | 32 | 32 | 32 | 32 | 32 | 32 | 32 | 32 | 32 | 32 | 32 | 32 | 32 | 32 | 32 | 32 | 32 | 32 | 32 | 32 | 32 | 32 | 32 | 32 | 32 | 32 | 32 | 32 | 32 | 32 | 32 | 32 | 32 | 32 | 32 | 32 | 32 | 32 | 32 | 32 | 32 | 32 | 32 | 32 | 32 | 32 | 32 | 32 | 32 | 32 | 32 | 32 | 32 | 32 | 32 | 32 | 32 | 32 | 32 | 32 | 32 | 32 | 32 | 32 | 32 | 32 | 32 | 32 | 32 | 32 | 32 | 32 | 32 | 32 | 32 | 32 | 32 | 32 | 32 | 32 | 32 | 32 | 32 | 32 | 32 | 32 | 32 | 32 | 32 | 32 | 32 | 32 | 32 | 32 | 32 | 32 | 32 | 32 | 32 | 32 | 32 | 32 | 32 | 32 | 32 | 32 | 32 | 32 | 32 | 32 | 32 | 32 | 32 | 32 | 32 | 32 | 32 | 32 | 32 | 32 | 32 | 32 | 32 | 32 | 32 | 32 | 32 | 32 | 32 | 32 | 32 | 32 | 32 | 32 | 32 | 32 | 32 | 32 | 32 | 32 | 32 | 32 | 32 | 32 | 32 | 32 | 32 | 32 | 32 | 32 | 32 | 32 | 32 | 32 | 32 | 32 | 32 | 32 | 32 | 32 | 32 | 32 | 32 | 32 | 32 | 32 | 32 | 32 | 32 | 32 | 32 | 32 | 32 | 32 | 32 | 32 | 32 | 32 | 32 | 32 | 32 | 32 | 32 | 32 | 32 | 32 | 32 | 32 | 32 | 32 | 32 | 32 | 32 | 32 | 32 | 32 | 32 | 32 | 32 | 32 | 32 | 32 | 32 | 32 | 32 | 32 | 32 | 32 | 32 | 32 | 32 | 32 | 32 | 32 | 32 | 32 | 32 | 32 | 32 | 32 | 32 | 32 | 32 | 32 | 32 | 32 | 32 | 32 | 32 | 32 | 32 | 32 | 32 | 32 | 32 | 32 | 32 | 32 | 32 | 32 | 32 | 32 | 32 | 32 | 32 | 32 | 32 | 32 | 32 | 32 | 32 | 32 | 32 | 32 | 32 | 32 | 32 | 32 | 32 | 32 | 32 | 32 | 32 | 32 | 32 | 32 | 32 | 32 | 32 | 32 | 32 | 32 | 32 | 32 | 32 | 32 | 32 | 32 | 32 | 32 | 32 | 32 | 32 | 32 | 32 | 32 | 32 | 32 | 32 | 32 | 32 | 32 | 32 | 32 | 32 | 32 | 32 | 32 | 32 | 32 | 32 | 32 | 32 | 32 | 32 | 32 | 32 | 32 | 32 | 32 | 32 | 32 | 32 | 32 | 32 | 32 | 32 | 32 | 32 | 32 | 32 | 32 | 32 | 32 | 32 | 32 | 32 | 32 | 32 | 32 | 32 | 32 | 32 | 32 | 32 | 32 | 32 | 32 | 32 | 32 | 32 | 32 | 32 | 32 | 32 | 32 | 32 | 32 | 32 | 32 | 32 | 32 | 32 | 32 | 32 | 32 | 32 | 32 | 32 | 32 | 32 | 32 | 32 | 32 | 32 | 32 | 32 | 32 | 32 | 32 | 32 | 32 | 32 | 32 | 32 | 32 | 32 | 32 | 32 | 32 | 32 | 32 | 32 | 32 | 32 | 32 | 32 | 32 | 32 | 32 | 32 | 32 | 32 | 32 | 32 | 32 | 32 | 32 | 32 | 32 | 32 | 32 | 32 | 32 | 32 | 32 | 32 | 32 | 32 | 32 | 32 | 32 | 32 | 32 | 32 | 32 | 32 | 32 | 32 | 32 | 32 | 32 | 32 | 32 | 32 | 32 | 32 | 32 | 32 | 32 | 32 | 32 | 32 | 32 | 32 | 32 | 32 | 32 | 32 | 32 | 32 | 32 | 32 | 32 | 32 | 32 | 32 | 32 | 32 | 32 | 32 | 32 | 32 | 32 | 32 | 32 | 32 | 32 | 32 | 32 | 32 | 32 | 32 | 32 | 32 | 32 | 32 | 32 | 32 | 32 | 32 | 32 | 32 | 32 | 32 | 32 | 32 | 32 | 32 | 32 | 32 | 32 | 32 | 32 | 32 | 32 | 32 | 32 | 32 | 32 | 32 | 32 | 32 | 32 | 32 | 32 | 32 | 32 | 32 | 32 | 32 | 32 | 32 | 32 | 32 | 32 | 32 | 32 | 32 | 32 | 32 | 32 | 32 | 32 | 32 | 32 | 32 | 32 | 32 | 32 | 32 | 32 | 32 | 32 | 32 | 32 | 32 | 32 | 32 | 32 | 32 | 32 | 32 | 32 | 32 | 32 | 32 | 32 | 32 | 32 | 32 | 32 | 32 | 32 | 32 | 32 | 32 | 32 | 32 | 32 | 32 | 32 | 32 | 32 | 32 | 32 | 32 | 32 | 32 | 32 | 32 | 32 | 32 | 32 | 32 | 32 | 32 | 32 | 32 | 32 | 32 | 32 | 32 | 32 | 32 | 32 | 32 | 32 | 32 | 32 | 32 | 32 | 32 | 32 | 32 | 32 | 32 | 32 | 32 | 32 | 32 | 32 | 32 | 32 | 32 | 32 | 32 | 32 | 32 | 32 | 32 | 32 | 32 | 32 | 32 | 32 | 32 | 32 | 32 | 32 | 32 | 32 | 32 | 32 | 32 | 32 | 32 | 32 | 32 | 32 | 32 | 32 | 32 | 32 | 32 | 32 | 32 | 32 | 32 | 32 | 32 | 32 | 32 | 32 | 32 | 32 | 32 | 32 | 32 | 32 | 32 | 32 | 32 | 32 | 32 | 32 | 32 | 32 | 32 | 32 | 32 | 32 | 32 | 32 | 32 | 32 | 32 | 32 | 32 | 32 | 32 | 32 | 32 | 32 | 32 | 32 | 32 | 32 | 32 | 32 | 32 | 32 | 32 | 32 | 32 | 32 | 32 | 32 | 32 | 32 | 32 | 32 | 32 | 32 | 32 | 32 | 32 | 32 | 32 | 32 | 32 | 32 | 32 | 32 | 32 | 32 | 32 | 32 | 32 | 32 | 32 | 32 | 32 | 32 | 32 | 32 | 32 | 32 | 32 | 32 | 32 | 32 | 32 | 32 | 32 | 32 | 32 | 32 | 32 | 32 | 32 | 32 | 32 | 32 | 32 | 32 | 32 | 32 | 32 | 32 | 32 | 32 | 32 | 32 | 32 | 32 | 32 | 32 | 32 | 32 | 32 | 32 | 32 | 32 | 32 | 32 | 32 | 32 | 32 | 32 | 32 | 32 | 32 | 32 | 32 | 32 | 32 | 32 | 32 | 32 | 32 | 32 | 32 | 32 | 32 | 32 | 32 | 32 | 32 | 32 | 32 | 32 | 32 | 32 | 32 | 32 | 32 | 32 | 32 | 32 | 32 | 32 | 32 | 32 | 32 | 32 | 32 | 32 | 32 | 32 | 32 | 32 | 32 | 32 | 32 | 32 | 32 | 32 | 32 | 32 | 32 | 32 | 32 | 32 | 32 | 32 | 32 | 32 | 32 | 32 | 32 | 32 | 32 | 32 | 32 | 32 | 32 | 32 | 32 | 32 | 32 | 32 | 32 | 32 | 32 | 32 | 32 | 32 | 32 | 32 | 32 | 32 | 32 | 32 | 32 | 32 | 32 | 32 | 32 | 32 | 32 | 32 | 32 | 32 | 32 | 32 | 32 | 32 | 32 | 32 | 32 | 32 | 32 | 32 | 32 | 32 | 32 | 32 | 32 | 32 | 32 | 32 | 32 | 32 | 32 | 32 | 32 | 32 | 32 | 32 | 32 | 32 | 32 | 32 | 32 | 32 | 32 | 32 | 32 | 32 | 32 | 32 | 32 | 32 | 32 | 32 | 32 | 32 | 32 | 32 | 32 | 32 | 32 | 32 | 32 | 32 | 32 | 32 | 32 | 32 | 32 | 32 | 32 | 32 | 32 | 32 | 32 | 32 | 32 | 32 | 32 | 32 | 32 | 32 | 32 | 32 | 32 | 32 | 32 | 32 | 32 | 32 | 32 | 32 | 32 | 32 | 32 | 32 | 32 | 32 | 32 | 32 | 32 | 32 | 32 | 32 | 32 | 32 | 32 | 32 | 32 | 32 | 32 | 32 | 32 | 32 | 32 | 32 | 32 | 32 | 32 | 32 | 32 | 32 | 32 | 32 | 32 | 32 | 32 | 32 | 32 | 32 | 32 | 32 | 32 | 32 | 32 | 32 | 32 | 32 | 32 | 32 | 32 | 32 | 32 | 32 | 32 | 32 | 32 | 32 | 32 | 32 | 32 | 32 | 32 | 32 | 32 | 32 | 32 | 32 | 32 | 32 | 32 | 32 | 32 | 32 | 32 | 32 | 32 | 32 | 32 | 32 | 32 | 32 | 32 | 32 | 32 | 32 | 32 | 32 | 32 | 32 | 32 | 32 | 32 | 32 | 32 | 32 | 32 | 32 | 32 | 32 | 32 | 32 | 32 | 32 | 32 | 32 | 32 | 32 | 32 | 32 | 32 | 32 | 32 | 32 | 32 | 32 | 32 | 32 | 32 | 32 | 32 | 32 | 32 | 32 | 32 | 32 | 32 | 32 | 32 | 32 | 32 | 32 | 32 | 32 | 32 | 32 | 32 | 32 | 32 | 32 | 32 | 32 | 32 | 32 | 32 | 32 | 32 | 32 | 32 | 32 | 32 | 32 | 32 | 32 | 32 | 32 | 32 | 32 | 32 | 32 | 32 | 32 | 32 | 32 | 32 | 32 | 32 | 32 | 32 | 32 | 32 | 32 | 32 | 32 | 32 | 32 | 32 | 32 | 32 | 32 | 32 | 32 | 32 | 32 | 32 | 32 | 32 | 32 | 32 | 32 | 32 | 32 | 32 | 32 | 32 | 32 | 32 | 32 | 32 | 32 | 32 | 32 | 32 | 32 | 32 | 32 | 32 | 32 | 32 | 32 | 32 | 32 | 32 | 32 | 32 | 32 | 32 | 32 | 32 | 32 | 32 | 32 | 32 | 32 | 32 | 32 | 32 | 32 | 32 | 32 | 32 | 32 | 32 | 32 | 32 | 32 | 32 | 32 | 32 | 32 | 32 | 32 | 32 | 32 | 32 | 32 | 32 | 32 | 32 | 32 | 32 | 32 | 32 | 32 | 32 | 32 | 32 | 32 | 32 | 32 | 32 | 32 | 32 | 32 | 32 | 32 | 32 | 32 | 32 | 32 | 32 | 32 | 32 | 32 | 32 | 32 | 32 | 32 | 32 | 32 | 32 | 32 | 32 | 32 | 32 | 32 | 32 | 32 | 32 | 32 | 32 | 32 | 32 | 32 | 32 | 32 | 32 | 32 | 32 | 32 | 32 | 32 | 32 | 32 | 32 | 32 | 32 | 32 | 32 | 32 | 32 | 32 | 32 | 32 | 32 | 32 | 32 | 32 | 32 | 32 | 32 | 32 | 32 | 32 | 32 | 32 | 32 | 32 | 32 | 32 | 32 | 32 | 32 | 32 | 32 | 32 | 32 | 32 | 32 | 32 | 32 | 32 | 32 | 32 | 32 | 32 | 32 | 32 | 32 | 32 | 32 | 32 | 32 | 32 | 32 | 32 | 32 | 32 | 32 | 32 | 32 | 32 | 32 | 32 | 32 | 32 | 32 | 32 | 32 | 32 | 32 | 32 | 32 | 32 | 32 | 32 | 32 | 32 | 32 | 32 | 32 | 32 | 32 | 32 | 32 | 32 | 32 | 32 | 32 | 32 | 32 | 32 | 32 | 32 | 32 | 32 | 32 | 32 | 32 | 32 | 32 | 32 | 32 | 32 | 32 | 32 | 32 | 32 | 32 | 32 | 32 | 32 | 32 | 32 | 32 | 32 | 32 | 32 | 32 | 32 | 32 | 32 | 32 | 32 | 32 | 32 | 32 | 32 | 32 | 32 | 32 | 32 | 32 | 32 | 32 | 32 | 32 | 32 | 32 | 32 | 32 | 32 | 32 | 32 | 32 | 32 | 32 | 32 | 32 | 32 | 32 | 32 | 32 | 32 | 32 | 32 | 32 | 32 | 32 | 32 | 32 | 32 | 32 | 32 | 32 | 32 | 32 | 32 | 32 | 32 | 32 | 32 | 32 | 32 | 32 | 32 | 32 | 32 | 32 | 32 | 32 | 32 | 32 | 32 | 32 | 32 | 32 | 32 | 32 | 32 | 32 | 32 | 32 | 32 | 32 | 32 | 32 | 32 | 32 | 32 | 32 | 32 | 32 | 32 | 32 | 32 | 32 | 32 | 32 | 32 | 32 | 32 | 32 | 32 | 32 | 32 | 32 | 32 | 32 | 32 | 32 | 32 | 32 | 32 | 32 | 32 | 32 | 32 | 32 | 32 | 32 | 32 | 32 | 32 | 32 | 32 | 32 | 32 | 32 | 32 | 32 | 32 | 32 | 32 | 32 | 32 | 32 | 32 | 32 | 32 | 32 | 32 | 32 | 32 | 32 | 32 | 32 | 32 | 32 | 32 | 32 | 32 | 32 | 32 | 32 | 32 | 32 | 32 | 32 | 32 | 32 | 32 | 32 | 32 | 32 | 32 | 32 | 32 | 32 | 32 | 32 | 32 | 32 | 32 | 32 | 32 | 32 | 32 | 32 | 32 | 32 | 32 | 32 | 32 | 32 | 32 | 32 | 32 | 32 | 32 | 32 | 32 | 32 | 32 | 32 | 32 | 32 | 32 | 32 | 32 | 32 | 32 | 32 | 32 | 32 | 32 | 32 | 32 | 32 | 32 | 32 | 32 | 32 | 32 | 32 | 32 | 32 | 32 | 32 | 32 | 32 | 32 | 32 | 32 | 32 | 32 | 32 | 32 | 32 | 32 | 32 | 32 | 32 | 32 | 32 | 32 | 32 | 32 | 32 | 32 | 32 | 32 | 32 | 32 | 32 | 32 | 32 | 32 | 32 | 32 | 32 | 32 | 32 | 32 | 32 | 32 | 32 | 32 | 32 | 32 | 32 | 32 | 32 | 32 | 32 | 32 | 32 | 32 | 32 | 32 | 32 | 32 | 32 | 32 | 32 | 32 | 32 | 32 | 32 | 32 | 32 | 32 | 32 | 32 | 32 | 32 | 32 | 32 | 32 | 32 | 32 | 32 | 32 | 32 | 32 | 32 | 32 | 32 | 32 | 32 | 32 | 32 | 32 | 32 | 32 | 32 | 32 | 32 | 32 | 32 | 32 | 32 | 32 | 32 | 32 | 32 | 32 | 32 | 32 | 32 | 32 | 32 | 32 | 32 | 32 | 32 | 32 | 32 | 32 | 32 | 32 | 32 | 32 | 32 | 32 | 32 | 32 | 32 | 32 | 32 | 32 | 32 | 32 | 32 | 32 | 32 | 32 | 32 | 32 | 32 | 32 | 32 | 32 | 32 | 32 | 32 | 32 | 32 | 32 | 32 | 32 | 32 | 32 | 32 | 32 | 32 | 32 | 32 | 32 | 32 | 32 | 32 | 32 | 32 | 32 | 32 | 32 | 32 | 32 | 32 | 32 | 32 | 32 | 32 | 32 | 32 | 32 | 32 | 32 | 32 | 32 | 32 | 32 | 32 | 32 | 32 | 32 | 32 | 32 | 32 | 32 | 32 | 32 | 32 | 32 | 32 | 32 | 32 | 32 | 32 | 32 | 32 | 32 | 32 | 32 | 32 | 32 | 32 | 32 | 32 | 32 | 32 | 32 | 32 | 32 | 32 | 32 | 32 | 32 | 32 | 32 | 32 | 32 | 32 | 32 | 32 | 32 | 32 | 32 | 32 | 32 | 32 | 32 | 32 | 32 | 32 | 32 | 32 | 32 | 32 | 32 | 32 | 32 | 32 | 32 | 32 | 32 | 32 | 32 | 32 | 32 | 32 | 32 | 32 | 32 | 32 | 32 | 32 | 32 | 32 | 32 | 32 | 32 | 32 | 32 | 32 | 32 | 32 | 32 | 32 | 32 | 32 | 32 | 32 | 32 | 32 | 32 | 32 | 32 | 32 | 32 | 32 | 32 | 32 | 32 | 32 | 32 | 32 | 32 | 32 | 32 | 32 | 32 | 32 | 32 | 32 | 32 | 32 | 32 | 32 | 32 | 32 | 32 | 32 | 32 | 32 | 32 | 32 | 32 | 32 | 32 | 32 | 32 | 32 | 32 | 32 | 32 | 32 | 32 | 32 | 32 | 32 | 32 | 32 | 32 | 32 | 32 | 32 | 32 | 32 | 32 | 32 | 32 | 32 | 32 | 32 | 32 | 32 | 32 | 32 | 32 | 32 | 32 | 32 | 32 | 32 | 32 | 32 | 32 | 32 | 32 | 32 | 32 | 32 | 32 | 32 | 32 | 32 | 32 | 32 | 32 | 32 | 32 | 32 | 32 | 32 | 32 | 32 | 32 | 32 | 32 | 32 | 32 | 32 | 32 | 32 | 32 | 32 | 32 | 32 | 32 | 32 | 32 | 32 | 32 | 32 | 32 | 32 | 32 | 32 | 32 | 32 | 32 | 32 | 32 | 32 | 32 | 32 | 32 | 32 | 32 | 32 | 32 | 32 | 32 | 32 | 32 | 32 | 32 | 32 | 32 | 32 | 32 | 32 | 32 | 32 | 32 | 32 | 32 | 32 | 32 | 32 | 32 | 32 | 32 | 32 | 32 | 32 | 32 | 32 | 32 | 32 | 32 | 32 | 32 | 32 | 32 | 32 | 32 | 32 | 32 | 32 | 32 | 32 | 32 | 32 | 32 | 32 | 32 | 32 | 32 | 32 | 32 | 32 | 32 | 32 | 32 | 32 | 32 | 32 | 32 | 32 | 32 | 32 | 32 | 32 | 32 | 32 | 32 | 32 | 32 | 32 | 32 | 32 | 32 | 32 | 32 | 32 | 32 | 32 | 32 | 32 | 32 | 32 | 32 | 32 | 32 | 32 | 32 | 32 | 32 | 32 | 32 | 32 | 32 | 32 | 32 | 32 | 32 | 32 | 32 | 32 | 32 | 32 | 32 | 32 | 32 | 32 | 32 | 32 | 32 | 32 | 32 | 32 | 32 | 32 | 32 | 32 | 32 | 32 | 32 | 32 | 32 | 32 | 32 | 32 | 32 | 32 | 32 | 32 | 32 | 32 | 32 | 32 | 32 | 32 | 32 | 32 | 32 | 32 | 32 | 32 | 32 | 32 | 32 | 32 | 32 | 32 | 32 | 32 | 32 | 32 | 32 | 32 | 32 | 32 | 32 | 32 | 32 | 32 | 32 | 32 | 32 | 32 | 32 | 32 | 32 | 32 | 32 | 32 | 32 | 32 | 32 | 32 | 32 | 32 | 32 | 32 | 32 | 32 | 32 | 32 | 32 | 32 | 32 | 32 | 32 | 32 | 32 | 32 | 32 | 32 | 32 | 32 | 32 | 32 | 32 | 32 | 32 | 32 | 32 | 32 | 32 | 32 | 32 | 32 | 32 | 32 | 32 | 32 | 32 | 32 | 32 | 32 | 32 | 32 | 32 | 32 | 32 | 32 | 32 | 32 | 32 | 32 | 32 | 32 | 32 | 32 | 32 | 32 | 32 | 32 | 32 | 32 | 32 | 32 | 32 | 32 | 32 | 32 | 32 | 32 | 32 | 32 | 32 | 32 | 32 | 32 | 32 | 32 | 32 | 32 | 32 | 32 | 32 | 32 | 32 | 32 | 32 | 32 | 32 | 32 | 32 | 32 | 32 | 32 | 32 | 32 | 32 | 32 | 32 | 32 | 32 | 32 | 32 | 32 | 32 | 32 | 32 | 32 | 32 | 32 | 32 | 32 | 32 | 32 | 32 | 32 | 32 | 32 | 32 | 32 | 32 | 32 | 32 | 32 | 32 | 32 | 32 | 32 | 32 | 32 | 32 | 32 | 32 | 32 | 32 | 32 | 32 | 32 | 32 | 32 | 32 | 32 | 32 | 32 | 32 | 32 | 32 | 32 | 32 | 32 | 32 | 32 | 32 | 32 | 32 | 32 | 32 | 32 | 32 | 32 | 32 | 32 | 32 | 32 | 32 | 32 | 32 | 32 | 32 | 32 | 32 | 32 | 32 | 32 | 32 | 32 | 32 | 32 | 32 | 32 | 32 | 32 | 32 | 32 | 32 | 32 | 32 | 32 | 32 | 32 | 32 | 32 | 32 | 32 | 32 | 32 | 32 | 32 | 32 | 32 | 32 | 32 | 32 | 32 | 32 | 32 | 32 | 32 | 32 | 32 | 32 | 32 | 32 | 32 | 32 | 32 | 32 | 32 | 32 | 32 | 32 | 32 | 32 | 32 | 32 | 32 | 32 | 32 | 32 | 32 | 32 | 32 | 32 | 32 | 32 | 32 | 32 | 32 | 32 | 32 | 32 | 32 | 32 | 32 | 32 | 32 | 32 | 32 | 32 | 32 | 32 | 32 | 32 | 32 | 32 | 32 | 32 | 32 | 32 | 32 | 32 | 32 | 32 | 32 | 32 | 32 | 32 | 32 | 32 | 32 | 32 | 32 | 32 | 32 | 32 | 32 | 32 | 32 | 32 | 32 | 32 | 32 | 32 | 32 | 32 | 32 | 32 | 32 | 32 | 32 | 32 | 32 | 32 | 32 | 32 | 32 | 32 | 32 | 32 | 32 | 32 | 32 | 32 | 32 | 32 | 32 | 32 | 32 | 32 | 32 | 32 | 32 | 32 | 32 | 32 | 32 | 32 | 32 | 32 | 32 | 32 | 32 | 32 | 32 | 32 | 32 | 32 | 32 | 32 | 32 | 32 | 32 | 32 | 32 | 32 | 32 | 32 | 32 | 32 | 32 | 32 | 32 | 32 | 32 | 32 | 32 | 32 | 32 | 32 | 32 | 32 | 32 | 32 | 32 | 32 | 32 | 32 | 32 | 32 | 32 | 32 | 32 | 32 | 32 | 32 | 32 | 32 | 32 | 32 | 32 | 32 | 32 | 32 | 32 | 32 | 32 | 32 | 32 | 32 | 32 | 32 | 32 | 32 | 32 | 32 | 32 | 32 | 32 | 32 | 32 | 32 | 32 | 32 | 32 | 32 | 32 | 32 | 32 | 32 | 32 | 32 | 32 | 32 | 32 | 32 | 32 | 32 | 32 | 32 | 32 | 32 | 32 | 32 | 32 | 32 | 32 | 32 | 32 | 32 | 32 | 32 | 32 | 32 | 32 | 32 | 32 | 32 | 32 | 32 | 32 | 32 | 32 | 32 | 32 | 32 | 32 | 32 | 32 | 32 | 32 | 32 | 32 | 32 | 32 | 32 | 32 | 32 | 32 | 32 | 32 | 32 | 32 | 32 | 32 | 32 | 32 | 32 | 32 | 32 | 32 | 32 | 32 | 32 | 32 | 32 | 32 | 32 | 32 | 32 | 32 | 32 | 32 | 32 | 32 | 32 | 32 | 32 | 32 | 32 | 32 | 32 | 32 | 32 | 32 | 32 | 32 | 32 | 32 | 32 | 32 | 32 | 32 | 32 | 32 | 32 | 32 | 32 | 32 | 32 | 32 | 32 | 32 | 32 | 32 | 32 | 32 | 32 | 32 | 32 | 32 | 32 | 32 | 32 | 32 | 32 | 32 | 32 | 32 | 32 | 32 | 32 | 32 | 32 | 32 | 32 | 32 | 32 | 32 | 32 | 32 | 32 | 32 | 32 | 32 | 32 | 32 | 32 | 32 | 32 | 32 | 32 | 32 | 32 | 32 | 32 | 32 | 32 | 32 | 32 | 32 | 32 | 32 | 32 | 32 | 32 | 32 | 32 | 32 | 32 | 32 | 32 | 32 | 32 | 32 | 32 | 32 | 32 | 32 | 32 | 32 | 32 | 32 | 32 | 32 | 32 | 32 | 32 | 32 | 32 | 32 | 32 | 32 | 32 | 32 | 32 | 32 | 32 | 32 | 32 | 32 | 32 | 32 | 32 | 32 | 32 | 32 | 32 | 32 | 32 | 32 | 32 | 32 | 32 | 32 | 32 | 32 | 32 | 32 | 32 | 32 | 32 | 32 | 32 | 32 | 32 | 32 | 32 | 32 | 32 | 32 | 32 | 32 | 32 | 32 | 32 | 32 | 32 | 32 | 32 | 32 | 32 | 32 | 32 | 32 | 32 | 32 | 32 | 32 | 32 | 32 | 32 | 32 | 32 | 32 | 32 | 32 | 32 | 32 | 32 | 32 | 32 | 32 | 32 | 32 | 32 | 32 | 32 | 32 | 32 | 32 | 32 | 32 | 32 | 32 | 32 | 32 | 32 | 32 | 32 | 32 | 32 | 32 | 32 | 32 | 32 | 32 | 32 | 32 | 32 | 32 | 32 | 32 | 32 | 32 | 32 | 32 | 32 | 32 | 32 | 32 | 32 | 32 | 32 | 32 | 32 | 32 | 32 | 32 | 32 | 32 | 32 | 32 | 32 | 32 | 32 | 32 | 32 | 32 | 32 | 32 | 32 | 32 | 32 | 32 | 32 | 32 | 32 | 32 | 32 | 32 | 32 | 32 | 32 | 32 | 32 | 32 | 32 | 32 | 32 | 32 | 32 | 32 | 32 | 32 | 32 | 32 | 32 | 32 | 32 | 32 | 32 | 32 | 32 | 32 | 32 | 32 | 32 | 32 | 32 | 32 | 32 | 32 | 32 | 32 | 32 | 32 | 32 | 32 | 32 | 32 | 32 | 32 | 32 | 32 | 32 | 32 | 32 | 32 | 32 | 32 | 32 | 32 | 32 | 32 | 32 | 32 | 32 | 32 | 32 | 32 | 32 | 32 | 32 | 32 | 32 | 32 | 32 | 32 | 32 | 32 | 32 | 32 | 32 | 32 | 32 | 32 | 32 | 32 | 32 | 32 | 32 | 32 | 32 | 32 | 32 | 32 | 32 | 32 | 32 | 32 | 32 | 32 | 32 | 32 | 32 | 32 | 32 | 32 | 32 | 32 | 32 | 32 | 32 | 32 | 32 | 32 | 32 | 32 | 32 | 32 | 32 | 32 | 32 | 32 | 32 | 32 | 32 | 32 | 32 | 32 | 32 | 32 | 32 | 32 | 32 | 32 | 32 | 32 | 32 | 32 | 32 | 32 | 32 | 32 | 32 | 32 | 32 | 32 | 32 | 32 | 32 | 32 | 32 | 32 | 32 | 32 | 32 | 32 | 32 | 32 | 32 | 32 | 32 | 32 | 32 | 32 | 32 | 32 | 32 | 32 | 32 | 32 | 32 | 32 | 32 | 32 | 32 | 32 | 32 | 32 | 32 | 32 | 32 | 32 | 32 | 32 | 32 | 32 | 32 | 32 | 32 | 32 | 32 | 32 | 32 | 32 | 32 | 32 | 32 | 32 | 32 | 32 | 32 | 32 | 32 | 32 | 32 | 32 | 32 | 32 | 32 | 32 | 32 | 32 | 32 | 32 | 32 | 32 | 32 | 32 | 32 | 32 | 32 | 32 | 32 | 32 | 32 | 32 | 32 | 32 | 32 | 32 | 32 | 32 | 32 | 32 | 32 | 32 | 32 | 32 | 32 | 32 | 32 | 32 | 32 | 32 | 32 | 32 | 32 | 32 | 32 | 32 | 32 | 32 | 32 | 32 | 32 | 32 | 32 | 32 | 32 | 32 | 32 | 32 | 32 | 32 | 32 | 32 | 32 | 32 | 32 | 32 | 32 | 32 | 32 | 32 | 32 | 32 | 32 | 32 | 32 | 32 | 32 | 32 | 32 | 32 | 32 | 32 | 32 | 32 | 32 | 32 | 32 | 32 | 32 | 32 | 32 | 32 | 32 | 32 | 32 | 32 | 32 | 32 | 32 | 32 | 32 | 32 | 32 | 32 | 32 | 32 | 32 | 32 | 32 | 32 | 32 | 32 | 32 | 32 | 32 | 32 | 32 | 32 | 32 | 32 | 32 | 32 | 32 | 32 | 32 | 32 | 32 | 32 | 32 | 32 | 32 | 32 | 32 | 32 | 32 | 32 | 32 | 32 | 32 | 32 | 32 | 32 | 32 | 32 | 32 | 32 | 32 | 32 | 32 | 32 | 32 | 32 | 32 | 32 | 32 | 32 | 32 | 32 | 32 | 32 | 32 | 32 | 32 | 32 | 32 | 32 | 32 | 32 | 32 | 32 | 32 | 32 | 32 | 32 | 32 | 32 | 32 | 32 | 32 | 32 | 32 | 32 | 32 | 32 | 32 | 32 | 32 | 32 | 32 | 32 | 32 | 32 | 32 | 32 | 32 | 32 | 32 | 32 | 32 | 32 | 32 | 32 | 32 | 32 | 32 | 32 | 32 | 32 | 32 | 32 | 32 | 32 | 32 | 32 | 32 | 32 | 32 | 32 | 32 | 32 | 32 | 32 | 32 | 32 | 32 | 32 | 32 | 32 | 32 | 32 | 32 | 32 | 32 | 32 | 32 | 32 | 32 | 32 | 32 | 32 | 32 | 32 | 32 | 32 | 32 | 32 | 32 | 32 | 32 | 32 | 32 | 32 | 32 | 32 | 32 | 32 | 32 | 32 | 32 | 32 | 32 | 32 | 32 | 32 | 32 | 32 | 32 | 32 | 32 | 32 | 32 | 32 | 32 | 32 | 32 | 32 | 32 | 32 | 32 | 32 | 32 | 32 | 32 | 32 | 32 | 32 | 32 | 32 | 32 | 32 | 32 | 32 | 32 | 32 | 32 | 32 | 32 | 32 | 32 | 32 | 32 | 32 | 32 | 32 | 32 | 32 | 32 | 32 | 32 | 32 | 32 | 32 | 32 | 32 | 32 | 32 | 32 | 32 | 32 | 32 | 32 | 32 | 32 | 32 | 32 | 32 | 32 | 32 | 32 | 32 | 32 | 32 | 32 | 32 | 32 | 32 | 32 | 32 | 32 | 32 | 32 | 32 | 32 | 32 | 32 | 32 | 32 | 32 | 32 | 32 | 32 | 32 | 32 | 32 | 32 | 32 | 32 | 32 | 32 | 32 | 32 | 32 | 32 | 32 | 32 | 32 | 32 | 32 | 32 | 32 | 32 | 32 | 32 | 32 | 32 | 32 | 32 | 32 | 32 | 32 | 32 | 32 | 32 | 32 | 32 | 32 | 32 | 32 | 32 | 32 | 32 | 32 | 32 | 32 | 32 | 32 | 32 | 32 | 32 | 32 | 32 | 32 | 32 | 32 | 32 | 32 | 32 | 32 | 32 | 32 | 32 | 32 | 32 | 32 | 32 | 32 | 32 | 32 | 32 | 32 | 32 | 32 | 32 | 32 | 32 | 32 | 32 | 32 | 32 | 32 | 32 | 32 | 32 | 32 | 32 | 32 | 32 | 32 | 32 | 32 | 32 | 32 | 32 | 32 | 32 | 32 | 32 | 32 | 32 | 32 | 32 | 32 | 32 | 32 | 32 | 32 | 32 | 32 | 32 | 32 | 32 | 32 | 32 | 32 | 32 | 32 | 32 | 32 | 32 | 32 | 32 | 32 | 32 | 32 | 32 | 32 | 32 | 32 | 32 | 32 | 32 | 32 | 32 | 32 | 32 | 32 | 32 | 32 | 32 | 32 | 32 | 32 | 32 | 32 | 32 | 32 | 32 | 32 | 32 | 32 | 32 | 32 | 32 | 32 | 32 | 32 | 32 | 32 | 32 | 32 | 32 | 32 | 32 | 32 | 32 | 32 | 32 | 32 | 32 | 32 | 32 | 32 | 32 | 32 | 32 | 32 | 32 | 32 | 32 | 32 | 32 | 32 | 32 | 32 | 32 | 32 | 32 | 32 | 32 | 32 | 32 | 32 | 32 | 32 | 32 | 32 | 32 | 32 | 32 | 32 | 32 | 32 | 32 | 32 | 32 | 32 | 32 | 32 | 32 | 32 | 32 | 32 | 32 | 32 | 32 | 32 | 32 | 32 | 32 | 32 | 32 | 32 | 32 | 32 | 32 | 32 | 32 | 32 | 32 | 32 | 32 | 32 | 32 | 32 | 32 | 32 | 32 | 32 | 32 | 32 | 32 | 32 | 32 | 32 | 32 | 32 | 32 | 32 | 32 | 32 | 32 | 32 | 32 | 32 | 32 | 32 | 32 | 32 | 32 | 32 | 32 | 32 | 32 | 32 | 32 | 32 | 32 | 32 | 32 | 32 | 32 | 32 | 32 | 32 | 32 | 32 | 32 | 32 | 32 | 32 | 32 | 32 | 32 | 32 | 32 | 32 | 32 | 32 | 32 | 32 | 32 | 32 | 32 | 32 | 32 | 32 | 32 | 32 | 32 | 32 | 32 | 32 | 32 | 32 | 32 | 32 | 32 | 32 | 32 | 32 | 32 | 32 | 32 | 32 | 32 | 32 | 32 | 32 | 32 | 32 | 32 | 32 | 32 | 32 | 32 | 32 | 32 | 32 | 32 | 32 | 32 | 32 | 32 | 32 | 32 | 32 | 32 | 32 | 32 | 32 | 32 | 32 | 32 | 32 | 32 | 32 | 32 | 32 | 32 | 32 | 32 | 32 | 32 | 32 | 32 | 32 | 32 | 32 | 32 | 32 | 32 | 32 | 32 | 32 | 32 | 32 | 32 | 32 | 32 | 32 | 32 | 32 | 32 | 32 | 32 | 32 | 32 | 32 | 32 | 32 | 32 | 32 | 32 | 32 | 32 | 32 | 32 | 32 | 32 | 32 | 32 | 32 | 32 | 32 | 32 | 32 | 32 | 32 | 32 | 32 | 32 | 32 | 32 | 32 | 32 | 32 | 32 | 32 | 32 | 32 | 32 | 32 | 32 | 32 | 32 | 32 | 32 | 32 | 32 | 32 | 32 | 32 | 32 | 32 | 32 | 32 | 32 | 32 | 32 | 32 | 32 | 32 | 32 | 32 | 32 | 32 | 32 | 32 | 32 | 32 | 32 | 32 | 32 | 32 | 32 | 32 | 32 | 32 | 32 | 32 | 32 | 32 | 32 | 32 | 32 | 32 | 32 | 32 | 32 | 32 | 32 | 32 | 32 | 32 | 32 | 32 | 32 | 32 | 32 | 32 | 32 | 32 | 32 | 32 | 32 | 32 | 32 | 32 | 32 | 32 | 32 | 32 | 32 | 32 | 32 | 32 | 32 | 32 | 32 | 32 | 32 | 32 | 32 | 32 | 32 | 32 | 32 | 32 | 32 | 32 | 32 | 32 | 32 | 32 | 32 | 32 | 32 | 32 | 32 | 32 | 32 | 32 | 32 | 32 | 32 | 32 | 32 | 32 | 32 | 32 | 32 | 32 | 32 | 32 | 32 | 32 | 32 | 32 | 32 | 32 | 32 | 32 | 32 | 32 | 32 | 32 | 32 | 32 | 32 | 32 | 32 | 32 | 32 | 32 | 32 | 32 | 32 | 32 | 32 | 32 | 32 | 32 | 32 | 32 | 32 | 32 | 32 | 32 | 32 | 32 | 32 | 32 | 32 | 32 | 32 | 32 | 32 | 32 | 32 | 32 | 32 | 32 | 32 | 32 | 32 | 32 | 32 | 32 | 32 | 32 | 32 | 32 | 32 | 32 | 32 | 32 | 32 | 32 | 32 | 32 | 32 | 32 | 32 | 32 | 32 | 32 | 32 | 32 | 32 | 32 | 32 | 32 | 32 | 32 | 32 | 32 | 32 | 32 | 32 | 32 | 32 | 32 | 32 | 32 | 32 | 32 | 32 | 32 | 32 | 32 | 32 | 32 | 32 | 32 | 32 | 32 | 32 | 32 | 32 | 32 | 32 | 32 | 32 | 32 | 32 | 32 | 32 | 32 | 32 | 32 | 32 | 32 | 32 | 32 | 32 | 32 | 32 | 32 | 32 | 32 | 32 | 32 | 32 | 32 | 32 | 32 | 32 | 32 | 32 | 32 | 32 | 32 | 32 | 32 | 32 | 32 | 32 | 32 | 32 | 32 | 32 | 32 | 32 | 32 | 32 | 32 | 32 | 32 | 32 | 32 | 32 | 32 | 32 | 32 | 32 | 32 | 32 | 32 | 32 | 32 | 32 | 32 | 32 | 32 | 32 | 32 | 32 | 32 | 32 | 32 | 32 | 32 | 32 | 32 | 32 | 32 | 32 | 32 | 32 | 32 | 32 | 32 | 32 | 32 | 32 | 32 | 32 | 32 | 32 | 32 | 32 | 32 | 32 | 32 | 32 | 32 | 32 | 32 | 32 | 32 | 32 | 32 | 32 | 32 | 32 | 32 | 32 | 32 | 32 | 32 | 32 | 32 | 32 | 32 | 32 | 32 | 32 | 32 | 32 | 32 | 32 | 32 | 32 | 32 | 32 | 32 | 32 | 32 | 32 | 32 | 32 | 32 | 32 | 32 | 32 | 32 | 32 | 32 | 32 | 32 | 32 | 32 | 32 | 32 | 32 | 32 | 32 | 32 | 32 | 32 | 32 | 32 | 32 | 32 | 32 | 32 | 32 | 32 | 32 | 32 | 32 | 32 | 32 | 32 | 32 | 32 | 32 | 32 | 32 | 32 | 32 | 32 | 32 | 32 | 32 | 32 | 32 | 32 | 32 | 32 | 32 | 32 | 32 | 32 | 32 | 32 | 32 | 32 | 32 | 32 | 32 | 32 | 32 | 32 | 32 | 32 | 32 | 32 | 32 | 32 | 32 | 32 | 32 | 32 | 32 | 32 | 32 | 32 | 32 | 32 | 32 | 32 | 32 | 32 | 32 | 32 | 32 | 32 | 32 | 32 | 32 | 32 | 32 | 32 | 32 | 32 | 32 | 32 | 32 | 32 | 32 | 32 | 32 | 32 | 32 | 32 | 32 | 32 | 32 | 32 | 32 | 32 | 32 | 32 | 32 | 32 | 32 | 32 | 32 | 32 | 32 | 32 | 32 | 32 | 32 | 32 | 32 | 32 | 32 | 32 | 32 | 32 | 32 | 32 | 32 | 32 | 32 | 32 | 32 | 32 | 32 | 32 | 32 | 32 | 32 | 32 | 32 | 32 | 32 | 32 | 32 | 32 | 32 | 32 | 32 | 32 | 32 | 32 | 32 | 32 | 32 | 32 | 32 | 32 | 32 | 32 | 32 | 32 | 32 | 32 | 32 | 32 | 32 | 32 | 32 | 32 | 32 | 32 | 32 | 32 | 32 | 32 | 32 | 32 | 32 | 32 | 32 | 32 | 32 | 32 | 32 | 32 | 32 | 32 | 32 | 32 | 32 | 32 | 32 | 32 | 32 | 32 | 32 | 32 | 32 | 32 | 32 | 32 | 32 | 32 | 32 | 32 | 32 | 32 | 32 | 32 | 32 | 32 | 32 | 32 | 32 | 32 | 32 | 32 | 32 | 32 | 32 | 32 | 32 | 32 | 32 | 32 | 32 | 32 | 32 | 32 | 32 | 32 | 32 | 32 | 32 | 32 | 32 | 32 | 32 | 32 | 32 | 32 | 32 | 32 | 32 | 32 | 32 | 32 | 32 | 32 | 32 | 32 | 32 | 32 | 32 | 32 | 32 | 32 | 32 | 32 | 32 | 32 | 32 | 32 | 32 | 32 | 32 | 32 | 32 | 32 | 32 | 32 | 32 | 32 | 32 | 32 | 32 | 32 | 32 | 32 | 32 | 32 | 32 | 32 | 32 | 32 | 32 | 32 | 32 | 32 | 32 | 32 | 32 | 32 | 32 | 32 | 32 | 32 | 32 | 32 | 32 | 32 | 32 | 32 | 32 | 32 | 32 | 32 | 32 | 32 | 32 | 32 | 32 | 32 | 32 | 32 | 32 | 32 | 32 | 32 | 32 | 32 | 32 | 32 | 32 | 32 | 32 | 32 | 32 | 32 | 32 | 32 | 32 | 32 | 32 | 32 | 32 | 32 | 32 | 32 | 32 | 32 | 32 | 32 | 32 | 32 | 32 | 32 | 32 | 32 | 32 | 32 | 32 | 32 | 32 | 32 | 32 | 32 | 32 | 32 | 32 | 32 | 32 | 32 | 32 | 32 | 32 | 32 | 32 | 32 | 32 | 32 | 32 | 32 | 32 | 32 | 32 | 32 | 32 | 32 | 32 | 32 | 32 | 32 | 32 | 32 | 32 | 32 | 32 | 32 | 32 | 32 | 32 | 32 | 32 | 32 | 32 | 32 | 32 | 32 | 32 | 32 | 32 | 32 | 32 | 32 | 32 | 32 | 32 | 32 | 32 | 32 | 32 | 32 | 32 | 32 | 32 | 32 | 32 | 32 | 32 | 32 | 32 | 32 | 32 | 32 | 32 | 32 | 32 | 32 | 32 | 32 | 32 | 32 | 32 | 32 | 32 | 32 | 32 | 32 | 32 | 32 | 32 | 32 | 32 | 32 | 32 | 32 | 32 | 32 | 32 | 32 | 32 | 32 | 32 | 32 | 32 | 32 | 32 | 32 | 32 | 32 | 32 | 32 | 32 | 32 | 32 | 32 | 32 | 32 | 32 | 32 | 32 | 32 | 32 | 32 | 32 | 32 | 32 | 32 | 32 | 32 | 32 | 32 | 32 | 32 | 32 | 32 | 32 | 32 | 32 | 32 | 32 | 32 | 32 | 32 | 32 | 32 | 32 | 32 | 32 | 32 | 32 | 32 | 32 | 32 | 32 | 32 | 32 | 32 | 32 | 32 | 32 | 32 | 32 | 32 | 32 | 32 | 32 | 32 | 32 | 32 | 32 | 32 | 32 | 32 | 32 | 32 | 32 | 32 | 32 | 32 | 32 | 32 | 32 | 32 | 32 | 32 | 32 | 32 | 32 | 32 | 32 | 32 | 32 | 32 | 32 | 32 | 32 | 32 | 32 | 32 | 32 | 32 | 32 | 32 | 32 | 32 | 32 | 32 | 32 | 32 | 32 | 32 | 32 | 32 | 32 | 32 | 32 | 32 | 32 | 32 | 32 | 32 | 32 | 32 | 32 | 32 | 32 | 32 | 32 | 32 | 32 | 32 | 32 | 32 | 32 | 32 | 32 | 32 | 32 | 32 | 32 | 32 | 32 | 32 | 32 | 32 | 32 | 32 | 32 | 32 | 32 | 32 | 32 | 32 | 32 | 32 | 32 | 32 | 32 | 32 | 32 | 32 | 32 | 32 | 32 | 32 | 32 | 32 | 32 | 32 | 32 | 32 | 32 | 32 | 32 | 32 | 32 | 32 | 32 | 32 | 32 | 32 | 32 | 32 | 32 | 32 | 32 | 32 | 32 | 32 | 32 | 32 | 32 | 32 | 32 | 32 | 32 | 32 | 32 | 32 | 32 | 32 | 32 | 32 | 32 | 32 | 32 | 32 | 32 | 32 | 32 | 32 | 32 | 32 | 32 | 32 | 32 | 32 | 32 | 32 | 32 | 32 | 32 | 32 | 32 | 32 | 32 | 32 | 32 | 32 | 32 | 32 | 32 | 32 | 32 | 32 | 32 | 32 | 32 | 32 | 32 | 32 | 32 | 32 | 32 | 32 | 32 | 32 | 32 | 32 | 32 | 32 | 32 | 32 | 32 | 32 | 32 | 32 | 32 | 32 | 32 | 32 | 32 | 32 | 32 | 32 | 32 | 32 | 32 | 32 | 32 | 32 | 32 | 32 | 32 | 32 | 32 | 32 | 32 | 32 | 32 | 32 | 32 | 32 | 32 | 32 | 32 | 32 | 32 | 32 | 32 | 32 | 32 | 32 | 32 | 32 | 32 | 32 | 32 | 32 | 32 | 32 | 32 | 32 | 32 | 32 | 32 | 32 | 32 | 32 | 32 | 32 | 32 | 32 | 32 | 32 | 32 | 32 | 32 | 32 | 32 | 32 | 32 | 32 | 32 | 32 | 32 | 32 | 32 | 32 | 32 | 32 | 32 | 32 | 32 | 32 | 32 | 32 | 32 | 32 | 32 | 32 | 32 | 32 | 32 | 32 | 32 | 32 | 32 | 32 | 32 | 32 | 32 | 32 | 32 | 32 | 32 | 32 | 32 | 32 | 32 | 32 | 32 | 32 | 32 | 32 | 32 | 32 | 32 | 32 | 32 | 32 | 32 | 32 | 32 | 32 | 32 | 32 | 32 | 32 | 32 | 32 | 32 | 32 | 32 | 32 | 32 | 32 | 32 | 32 | 32 | 32 | 32 | 32 | 32 | 32 | 32 | 32 | 32 | 32 | 32 | 32 | 32 | 32 | 32 | 32 | 32 | 32 | 32 | 32 | 32 | 32 | 32 | 32 | 32 | 32 | 32 | 32 | 32 | 32 | 32 | 32 | 32 | 32 | 32 | 32 | 32 | 32 | 32 | 32 | 32 | 32 | 32 | 32 | 32 | 32 | 32 | 32 | 32 | 32 | 32 | 32 | 32 | 32 | 32 | 32 | 32 | 32 | 32 | 32 | 32 | 32 | 32 | 32 | 32 | 32 | 32 | 32 | 32 | 32 | 32 | 32 | 32 | 32 | 32 | 32 | 32 | 32 | 32 | 32 | 32 | 32 | 32 | 32 | 32 | 32 | 32 | 32 | 32 | 32 | 32 | 32 | 32 | 32 | 32 | 32 | 32 | 32 | 32 | 32 | 32 | 32 | 32 | 32 | 32 | 32 | 32 | 32 | 32 | 32 | 32 | 32 | 32 | 32 | 32 | 32 | 32 | 32 | 32 | 32 | 32 | 32 | 32 | 32 | 32 | 32 | 32 | 32 | 32 | 32 | 32 | 32 | 32 | 32 | 32 | 32 | 32 | 32 | 32 | 32 | 32 | 32 | 32 | 32 | 32 | 32 | 32 | 32 | 32 | 32 | 32 | 32 | 32 | 32 | 32 | 32 | 32 | 32 | 32 | 32 | 32 | 32 | 32 | 32 | 32 | 32 | 32 | 32 | 32 | 32 | 32 | 32 | 32 | 32 | 32 | 32 | 32 | 32 | 32 | 32 | 32 | 32 | 32 | 32 | 32 | 32 | 32 | 32 | 32 | 32 | 32 | 32 | 32 | 32 | 32 | 32 | 32 | 32 | 32 | 32 | 32 | 32 | 32 | 32 | 32 | 32 | 32 | 32 | 32 | 32 | 32 | 32 | 32 | 32 | 32 | 32 | 32 | 32 | 32 | 32 | 32 | 32 | 32 | 32 | 32 | 32 | 32 | 32 | 32 | 32 | 32 | 32 | 32 | 32 | 32 | 32 | 32 | 32 | 32 | 32 | 32 | 32 | 32 | 32 | 32 | 32 | 32 | 32 | 32 | 32 | 32 | 32 | 32 | 32 | 32 | 32 | 32 | 32 | 32 | 32 | 32 | 32 | 32 | 32 | 32 | 32 | 32 | 32 | 32 | 32 | 32 | 32 | 32 | 32 | 32 | 32 | 32 | 32 | 32 | 32 | 32 | 32 | 32 | 32 | 32 | 32 | 32 | 32 | 32 | 32 | 32 | 32 | 32 | 32 | 32 | 32 | 32 | 32 | 32 | 32 | 32 | 32 | 32 | 32 | 32 | 32 | 32 | 32 | 32 | 32 | 32 | 32 | 32 | 32 | 32 | 32 | 32 | 32 | 32 | 32 | 32 | 32 | 32 | 32 | 32 | 32 | 32 | 32 | 32 | 32 | 32 | 32 | 32 | 32 | 32 | 32 | 32 | 32 | 32 | 32 | 32 | 32 | 32 | 32 | 32 | 32 | 32 | 32 | 32 | 32 | 32 | 32 | 32 | 32 | 32 | 32 | 32 | 32 | 32 | 32 | 32 | 32 | 32 | 32 | 32 | 32 | 32 | 32 | 32 | 32 | 32 | 32 | 32 | 32 | 32 | 32 | 32 | 32 | 32 | 32 | 32 | 32 | 32 | 32 | 32 | 32 | 32 | 32 | 32 | 32 | 32 | 32 | 32 | 32 | 32 | 32 | 32 | 32 | 32 | 32 | 32 | 32 | 32 | 32 | 32 | 32 | 32 | 32 | 32 | 32 | 32 | 32 | 32 | 32 | 32 | 32 | 32 | 32 | 32 | 32 | 32 | 32 | 32 | 32 | 32 | 32 | 32 | 32 | 32 | 32 | 32 | 32 | 32 | 32 | 32 | 32 | 32 | 32 | 32 | 32 | 32 | 32 | 32 | 32 | 32 | 32 | 32 | 32 | 32 | 32 | 32 | 32 | 32 | 32 | 32 | 32 | 32 | 32 | 32 | 32 | 32 | 32 | 32 | 32 | 32 | 32 | 32 | 32 | 32 | 32 | 32 | 32 | 32 | 32 | 32 | 32 | 32 | 32 | 32 | 32 | 32 | 32 | 32 | 32 | 32 | 32 | 32 | 32 | 32 | 32 | 32 | 32 | 32 | 32 | 32 | 32 | 32 | 32 | 32 | 32 | 32 | 32 | 32 | 32 | 32 | 32 | 32 | 32 | 32 | 32 | 32 | 32 | 32 | 32 | 32 | 32 | 32 | 32 | 32 | 32 | 32 | 32 | 32 | 32 | 32 | 32 | 32 | 32 | 32 | 32 | 32 | 32 | 32 | 32 | 32 | 32 | 32 | 32 | 32 | 32 | 32 | 32 | 32 | 32 | 32 | 32 | 32 | 32 | 32 | 32 | 32 | 32 | 32 | 32 | 32 | 32 | 32 | 32 | 32 | 32 | 32 | 32 | 32 | 32 | 32 | 32 | 32 | 32 | 32 | 32 | 32 | 32 | 32 | 32 | 32 | 32 | 32 | 32 | 32 | 32 | 32 | 32 | 32 | 32 | 32 | 32 | 32 | 32 | 32 | 32 | 32 | 32 | 32 | 32 | 32 | 32 | 32 | 32 | 32 | 32 | 32 | 32 | 32 | 32 | 32 | 32 | 32 | 32 | 32 | 32 | 32 | 32 | 32 | 32 | 32 | 32 | 32 | 32 | 32 | 32 | 32 | 32 | 32 | 32 | 32 | 32 | 32 | 32 | 32 | 32 | 32 | 32 | 32 | 32 | 32 | 32 | 32 | 32 | 32 | 32 | 32 | 32 | 32 | 32 | 32 | 32 | 32 | 32 | 32 | 32 | 32 | 32 | 32 | 32 | 32 | 32 | 32 | 32 | 32 | 32 | 32 | 32 | 32 | 32 | 32 | 32 | 32 | 32 | 32 | 32 | 32 | 32 | 32 | 32 | 32 | 32 | 32 | 32 | 32 | 32 | 32 | 32 | 32 | 32 | 32 | 32 | 32 | 32 | 32 | 32 | 32 | 32 | 32 | 32 | 32 | 32 | 32 | 32 | 32 | 32 | 32 | 32 | 32 | 32 | 32 | 32 | 32 | 32 | 32 | 32 | 32 | 32 | 32 | 32 | 32 | 32 | 32 | 32 | 32 | 32 | 32 | 32 | 32 | 32 | 32 | 32 | 32 | 32 | 32
Exposure time | T | constant | 25200 |  | s | Exposure time in seconds | T | 25200 | 25200 | 25200 | 25200 | 25200 | 25200 | 25200 | 25200 | 25200 | 25200 | 25200 | 25200 | 25200 | 25200 | 25200 | 25200 | 25200 | 25200 | 25200 | 25200 | 25200 | 25200 | 25200 | 25200 | 25200 | 25200 | 25200 | 25200 | 25200 | 25200 | 25200 | 25200 | 25200 | 25200 | 25200 | 25200 | 25200 | 25200 | 25200 | 25200 | 25200 | 25200 | 25200 | 25200 | 25200 | 25200 | 25200 | 25200 | 25200 | 25200 | 25200 | 25200 | 25200 | 25200 | 25200 | 25200 | 25200 | 25200 | 25200 | 25200 | 25200 | 25200 | 25200 | 25200 | 25200 | 25200 | 25200 | 25200 | 25200 | 25200 | 25200 | 25200 | 25200 | 25200 | 25200 | 25200 | 25200 | 25200 | 25200 | 25200 | 25200 | 25200 | 25200 | 25200 | 25200 | 25200 | 25200 | 25200 | 25200 | 25200 | 25200 | 25200 | 25200 | 25200 | 25200 | 25200 | 25200 | 25200 | 25200 | 25200 | 25200 | 25200 | 25200 | 25200 | 25200 | 25200 | 25200 | 25200 | 25200 | 25200 | 25200 | 25200 | 25200 | 25200 | 25200 | 25200 | 25200 | 25200 | 25200 | 25200 | 25200 | 25200 | 25200 | 25200 | 25200 | 25200 | 25200 | 25200 | 25200 | 25200 | 25200 | 25200 | 25200 | 25200 | 25200 | 25200 | 25200 | 25200 | 25200 | 25200 | 25200 | 25200 | 25200 | 25200 | 25200 | 25200 | 25200 | 25200 | 25200 | 25200 | 25200 | 25200 | 25200 | 25200 | 25200 | 25200 | 25200 | 25200 | 25200 | 25200 | 25200 | 25200 | 25200 | 25200 | 25200 | 25200 | 25200 | 25200 | 25200 | 25200 | 25200 | 25200 | 25200 | 25200 | 25200 | 25200 | 25200 | 25200 | 25200 | 25200 | 25200 | 25200 | 25200 | 25200 | 25200 | 25200 | 25200 | 25200 | 25200 | 25200 | 25200 | 25200 | 25200 | 25200 | 25200 | 25200 | 25200 | 25200 | 25200 | 25200 | 25200 | 25200 | 25200 | 25200 | 25200 | 25200 | 25200 | 25200 | 25200 | 25200 | 25200 | 25200 | 25200 | 25200 | 25200 | 25200 | 25200 | 25200 | 25200 | 25200 | 25200 | 25200 | 25200 | 25200 | 25200 | 25200 | 25200 | 25200 | 25200 | 25200 | 25200 | 25200 | 25200 | 25200 | 25200 | 25200 | 25200 | 25200 | 25200 | 25200 | 25200 | 25200 | 25200 | 25200 | 25200 | 25200 | 25200 | 25200 | 25200 | 25200 | 25200 | 25200 | 25200 | 25200 | 25200 | 25200 | 25200 | 25200 | 25200 | 25200 | 25200 | 25200 | 25200 | 25200 | 25200 | 25200 | 25200 | 25200 | 25200 | 25200 | 25200 | 25200 | 25200 | 25200 | 25200 | 25200 | 25200 | 25200 | 25200 | 25200 | 25200 | 25200 | 25200 | 25200 | 25200 | 25200 | 25200 | 25200 | 25200 | 25200 | 25200 | 25200 | 25200 | 25200 | 25200 | 25200 | 25200 | 25200 | 25200 | 25200 | 25200 | 25200 | 25200 | 25200 | 25200 | 25200 | 25200 | 25200 | 25200 | 25200 | 25200 | 25200 | 25200 | 25200 | 25200 | 25200 | 25200 | 25200 | 25200 | 25200 | 25200 | 25200 | 25200 | 25200 | 25200 | 25200 | 25200 | 25200 | 25200 | 25200 | 25200 | 25200 | 25200 | 25200 | 25200 | 25200 | 25200 | 25200 | 25200 | 25200 | 25200 | 25200 | 25200 | 25200 | 25200 | 25200 | 25200 | 25200 | 25200 | 25200 | 25200 | 25200 | 25200 | 25200 | 25200 | 25200 | 25200 | 25200 | 25200 | 25200 | 25200 | 25200 | 25200 | 25200 | 25200 | 25200 | 25200 | 25200 | 25200 | 25200 | 25200 | 25200 | 25200 | 25200 | 25200 | 25200 | 25200 | 25200 | 25200 | 25200 | 25200 | 25200 | 25200 | 25200 | 25200 | 25200 | 25200 | 25200 | 25200 | 25200 | 25200 | 25200 | 25200 | 25200 | 25200 | 25200 | 25200 | 25200 | 25200 | 25200 | 25200 | 25200 | 25200 | 25200 | 25200 | 25200 | 25200 | 25200 | 25200 | 25200 | 25200 | 25200 | 25200 | 25200 | 25200 | 25200 | 25200 | 25200 | 25200 | 25200 | 25200 | 25200 | 25200 | 25200 | 25200 | 25200 | 25200 | 25200 | 25200 | 25200 | 25200 | 25200 | 25200 | 25200 | 25200 | 25200 | 25200 | 25200 | 25200 | 25200 | 25200 | 25200 | 25200 | 25200 | 25200 | 25200 | 25200 | 25200 | 25200 | 25200 | 25200 | 25200 | 25200 | 25200 | 25200 | 25200 | 25200 | 25200 | 25200 | 25200 | 25200 | 25200 | 25200 | 25200 | 25200 | 25200 | 25200 | 25200 | 25200 | 25200 | 25200 | 25200 | 25200 | 25200 | 25200 | 25200 | 25200 | 25200 | 25200 | 25200 | 25200 | 25200 | 25200 | 25200 | 25200 | 25200 | 25200 | 25200 | 25200 | 25200 | 25200 | 25200 | 25200 | 25200 | 25200 | 25200 | 25200 | 25200 | 25200 | 25200 | 25200 | 25200 | 25200 | 25200 | 25200 | 25200 | 25200 | 25200 | 25200 | 25200 | 25200 | 25200 | 25200 | 25200 | 25200 | 25200 | 25200 | 25200 | 25200 | 25200 | 25200 | 25200 | 25200 | 25200 | 25200 | 25200 | 25200 | 25200 | 25200 | 25200 | 25200 | 25200 | 25200 | 25200 | 25200 | 25200 | 25200 | 25200 | 25200 | 25200 | 25200 | 25200 | 25200 | 25200 | 25200 | 25200 | 25200 | 25200 | 25200 | 25200 | 25200 | 25200 | 25200 | 25200 | 25200 | 25200 | 25200 | 25200 | 25200 | 25200 | 25200 | 25200 | 25200 | 25200 | 25200 | 25200 | 25200 | 25200 | 25200 | 25200 | 25200 | 25200 | 25200 | 25200 | 25200 | 25200 | 25200 | 25200 | 25200 | 25200 | 25200 | 25200 | 25200 | 25200 | 25200 | 25200 | 25200 | 25200 | 25200 | 25200 | 25200 | 25200 | 25200 | 25200 | 25200 | 25200 | 25200 | 25200 | 25200 | 25200 | 25200 | 25200 | 25200 | 25200 | 25200 | 25200 | 25200 | 25200 | 25200 | 25200 | 25200 | 25200 | 25200 | 25200 | 25200 | 25200 | 25200 | 25200 | 25200 | 25200 | 25200 | 25200 | 25200 | 25200 | 25200 | 25200 | 25200 | 25200 | 25200 | 25200 | 25200 | 25200 | 25200 | 25200 | 25200 | 25200 | 25200 | 25200 | 25200 | 25200 | 25200 | 25200 | 25200 | 25200 | 25200 | 25200 | 25200 | 25200 | 25200 | 25200 | 25200 | 25200 | 25200 | 25200 | 25200 | 25200 | 25200 | 25200 | 25200 | 25200 | 25200 | 25200 | 25200 | 25200 | 25200 | 25200 | 25200 | 25200 | 25200 | 25200 | 25200 | 25200 | 25200 | 25200 | 25200 | 25200 | 25200 | 25200 | 25200 | 25200 | 25200 | 25200 | 25200 | 25200 | 25200 | 25200 | 25200 | 25200 | 25200 | 25200 | 25200 | 25200 | 25200 | 25200 | 25200 | 25200 | 25200 | 25200 | 25200 | 25200 | 25200 | 25200 | 25200 | 25200 | 25200 | 25200 | 25200 | 25200 | 25200 | 25200 | 25200 | 25200 | 25200 | 25200 | 25200 | 25200 | 25200 | 25200 | 25200 | 25200 | 25200 | 25200 | 25200 | 25200 | 25200 | 25200 | 25200 | 25200 | 25200 | 25200 | 25200 | 25200 | 25200 | 25200 | 25200 | 25200 | 25200 | 25200 | 25200 | 25200 | 25200 | 25200 | 25200 | 25200 | 25200 | 25200 | 25200 | 25200 | 25200 | 25200 | 25200 | 25200 | 25200 | 25200 | 25200 | 25200 | 25200 | 25200 | 25200 | 25200 | 25200 | 25200 | 25200 | 25200 | 25200 | 25200 | 25200 | 25200 | 25200 | 25200 | 25200 | 25200 | 25200 | 25200 | 25200 | 25200 | 25200 | 25200 | 25200 | 25200 | 25200 | 25200 | 25200 | 25200 | 25200 | 25200 | 25200 | 25200 | 25200 | 25200 | 25200 | 25200 | 25200 | 25200 | 25200 | 25200 | 25200 | 25200 | 25200 | 25200 | 25200 | 25200 | 25200 | 25200 | 25200 | 25200 | 25200 | 25200 | 25200 | 25200 | 25200 | 25200 | 25200 | 25200 | 25200 | 25200 | 25200 | 25200 | 25200 | 25200 | 25200 | 25200 | 25200 | 25200 | 25200 | 25200 | 25200 | 25200 | 25200 | 25200 | 25200 | 25200 | 25200 | 25200 | 25200 | 25200 | 25200 | 25200 | 25200 | 25200 | 25200 | 25200 | 25200 | 25200 | 25200 | 25200 | 25200 | 25200 | 25200 | 25200 | 25200 | 25200 | 25200 | 25200 | 25200 | 25200 | 25200 | 25200 | 25200 | 25200 | 25200 | 25200 | 25200 | 25200 | 25200 | 25200 | 25200 | 25200 | 25200 | 25200 | 25200 | 25200 | 25200 | 25200 | 25200 | 25200 | 25200 | 25200 | 25200 | 25200 | 25200 | 25200 | 25200 | 25200 | 25200 | 25200 | 25200 | 25200 | 25200 | 25200 | 25200 | 25200 | 25200 | 25200 | 25200 | 25200 | 25200 | 25200 | 25200 | 25200 | 25200 | 25200 | 25200 | 25200 | 25200 | 25200 | 25200 | 25200 | 25200 | 25200 | 25200 | 25200 | 25200 | 25200 | 25200 | 25200 | 25200 | 25200 | 25200 | 25200 | 25200 | 25200 | 25200 | 25200 | 25200 | 25200 | 25200 | 25200 | 25200 | 25200 | 25200 | 25200 | 25200 | 25200 | 25200 | 25200 | 25200 | 25200 | 25200 | 25200 | 25200 | 25200 | 25200 | 25200 | 25200 | 25200 | 25200 | 25200 | 25200 | 25200 | 25200 | 25200 | 25200 | 25200 | 25200 | 25200 | 25200 | 25200 | 25200 | 25200 | 25200 | 25200 | 25200 | 25200 | 25200 | 25200 | 25200 | 25200 | 25200 | 25200 | 25200 | 25200 | 25200 | 25200 | 25200 | 25200 | 25200 | 25200 | 25200 | 25200 | 25200 | 25200 | 25200 | 25200 | 25200 | 25200 | 25200 | 25200 | 25200 | 25200 | 25200 | 25200 | 25200 | 25200 | 25200 | 25200 | 25200 | 25200 | 25200 | 25200 | 25200 | 25200 | 25200 | 25200 | 25200 | 25200 | 25200 | 25200 | 25200 | 25200 | 25200 | 25200 | 25200 | 25200 | 25200 | 25200 | 25200 | 25200 | 25200 | 25200 | 25200 | 25200 | 25200 | 25200 | 25200 | 25200 | 25200 | 25200 | 25200 | 25200 | 25200 | 25200 | 25200 | 25200 | 25200 | 25200 | 25200 | 25200 | 25200 | 25200 | 25200 | 25200 | 25200 | 25200 | 25200 | 25200 | 25200 | 25200 | 25200 | 25200 | 25200 | 25200 | 25200 | 25200 | 25200 | 25200 | 25200 | 25200 | 25200 | 25200 | 25200 | 25200 | 25200 | 25200 | 25200 | 25200 | 25200 | 25200 | 25200 | 25200 | 25200 | 25200 | 25200 | 25200 | 25200 | 25200 | 25200 | 25200 | 25200 | 25200 | 25200 | 25200 | 25200 | 25200 | 25200 | 25200 | 25200 | 25200 | 25200 | 25200 | 25200 | 25200 | 25200 | 25200 | 25200 | 25200 | 25200 | 25200 | 25200 | 25200 | 25200 | 25200 | 25200 | 25200 | 25200 | 25200 | 25200 | 25200 | 25200 | 25200 | 25200 | 25200 | 25200 | 25200 | 25200 | 25200 | 25200 | 25200 | 25200 | 25200 | 25200 | 25200 | 25200 | 25200 | 25200 | 25200 | 25200 | 25200 | 25200 | 25200 | 25200 | 25200 | 25200 | 25200 | 25200 | 25200 | 25200 | 25200 | 25200 | 25200 | 25200 | 25200 | 25200 | 25200 | 25200 | 25200 | 25200 | 25200 | 25200 | 25200 | 25200 | 25200 | 25200 | 25200 | 25200 | 25200 | 25200 | 25200 | 25200 | 25200 | 25200 | 25200 | 25200 | 25200 | 25200 | 25200 | 25200 | 25200 | 25200 | 25200 | 25200 | 25200 | 25200 | 25200 | 25200 | 25200 | 25200 | 25200 | 25200 | 25200 | 25200 | 25200 | 25200 | 25200 | 25200 | 25200 | 25200 | 25200 | 25200 | 25200 | 25200 | 25200 | 25200 | 25200 | 25200 | 25200 | 25200 | 25200 | 25200 | 25200 | 25200 | 25200 | 25200 | 25200 | 25200 | 25200 | 25200 | 25200 | 25200 | 25200 | 25200 | 25200 | 25200 | 25200 | 25200 | 25200 | 25200 | 25200 | 25200 | 25200 | 25200 | 25200 | 25200 | 25200 | 25200 | 25200 | 25200 | 25200 | 25200 | 25200 | 25200 | 25200 | 25200 | 25200 | 25200 | 25200 | 25200 | 25200 | 25200 | 25200 | 25200 | 25200 | 25200 | 25200 | 25200 | 25200 | 25200 | 25200 | 25200 | 25200 | 25200 | 25200 | 25200 | 25200 | 25200 | 25200 | 25200 | 25200 | 25200 | 25200 | 25200 | 25200 | 25200 | 25200 | 25200 | 25200 | 25200 | 25200 | 25200 | 25200 | 25200 | 25200 | 25200 | 25200 | 25200 | 25200 | 25200 | 25200 | 25200 | 25200 | 25200 | 25200 | 25200 | 25200 | 25200 | 25200 | 25200 | 25200 | 25200 | 25200 | 25200 | 25200 | 25200 | 25200 | 25200 | 25200 | 25200 | 25200 | 25200 | 25200 | 25200 | 25200 | 25200 | 25200 | 25200 | 25200 | 25200 | 25200 | 25200 | 25200 | 25200 | 25200 | 25200 | 25200 | 25200 | 25200 | 25200 | 25200 | 25200 | 25200 | 25200 | 25200 | 25200 | 25200 | 25200 | 25200 | 25200 | 25200 | 25200 | 25200 | 25200 | 25200 | 25200 | 25200 | 25200 | 25200 | 25200 | 25200 | 25200 | 25200 | 25200 | 25200 | 25200 | 25200 | 25200 | 25200 | 25200 | 25200 | 25200 | 25200 | 25200 | 25200 | 25200 | 25200 | 25200 | 25200 | 25200 | 25200 | 25200 | 25200 | 25200 | 25200 | 25200 | 25200 | 25200 | 25200 | 25200 | 25200 | 25200 | 25200 | 25200 | 25200 | 25200 | 25200 | 25200 | 25200 | 25200 | 25200 | 25200 | 25200 | 25200 | 25200 | 25200 | 25200 | 25200 | 25200 | 25200 | 25200 | 25200 | 25200 | 25200 | 25200 | 25200 | 25200 | 25200 | 25200 | 25200 | 25200 | 25200 | 25200 | 25200 | 25200 | 25200 | 25200 | 25200 | 25200 | 25200 | 25200 | 25200 | 25200 | 25200 | 25200 | 25200 | 25200 | 25200 | 25200 | 25200 | 25200 | 25200 | 25200 | 25200 | 25200 | 25200 | 25200 | 25200 | 25200 | 25200 | 25200 | 25200 | 25200 | 25200 | 25200 | 25200 | 25200 | 25200 | 25200 | 25200 | 25200 | 25200 | 25200 | 25200 | 25200 | 25200 | 25200 | 25200 | 25200 | 25200 | 25200 | 25200 | 25200 | 25200 | 25200 | 25200 | 25200 | 25200 | 25200 | 25200 | 25200 | 25200 | 25200 | 25200 | 25200 | 25200 | 25200 | 25200 | 25200 | 25200 | 25200 | 25200 | 25200 | 25200 | 25200 | 25200 | 25200 | 25200 | 25200 | 25200 | 25200 | 25200 | 25200 | 25200 | 25200 | 25200 | 25200 | 25200 | 25200 | 25200 | 25200 | 25200 | 25200 | 25200 | 25200 | 25200 | 25200 | 25200 | 25200 | 25200 | 25200 | 25200 | 25200 | 25200 | 25200 | 25200 | 25200 | 25200 | 25200 | 25200 | 25200 | 25200 | 25200 | 25200 | 25200 | 25200 | 25200 | 25200 | 25200 | 25200 | 25200 | 25200 | 25200 | 25200 | 25200 | 25200 | 25200 | 25200 | 25200 | 25200 | 25200 | 25200 | 25200 | 25200 | 25200 | 25200 | 25200 | 25200 | 25200 | 25200 | 25200 | 25200 | 25200 | 25200 | 25200 | 25200 | 25200 | 25200 | 25200 | 25200 | 25200 | 25200 | 25200 | 25200 | 25200 | 25200 | 25200 | 25200 | 25200 | 25200 | 25200 | 25200 | 25200 | 25200 | 25200 | 25200 | 25200 | 25200 | 25200 | 25200 | 25200 | 25200 | 25200 | 25200 | 25200 | 25200 | 25200 | 25200 | 25200 | 25200 | 25200 | 25200 | 25200 | 25200 | 25200 | 25200 | 25200 | 25200 | 25200 | 25200 | 25200 | 25200 | 25200 | 25200 | 25200 | 25200 | 25200 | 25200 | 25200 | 25200 | 25200 | 25200 | 25200 | 25200 | 25200 | 25200 | 25200 | 25200 | 25200 | 25200 | 25200 | 25200 | 25200 | 25200 | 25200 | 25200 | 25200 | 25200 | 25200 | 25200 | 25200 | 25200 | 25200 | 25200 | 25200 | 25200 | 25200 | 25200 | 25200 | 25200 | 25200 | 25200 | 25200 | 25200 | 25200 | 25200 | 25200 | 25200 | 25200 | 25200 | 25200 | 25200 | 25200 | 25200 | 25200 | 25200 | 25200 | 25200 | 25200 | 25200 | 25200 | 25200 | 25200 | 25200 | 25200 | 25200 | 25200 | 25200 | 25200 | 25200 | 25200 | 25200 | 25200 | 25200 | 25200 | 25200 | 25200 | 25200 | 25200 | 25200 | 25200 | 25200 | 25200 | 25200 | 25200 | 25200 | 25200 | 25200 | 25200 | 25200 | 25200 | 25200 | 25200 | 25200 | 25200 | 25200 | 25200 | 25200 | 25200 | 25200 | 25200 | 25200 | 25200 | 25200 | 25200 | 25200 | 25200 | 25200 | 25200 | 25200 | 25200 | 25200 | 25200 | 25200 | 25200 | 25200 | 25200 | 25200 | 25200 | 25200 | 25200 | 25200 | 25200 | 25200 | 25200 | 25200 | 25200 | 25200 | 25200 | 25200 | 25200 | 25200 | 25200 | 25200 | 25200 | 25200 | 25200 | 25200 | 25200 | 25200 | 25200 | 25200 | 25200 | 25200 | 25200 | 25200 | 25200 | 25200 | 25200 | 25200 | 25200 | 25200 | 25200 | 25200 | 25200 | 25200 | 25200 | 25200 | 25200 | 25200 | 25200 | 25200 | 25200 | 25200 | 25200 | 25200 | 25200 | 25200 | 25200 | 25200 | 25200 | 25200 | 25200 | 25200 | 25200 | 25200 | 25200 | 25200 | 25200 | 25200 | 25200 | 25200 | 25200 | 25200 | 25200 | 25200 | 25200 | 25200 | 25200 | 25200 | 25200 | 25200 | 25200 | 25200 | 25200 | 25200 | 25200 | 25200 | 25200 | 25200 | 25200 | 25200 | 25200 | 25200 | 25200 | 25200 | 25200 | 25200 | 25200 | 25200 | 25200 | 25200 | 25200 | 25200 | 25200 | 25200 | 25200 | 25200 | 25200 | 25200 | 25200 | 25200 | 25200 | 25200 | 25200 | 25200 | 25200 | 25200 | 25200 | 25200 | 25200 | 25200 | 25200 | 25200 | 25200 | 25200 | 25200 | 25200 | 25200 | 25200 | 25200 | 25200 | 25200 | 25200 | 25200 | 25200 | 25200 | 25200 | 25200 | 25200 | 25200 | 25200 | 25200 | 25200 | 25200 | 25200 | 25200 | 25200 | 25200 | 25200 | 25200 | 25200 | 25200 | 25200 | 25200 | 25200 | 25200 | 25200 | 25200 | 25200 | 25200 | 25200 | 25200 | 25200 | 25200 | 25200 | 25200 | 25200 | 25200 | 25200 | 25200 | 25200 | 25200 | 25200 | 25200 | 25200 | 25200 | 25200 | 25200 | 25200 | 25200 | 25200 | 25200 | 25200 | 25200 | 25200 | 25200 | 25200 | 25200 | 25200 | 25200 | 25200 | 25200 | 25200 | 25200 | 25200 | 25200 | 25200 | 25200 | 25200 | 25200 | 25200 | 25200 | 25200 | 25200 | 25200 | 25200 | 25200 | 25200 | 25200 | 25200 | 25200 | 25200 | 25200 | 25200 | 25200 | 25200 | 25200 | 25200 | 25200 | 25200 | 25200 | 25200 | 25200 | 25200 | 25200 | 25200 | 25200 | 25200 | 25200 | 25200 | 25200 | 25200 | 25200 | 25200 | 25200 | 25200 | 25200 | 25200 | 25200 | 25200 | 25200 | 25200 | 25200 | 25200 | 25200 | 25200 | 25200 | 25200 | 25200 | 25200 | 25200 | 25200 | 25200 | 25200 | 25200 | 25200 | 25200 | 25200 | 25200 | 25200 | 25200 | 25200 | 25200 | 25200 | 25200 | 25200 | 25200 | 25200 | 25200 | 25200 | 25200 | 25200 | 25200 | 25200 | 25200 | 25200 | 25200 | 25200 | 25200 | 25200 | 25200 | 25200 | 25200 | 25200 | 25200 | 25200 | 25200 | 25200 | 25200 | 25200 | 25200 | 25200 | 25200 | 25200 | 25200 | 25200 | 25200 | 25200 | 25200 | 25200 | 25200 | 25200 | 25200 | 25200 | 25200 | 25200 | 25200 | 25200 | 25200 | 25200 | 25200 | 25200 | 25200 | 25200 | 25200 | 25200 | 25200 | 25200 | 25200 | 25200 | 25200 | 25200 | 25200 | 25200 | 25200 | 25200 | 25200 | 25200 | 25200 | 25200 | 25200 | 25200 | 25200 | 25200 | 25200 | 25200 | 25200 | 25200 | 25200 | 25200 | 25200 | 25200 | 25200 | 25200 | 25200 | 25200 | 25200 | 25200 | 25200 | 25200 | 25200 | 25200 | 25200 | 25200 | 25200 | 25200 | 25200 | 25200 | 25200 | 25200 | 25200 | 25200 | 25200 | 25200 | 25200 | 25200 | 25200 | 25200 | 25200 | 25200 | 25200 | 25200 | 25200 | 25200 | 25200 | 25200 | 25200 | 25200 | 25200 | 25200 | 25200 | 25200 | 25200 | 25200 | 25200 | 25200 | 25200 | 25200 | 25200 | 25200 | 25200 | 25200 | 25200 | 25200 | 25200 | 25200 | 25200 | 25200 | 25200 | 25200 | 25200 | 25200 | 25200 | 25200 | 25200 | 25200 | 25200 | 25200 | 25200 | 25200 | 25200 | 25200 | 25200 | 25200 | 25200 | 25200 | 25200 | 25200 | 25200 | 25200 | 25200 | 25200 | 25200 | 25200 | 25200 | 25200 | 25200 | 25200 | 25200 | 25200 | 25200 | 25200 | 25200 | 25200 | 25200 | 25200 | 25200 | 25200 | 25200 | 25200 | 25200 | 25200 | 25200 | 25200 | 25200 | 25200 | 25200 | 25200 | 25200 | 25200 | 25200 | 25200 | 25200 | 25200 | 25200 | 25200 | 25200 | 25200 | 25200 | 25200 | 25200 | 25200 | 25200 | 25200 | 25200 | 25200 | 25200 | 25200 | 25200 | 25200 | 25200 | 25200 | 25200 | 25200 | 25200 | 25200 | 25200 | 25200 | 25200 | 25200 | 25200 | 25200 | 25200 | 25200 | 25200 | 25200 | 25200 | 25200 | 25200 | 25200 | 25200 | 25200 | 25200 | 25200 | 25200 | 25200 | 25200 | 25200 | 25200 | 25200 | 25200 | 25200 | 25200 | 25200 | 25200 | 25200 | 25200 | 25200 | 25200 | 25200 | 25200 | 25200 | 25200 | 25200 | 25200 | 25200 | 25200 | 25200 | 25200 | 25200 | 25200 | 25200 | 25200 | 25200 | 25200 | 25200 | 25200 | 25200 | 25200 | 25200 | 25200 | 25200 | 25200 | 25200 | 25200 | 25200 | 25200 | 25200 | 25200 | 25200 | 25200 | 25200 | 25200 | 25200 | 25200 | 25200 | 25200 | 25200 | 25200 | 25200 | 25200 | 25200 | 25200 | 25200 | 25200 | 25200 | 25200 | 25200 | 25200 | 25200 | 25200 | 25200 | 25200 | 25200 | 25200 | 25200 | 25200 | 25200 | 25200 | 25200 | 25200 | 25200 | 25200 | 25200 | 25200 | 25200 | 25200 | 25200 | 25200 | 25200 | 25200 | 25200 | 25200 | 25200 | 25200 | 25200 | 25200 | 25200 | 25200 | 25200 | 25200 | 25200 | 25200 | 25200 | 25200 | 25200 | 25200 | 25200 | 25200 | 25200 | 25200 | 25200 | 25200 | 25200 | 25200 | 25200 | 25200 | 25200 | 25200 | 25200 | 25200 | 25200 | 25200 | 25200 | 25200 | 25200 | 25200 | 25200 | 25200 | 25200 | 25200 | 25200 | 25200 | 25200 | 25200 | 25200 | 25200 | 25200 | 25200 | 25200 | 25200 | 25200 | 25200 | 25200 | 25200 | 25200 | 25200 | 25200 | 25200 | 25200 | 25200 | 25200 | 25200 | 25200 | 25200 | 25200 | 25200 | 25200 | 25200 | 25200 | 25200 | 25200 | 25200 | 25200 | 25200 | 25200 | 25200 | 25200 | 25200 | 25200 | 25200 | 25200 | 25200 | 25200 | 25200 | 25200 | 25200 | 25200 | 25200 | 25200 | 25200 | 25200 | 25200 | 25200 | 25200 | 25200 | 25200 | 25200 | 25200 | 25200 | 25200 | 25200 | 25200 | 25200 | 25200 | 25200 | 25200 | 25200 | 25200 | 25200 | 25200 | 25200 | 25200 | 25200 | 25200 | 25200 | 25200 | 25200 | 25200 | 25200 | 25200 | 25200 | 25200 | 25200 | 25200 | 25200 | 25200 | 25200 | 25200 | 25200 | 25200 | 25200 | 25200 | 25200 | 25200 | 25200 | 25200 | 25200 | 25200 | 25200 | 25200 | 25200 | 25200 | 25200 | 25200 | 25200 | 25200 | 25200 | 25200 | 25200 | 25200 | 25200 | 25200 | 25200 | 25200 | 25200 | 25200 | 25200 | 25200 | 25200 | 25200 | 25200 | 25200 | 25200 | 25200 | 25200 | 25200 | 25200 | 25200 | 25200 | 25200 | 25200 | 25200 | 25200 | 25200 | 25200 | 25200 | 25200 | 25200 | 25200 | 25200 | 25200 | 25200 | 25200 | 25200 | 25200 | 25200 | 25200 | 25200 | 25200 | 25200 | 25200 | 25200 | 25200 | 25200 | 25200 | 25200 | 25200 | 25200 | 25200 | 25200 | 25200 | 25200 | 25200 | 25200 | 25200 | 25200 | 25200 | 25200 | 25200 | 25200 | 25200 | 25200 | 25200 | 25200 | 25200 | 25200 | 25200 | 25200 | 25200 | 25200 | 25200 | 25200 | 25200 | 25200 | 25200 | 25200 | 25200 | 25200 | 25200 | 25200 | 25200 | 25200 | 25200 | 25200 | 25200 | 25200 | 25200 | 25200 | 25200 | 25200 | 25200 | 25200 | 25200 | 25200 | 25200 | 25200 | 25200 | 25200 | 25200 | 25200 | 25200 | 25200 | 25200 | 25200 | 25200 | 25200 | 25200 | 25200 | 25200 | 25200 | 25200 | 25200 | 25200 | 25200 | 25200 | 25200 | 25200 | 25200 | 25200 | 25200 | 25200 | 25200 | 25200 | 25200 | 25200 | 25200 | 25200 | 25200 | 25200 | 25200 | 25200 | 25200 | 25200 | 25200 | 25200 | 25200 | 25200 | 25200 | 25200 | 25200 | 25200 | 25200 | 25200 | 25200 | 25200 | 25200 | 25200 | 25200 | 25200 | 25200 | 25200 | 25200 | 25200 | 25200 | 25200 | 25200 | 25200 | 25200 | 25200 | 25200 | 25200 | 25200 | 25200 | 25200 | 25200 | 25200 | 25200 | 25200 | 25200 | 25200 | 25200 | 25200 | 25200 | 25200 | 25200 | 25200 | 25200 | 25200 | 25200 | 25200 | 25200 | 25200 | 25200 | 25200 | 25200 | 25200 | 25200 | 25200 | 25200 | 25200 | 25200 | 25200 | 25200 | 25200 | 25200 | 25200 | 25200 | 25200 | 25200 | 25200 | 25200 | 25200 | 25200 | 25200 | 25200 | 25200 | 25200 | 25200 | 25200 | 25200 | 25200 | 25200 | 25200 | 25200 | 25200 | 25200 | 25200 | 25200 | 25200 | 25200 | 25200 | 25200 | 25200 | 25200 | 25200 | 25200 | 25200 | 25200 | 25200 | 25200 | 25200 | 25200 | 25200 | 25200 | 25200 | 25200 | 25200 | 25200 | 25200 | 25200 | 25200 | 25200 | 25200 | 25200 | 25200 | 25200 | 25200 | 25200 | 25200 | 25200 | 25200 | 25200 | 25200 | 25200 | 25200 | 25200 | 25200 | 25200 | 25200 | 25200 | 25200 | 25200 | 25200 | 25200 | 25200 | 25200 | 25200 | 25200 | 25200 | 25200 | 25200 | 25200 | 25200 | 25200 | 25200 | 25200 | 25200 | 25200 | 25200 | 25200 | 25200 | 25200 | 25200 | 25200 | 25200 | 25200 | 25200 | 25200 | 25200 | 25200 | 25200 | 25200 | 25200 | 25200 | 25200 | 25200 | 25200 | 25200 | 25200 | 25200 | 25200 | 25200 | 25200 | 25200 | 25200 | 25200 | 25200 | 25200 | 25200 | 25200 | 25200 | 25200 | 25200 | 25200 | 25200 | 25200 | 25200 | 25200 | 25200 | 25200 | 25200 | 25200 | 25200 | 25200 | 25200 | 25200 | 25200 | 25200 | 25200 | 25200 | 25200 | 25200 | 25200 | 25200 | 25200 | 25200 | 25200 | 25200 | 25200 | 25200 | 25200 | 25200 | 25200 | 25200 | 25200 | 25200 | 25200 | 25200 | 25200 | 25200 | 25200 | 25200 | 25200 | 25200 | 25200 | 25200 | 25200 | 25200 | 25200 | 25200 | 25200 | 25200 | 25200 | 25200 | 25200 | 25200 | 25200 | 25200 | 25200 | 25200 | 25200 | 25200 | 25200 | 25200 | 25200 | 25200 | 25200 | 25200 | 25200 | 25200 | 25200 | 25200 | 25200 | 25200 | 25200 | 25200 | 25200 | 25200 | 25200 | 25200 | 25200 | 25200 | 25200 | 25200 | 25200 | 25200 | 25200 | 25200 | 25200 | 25200 | 25200 | 25200 | 25200 | 25200 | 25200 | 25200 | 25200 | 25200 | 25200 | 25200 | 25200 | 25200 | 25200 | 25200 | 25200 | 25200 | 25200 | 25200 | 25200 | 25200 | 25200 | 25200 | 25200 | 25200 | 25200 | 25200 | 25200 | 25200 | 25200 | 25200 | 25200 | 25200 | 25200 | 25200 | 25200 | 25200 | 25200 | 25200 | 25200 | 25200 | 25200 | 25200 | 25200 | 25200 | 25200 | 25200 | 25200 | 25200 | 25200 | 25200 | 25200 | 25200 | 25200 | 25200 | 25200 | 25200 | 25200 | 25200 | 25200 | 25200 | 25200 | 25200 | 25200 | 25200 | 25200 | 25200 | 25200 | 25200 | 25200 | 25200 | 25200 | 25200 | 25200 | 25200 | 25200 | 25200 | 25200 | 25200 | 25200 | 25200 | 25200 | 25200 | 25200 | 25200 | 25200 | 25200 | 25200 | 25200 | 25200 | 25200 | 25200 | 25200 | 25200 | 25200 | 25200 | 25200 | 25200 | 25200 | 25200 | 25200 | 25200 | 25200 | 25200 | 25200 | 25200 | 25200 | 25200 | 25200 | 25200 | 25200 | 25200 | 25200 | 25200 | 25200 | 25200 | 25200 | 25200 | 25200 | 25200 | 25200 | 25200 | 25200 | 25200 | 25200 | 25200 | 25200 | 25200 | 25200 | 25200 | 25200 | 25200 | 25200 | 25200 | 25200 | 25200 | 25200 | 25200 | 25200 | 25200 | 25200 | 25200 | 25200 | 25200 | 25200 | 25200 | 25200 | 25200 | 25200 | 25200 | 25200 | 25200 | 25200 | 25200 | 25200 | 25200 | 25200 | 25200 | 25200 | 25200 | 25200 | 25200 | 25200 | 25200 | 25200 | 25200 | 25200 | 25200 | 25200 | 25200 | 25200 | 25200 | 25200 | 25200 | 25200 | 25200 | 25200 | 25200 | 25200 | 25200 | 25200 | 25200 | 25200 | 25200 | 25200 | 25200 | 25200 | 25200 | 25200 | 25200 | 25200 | 25200 | 25200 | 25200 | 25200 | 25200 | 25200 | 25200 | 25200 | 25200 | 25200 | 25200 | 25200 | 25200 | 25200 | 25200 | 25200 | 25200 | 25200 | 25200 | 25200 | 25200 | 25200 | 25200 | 25200 | 25200 | 25200 | 25200 | 25200 | 25200 | 25200 | 25200 | 25200 | 25200 | 25200 | 25200 | 25200 | 25200 | 25200 | 25200 | 25200 | 25200 | 25200 | 25200 | 25200 | 25200 | 25200 | 25200 | 25200 | 25200 | 25200 | 25200 | 25200 | 25200 | 25200 | 25200 | 25200 | 25200 | 25200 | 25200 | 25200 | 25200 | 25200 | 25200 | 25200 | 25200 | 25200 | 25200 | 25200 | 25200 | 25200 | 25200 | 25200 | 25200 | 25200 | 25200 | 25200 | 25200 | 25200 | 25200 | 25200 | 25200 | 25200 | 25200 | 25200 | 25200 | 25200 | 25200 | 25200 | 25200 | 25200 | 25200 | 25200 | 25200 | 25200 | 25200 | 25200 | 25200 | 25200 | 25200 | 25200 | 25200 | 25200 | 25200 | 25200 | 25200 | 25200 | 25200 | 25200 | 25200 | 25200 | 25200 | 25200 | 25200 | 25200 | 25200 | 25200 | 25200 | 25200 | 25200 | 25200 | 25200 | 25200 | 25200 | 25200 | 25200 | 25200 | 25200 | 25200 | 25200 | 25200 | 25200 | 25200 | 25200 | 25200 | 25200 | 25200 | 25200 | 25200 | 25200 | 25200 | 25200 | 25200 | 25200 | 25200 | 25200 | 25200 | 25200 | 25200 | 25200 | 25200 | 25200 | 25200 | 25200 | 25200 | 25200 | 25200 | 25200 | 25200 | 25200 | 25200 | 25200 | 25200 | 25200 | 25200 | 25200 | 25200 | 25200 | 25200 | 25200 | 25200 | 25200 | 25200 | 25200 | 25200 | 25200 | 25200 | 25200 | 25200 | 25200 | 25200 | 25200 | 25200 | 25200 | 25200 | 25200 | 25200 | 25200 | 25200 | 25200 | 25200 | 25200 | 25200 | 25200 | 25200 | 25200 | 25200 | 25200 | 25200 | 25200 | 25200 | 25200 | 25200 | 25200 | 25200 | 25200 | 25200 | 25200 | 25200 | 25200 | 25200 | 25200 | 25200 | 25200 | 25200 | 25200 | 25200 | 25200 | 25200 | 25200 | 25200 | 25200 | 25200 | 25200 | 25200 | 25200 | 25200 | 25200 | 25200 | 25200 | 25200 | 25200 | 25200 | 25200 | 25200 | 25200 | 25200 | 25200 | 25200 | 25200 | 25200 | 25200 | 25200 | 25200 | 25200 | 25200 | 25200 | 25200 | 25200 | 25200 | 25200 | 25200 | 25200 | 25200 | 25200 | 25200 | 25200 | 25200 | 25200 | 25200 | 25200 | 25200 | 25200 | 25200 | 25200 | 25200 | 25200 | 25200 | 25200 | 25200 | 25200 | 25200 | 25200 | 25200 | 25200 | 25200 | 25200 | 25200 | 25200 | 25200 | 25200 | 25200 | 25200 | 25200 | 25200 | 25200 | 25200 | 25200 | 25200 | 25200 | 25200 | 25200 | 25200 | 25200 | 25200 | 25200 | 25200 | 25200 | 25200 | 25200 | 25200 | 25200 | 25200 | 25200 | 25200 | 25200 | 25200 | 25200 | 25200 | 25200 | 25200 | 25200 | 25200 | 25200 | 25200 | 25200 | 25200 | 25200 | 25200 | 25200 | 25200 | 25200 | 25200 | 25200 | 25200 | 25200 | 25200 | 25200 | 25200 | 25200 | 25200 | 25200 | 25200 | 25200 | 25200 | 25200 | 25200 | 25200 | 25200 | 25200 | 25200 | 25200 | 25200 | 25200 | 25200 | 25200 | 25200 | 25200 | 25200 | 25200 | 25200 | 25200 | 25200 | 25200 | 25200 | 25200 | 25200 | 25200 | 25200 | 25200 | 25200 | 25200 | 25200 | 25200 | 25200 | 25200 | 25200 | 25200 | 25200 | 25200 | 25200 | 25200 | 25200 | 25200 | 25200 | 25200 | 25200 | 25200 | 25200 | 25200 | 25200 | 25200 | 25200 | 25200 | 25200 | 25200 | 25200 | 25200 | 25200 | 25200 | 25200 | 25200 | 25200 | 25200 | 25200 | 25200 | 25200 | 25200 | 25200 | 25200 | 25200 | 25200 | 25200 | 25200 | 25200 | 25200 | 25200 | 25200 | 25200 | 25200 | 25200 | 25200 | 25200 | 25200 | 25200 | 25200 | 25200 | 25200 | 25200 | 25200 | 25200 | 25200 | 25200 | 25200 | 25200 | 25200 | 25200 | 25200 | 25200 | 25200 | 25200 | 25200 | 25200 | 25200 | 25200 | 25200 | 25200 | 25200 | 25200 | 25200 | 25200 | 25200 | 25200 | 25200 | 25200 | 25200 | 25200 | 25200 | 25200 | 25200 | 25200 | 25200 | 25200 | 25200 | 25200 | 25200 | 25200 | 25200 | 25200 | 25200 | 25200 | 25200 | 25200 | 25200 | 25200 | 25200 | 25200 | 25200 | 25200 | 25200 | 25200 | 25200 | 25200 | 25200 | 25200 | 25200 | 25200 | 25200 | 25200 | 25200 | 25200 | 25200 | 25200 | 25200 | 25200 | 25200 | 25200 | 25200 | 25200 | 25200 | 25200 | 25200 | 25200 | 25200 | 25200 | 25200 | 25200 | 25200 | 25200 | 25200 | 25200 | 25200 | 25200 | 25200 | 25200 | 25200 | 25200 | 25200 | 25200 | 25200 | 25200 | 25200 | 25200 | 25200 | 25200 | 25200 | 25200 | 25200 | 25200 | 25200 | 25200 | 25200 | 25200 | 25200 | 25200 | 25200 | 25200 | 25200 | 25200 | 25200 | 25200 | 25200 | 25200 | 25200 | 25200 | 25200 | 25200 | 25200 | 25200 | 25200 | 25200 | 25200 | 25200 | 25200 | 25200 | 25200 | 25200 | 25200 | 25200 | 25200 | 25200 | 25200 | 25200 | 25200 | 25200 | 25200 | 25200 | 25200 | 25200 | 25200 | 25200 | 25200 | 25200 | 25200 | 25200 | 25200 | 25200 | 25200 | 25200 | 25200 | 25200 | 25200 | 25200 | 25200 | 25200 | 25200 | 25200 | 25200 | 25200 | 25200 | 25200 | 25200 | 25200 | 25200 | 25200 | 25200 | 25200 | 25200 | 25200 | 25200 | 25200 | 25200 | 25200 | 25200 | 25200 | 25200 | 25200 | 25200 | 25200 | 25200 | 25200 | 25200 | 25200 | 25200 | 25200 | 25200 | 25200 | 25200 | 25200 | 25200 | 25200 | 25200 | 25200 | 25200 | 25200 | 25200 | 25200 | 25200 | 25200 | 25200 | 25200 | 25200 | 25200 | 25200 | 25200 | 25200 | 25200 | 25200 | 25200 | 25200 | 25200 | 25200 | 25200 | 25200 | 25200 | 25200 | 25200 | 25200 | 25200 | 25200 | 25200 | 25200 | 25200 | 25200 | 25200 | 25200 | 25200 | 25200 | 25200 | 25200 | 25200 | 25200 | 25200 | 25200 | 25200 | 25200 | 25200 | 25200 | 25200 | 25200 | 25200 | 25200 | 25200 | 25200 | 25200 | 25200 | 25200 | 25200 | 25200 | 25200 | 25200 | 25200 | 25200 | 25200 | 25200 | 25200 | 25200 | 25200 | 25200 | 25200 | 25200 | 25200 | 25200 | 25200 | 25200 | 25200 | 25200 | 25200 | 25200 | 25200 | 25200 | 25200 | 25200 | 25200 | 25200 | 25200 | 25200 | 25200 | 25200 | 25200 | 25200 | 25200 | 25200 | 25200 | 25200 | 25200 | 25200 | 25200 | 25200 | 25200 | 25200 | 25200 | 25200 | 25200 | 25200 | 25200 | 25200 | 25200 | 25200 | 25200 | 25200 | 25200 | 25200 | 25200 | 25200 | 25200 | 25200 | 25200 | 25200 | 25200 | 25200 | 25200 | 25200 | 25200 | 25200 | 25200 | 25200 | 25200 | 25200 | 25200 | 25200 | 25200 | 25200 | 25200 | 25200 | 25200 | 25200 | 25200 | 25200 | 25200 | 25200 | 25200 | 25200 | 25200 | 25200 | 25200 | 25200 | 25200 | 25200 | 25200 | 25200 | 25200 | 25200 | 25200 | 25200 | 25200 | 25200 | 25200 | 25200 | 25200 | 25200 | 25200 | 25200 | 25200 | 25200 | 25200 | 25200 | 25200 | 25200 | 25200 | 25200 | 25200 | 25200 | 25200 | 25200 | 25200 | 25200 | 25200 | 25200 | 25200 | 25200 | 25200 | 25200 | 25200 | 25200 | 25200 | 25200 | 25200 | 25200 | 25200 | 25200 | 25200 | 25200 | 25200 | 25200 | 25200 | 25200 | 25200 | 25200 | 25200 | 25200 | 25200 | 25200 | 25200 | 25200 | 25200 | 25200 | 25200 | 25200 | 25200 | 25200 | 25200 | 25200 | 25200 | 25200 | 25200 | 25200 | 25200 | 25200 | 25200 | 25200 | 25200 | 25200 | 25200 | 25200 | 25200 | 25200 | 25200 | 25200 | 25200 | 25200 | 25200 | 25200 | 25200 | 25200 | 25200 | 25200 | 25200 | 25200 | 25200 | 25200 | 25200 | 25200 | 25200 | 25200 | 25200 | 25200 | 25200 | 25200 | 25200 | 25200 | 25200 | 25200 | 25200 | 25200 | 25200 | 25200 | 25200 | 25200 | 25200 | 25200 | 25200 | 25200 | 25200 | 25200 | 25200 | 25200 | 25200 | 25200 | 25200 | 25200 | 25200 | 25200 | 25200 | 25200 | 25200 | 25200 | 25200 | 25200 | 25200 | 25200 | 25200 | 25200 | 25200 | 25200 | 25200 | 25200 | 25200 | 25200 | 25200 | 25200 | 25200 | 25200 | 25200 | 25200 | 25200 | 25200 | 25200 | 25200 | 25200 | 25200 | 25200 | 25200 | 25200 | 25200 | 25200 | 25200 | 25200 | 25200 | 25200 | 25200 | 25200 | 25200 | 25200 | 25200 | 25200 | 25200 | 25200 | 25200 | 25200 | 25200 | 25200 | 25200 | 25200 | 25200 | 25200 | 25200 | 25200 | 25200 | 25200 | 25200 | 25200 | 25200 | 25200 | 25200 | 25200 | 25200 | 25200 | 25200 | 25200 | 25200 | 25200 | 25200 | 25200 | 25200 | 25200 | 25200 | 25200 | 25200 | 25200 | 25200 | 25200 | 25200 | 25200 | 25200 | 25200 | 25200 | 25200 | 25200 | 25200 | 25200 | 25200 | 25200 | 25200 | 25200 | 25200 | 25200 | 25200 | 25200 | 25200 | 25200 | 25200 | 25200 | 25200 | 25200 | 25200 | 25200 | 25200 | 25200 | 25200 | 25200 | 25200 | 25200 | 25200 | 25200 | 25200 | 25200 | 25200 | 25200 | 25200 | 25200 | 25200 | 25200 | 25200 | 25200 | 25200 | 25200 | 25200 | 25200 | 25200 | 25200 | 25200 | 25200 | 25200 | 25200 | 25200 | 25200 | 25200 | 25200 | 25200 | 25200 | 25200 | 25200 | 25200 | 25200 | 25200 | 25200 | 25200 | 25200 | 25200 | 25200 | 25200 | 25200 | 25200 | 25200 | 25200 | 25200 | 25200 | 25200 | 25200 | 25200 | 25200 | 25200 | 25200 | 25200 | 25200 | 25200 | 25200 | 25200 | 25200 | 25200 | 25200 | 25200 | 25200 | 25200 | 25200 | 25200 | 25200 | 25200 | 25200 | 25200 | 25200 | 25200 | 25200 | 25200 | 25200 | 25200 | 25200 | 25200 | 25200 | 25200 | 25200 | 25200 | 25200 | 25200 | 25200 | 25200 | 25200 | 25200 | 25200 | 25200 | 25200 | 25200 | 25200 | 25200 | 25200 | 25200 | 25200 | 25200 | 25200 | 25200 | 25200 | 25200 | 25200 | 25200 | 25200 | 25200 | 25200 | 25200 | 25200 | 25200 | 25200 | 25200 | 25200 | 25200 | 25200 | 25200 | 25200 | 25200 | 25200 | 25200 | 25200 | 25200 | 25200 | 25200 | 25200 | 25200 | 25200 | 25200 | 25200 | 25200 | 25200 | 25200 | 25200 | 25200 | 25200 | 25200 | 25200 | 25200 | 25200 | 25200 | 25200 | 25200 | 25200 | 25200 | 25200 | 25200 | 25200 | 25200 | 25200 | 25200 | 25200 | 25200 | 25200 | 25200 | 25200 | 25200 | 25200 | 25200 | 25200 | 25200 | 25200 | 25200 | 25200 | 25200 | 25200 | 25200 | 25200 | 25200 | 25200 | 25200 | 25200 | 25200 | 25200 | 25200 | 25200 | 25200 | 25200 | 25200 | 25200 | 25200 | 25200 | 25200 | 25200 | 25200 | 25200 | 25200 | 25200 | 25200 | 25200 | 25200 | 25200 | 25200 | 25200 | 25200 | 25200 | 25200 | 25200 | 25200 | 25200 | 25200 | 25200 | 25200 | 25200 | 25200 | 25200 | 25200 | 25200 | 25200 | 25200 | 25200 | 25200 | 25200 | 25200 | 25200 | 25200 | 25200 | 25200 | 25200 | 25200 | 25200 | 25200 | 25200 | 25200 | 25200 | 25200 | 25200 | 25200 | 25200 | 25200 | 25200 | 25200 | 25200 | 25200 | 25200 | 25200 | 25200 | 25200 | 25200 | 25200 | 25200 | 25200 | 25200 | 25200 | 25200 | 25200 | 25200 | 25200 | 25200 | 25200 | 25200 | 25200 | 25200 | 25200 | 25200 | 25200 | 25200 | 25200 | 25200 | 25200 | 25200 | 25200 | 25200 | 25200 | 25200 | 25200 | 25200 | 25200 | 25200 | 25200 | 25200 | 25200 | 25200 | 25200 | 25200 | 25200 | 25200 | 25200 | 25200 | 25200 | 25200 | 25200 | 25200 | 25200 | 25200 | 25200 | 25200 | 25200 | 25200 | 25200 | 25200 | 25200 | 25200 | 25200 | 25200 | 25200 | 25200 | 25200 | 25200 | 25200 | 25200 | 25200 | 25200 | 25200 | 25200 | 25200 | 25200 | 25200 | 25200 | 25200 | 25200 | 25200 | 25200 | 25200 | 25200 | 25200 | 25200 | 25200 | 25200 | 25200 | 25200 | 25200 | 25200 | 25200 | 25200 | 25200 | 25200 | 25200 | 25200 | 25200 | 25200 | 25200 | 25200 | 25200 | 25200 | 25200 | 25200 | 25200 | 25200 | 25200 | 25200 | 25200 | 25200 | 25200 | 25200 | 25200 | 25200 | 25200 | 25200 | 25200 | 25200 | 25200 | 25200 | 25200 | 25200 | 25200 | 25200 | 25200 | 25200 | 25200 | 25200 | 25200 | 25200 | 25200 | 25200 | 25200 | 25200 | 25200 | 25200 | 25200 | 25200 | 25200 | 25200 | 25200 | 25200 | 25200 | 25200 | 25200 | 25200 | 25200 | 25200 | 25200 | 25200 | 25200 | 25200 | 25200 | 25200 | 25200 | 25200 | 25200 | 25200 | 25200 | 25200 | 25200 | 25200 | 25200 | 25200 | 25200 | 25200 | 25200 | 25200 | 25200 | 25200 | 25200 | 25200 | 25200 | 25200 | 25200 | 25200 | 25200 | 25200 | 25200 | 25200 | 25200 | 25200 | 25200 | 25200 | 25200 | 25200 | 25200 | 25200 | 25200 | 25200 | 25200 | 25200 | 25200 | 25200 | 25200 | 25200 | 25200 | 25200 | 25200 | 25200 | 25200 | 25200 | 25200 | 25200 | 25200 | 25200 | 25200 | 25200 | 25200 | 25200 | 25200 | 25200 | 25200 | 25200 | 25200 | 25200 | 25200 | 25200 | 25200 | 25200 | 25200 | 25200 | 25200 | 25200 | 25200 | 25200 | 25200 | 25200 | 25200 | 25200 | 25200 | 25200 | 25200 | 25200 | 25200 | 25200 | 25200 | 25200 | 25200 | 25200 | 25200 | 25200 | 25200 | 25200 | 25200 | 25200 | 25200 | 25200 | 25200 | 25200 | 25200 | 25200 | 25200 | 25200 | 25200 | 25200 | 25200 | 25200 | 25200 | 25200 | 25200 | 25200 | 25200 | 25200 | 25200 | 25200 | 25200 | 25200 | 25200 | 25200 | 25200 | 25200 | 25200 | 25200 | 25200 | 25200 | 25200 | 25200 | 25200 | 25200 | 25200 | 25200 | 25200 | 25200 | 25200 | 25200 | 25200 | 25200 | 25200 | 25200 | 25200 | 25200 | 25200 | 25200 | 25200 | 25200 | 25200 | 25200 | 25200 | 25200 | 25200 | 25200 | 25200 | 25200 | 25200 | 25200 | 25200 | 25200 | 25200 | 25200 | 25200 | 25200 | 25200 | 25200 | 25200 | 25200 | 25200 | 25200 | 25200 | 25200 | 25200 | 25200 | 25200 | 25200 | 25200 | 25200 | 25200 | 25200 | 25200 | 25200 | 25200 | 25200 | 25200 | 25200 | 25200 | 25200 | 25200 | 25200 | 25200 | 25200 | 25200 | 25200 | 25200 | 25200 | 25200 | 25200 | 25200 | 25200 | 25200 | 25200 | 25200 | 25200 | 25200 | 25200 | 25200 | 25200 | 25200 | 25200 | 25200 | 25200 | 25200 | 25200 | 25200 | 25200 | 25200 | 25200 | 25200 | 25200 | 25200 | 25200 | 25200 | 25200 | 25200 | 25200 | 25200 | 25200 | 25200 | 25200 | 25200 | 25200 | 25200 | 25200 | 25200 | 25200 | 25200 | 25200 | 25200 | 25200 | 25200 | 25200 | 25200 | 25200 | 25200 | 25200 | 25200 | 25200 | 25200 | 25200 | 25200 | 25200 | 25200 | 25200 | 25200 | 25200 | 25200 | 25200 | 25200 | 25200 | 25200 | 25200 | 25200 | 25200 | 25200 | 25200 | 25200 | 25200 | 25200 | 25200 | 25200 | 25200 | 25200 | 25200 | 25200 | 25200 | 25200 | 25200 | 25200 | 25200 | 25200 | 25200 | 25200 | 25200 | 25200 | 25200 | 25200 | 25200 | 25200 | 25200 | 25200 | 25200 | 25200 | 25200 | 25200 | 25200 | 25200 | 25200 | 25200 | 25200 | 25200 | 25200 | 25200 | 25200 | 25200 | 25200 | 25200 | 25200 | 25200 | 25200 | 25200 | 25200 | 25200 | 25200 | 25200 | 25200 | 25200 | 25200 | 25200 | 25200 | 25200 | 25200 | 25200 | 25200 | 25200 | 25200 | 25200 | 25200 | 25200 | 25200 | 25200 | 25200 | 25200 | 25200 | 25200 | 25200 | 25200 | 25200 | 25200 | 25200 | 25200 | 25200 | 25200 | 25200 | 25200 | 25200 | 25200 | 25200 | 25200 | 25200 | 25200 | 25200 | 25200 | 25200 | 25200 | 25200 | 25200 | 25200 | 25200 | 25200 | 25200 | 25200 | 25200 | 25200 | 25200 | 25200 | 25200 | 25200 | 25200 | 25200 | 25200 | 25200 | 25200 | 25200 | 25200 | 25200 | 25200 | 25200 | 25200 | 25200 | 25200 | 25200 | 25200 | 25200 | 25200 | 25200 | 25200 | 25200 | 25200 | 25200 | 25200 | 25200 | 25200 | 25200 | 25200 | 25200 | 25200 | 25200 | 25200 | 25200 | 25200 | 25200 | 25200 | 25200 | 25200 | 25200 | 25200 | 25200 | 25200 | 25200 | 25200 | 25200 | 25200 | 25200 | 25200 | 25200 | 25200 | 25200 | 25200 | 25200 | 25200 | 25200 | 25200 | 25200 | 25200 | 25200 | 25200 | 25200 | 25200 | 25200 | 25200 | 25200 | 25200 | 25200 | 25200 | 25200 | 25200 | 25200 | 25200 | 25200 | 25200 | 25200 | 25200 | 25200 | 25200 | 25200 | 25200 | 25200 | 25200 | 25200 | 25200 | 25200 | 25200 | 25200 | 25200 | 25200 | 25200 | 25200 | 25200 | 25200 | 25200 | 25200 | 25200 | 25200 | 25200 | 25200 | 25200 | 25200 | 25200 | 25200 | 25200 | 25200 | 25200 | 25200 | 25200 | 25200 | 25200 | 25200 | 25200 | 25200 | 25200 | 25200 | 25200 | 25200 | 25200 | 25200 | 25200 | 25200 | 25200 | 25200 | 25200 | 25200 | 25200 | 25200 | 25200 | 25200 | 25200 | 25200 | 25200 | 25200 | 25200 | 25200 | 25200 | 25200 | 25200 | 25200 | 25200 | 25200 | 25200 | 25200 | 25200 | 25200 | 25200 | 25200 | 25200 | 25200 | 25200 | 25200 | 25200 | 25200 | 25200 | 25200 | 25200 | 25200 | 25200 | 25200 | 25200 | 25200 | 25200 | 25200 | 25200 | 25200 | 25200 | 25200 | 25200 | 25200 | 25200 | 25200 | 25200 | 25200 | 25200 | 25200 | 25200 | 25200 | 25200 | 25200 | 25200 | 25200 | 25200 | 25200 | 25200 | 25200 | 25200 | 25200 | 25200 | 25200 | 25200 | 25200 | 25200 | 25200 | 25200 | 25200 | 25200 | 25200 | 25200 | 25200 | 25200 | 25200 | 25200 | 25200 | 25200 | 25200 | 25200 | 25200 | 25200 | 25200 | 25200 | 25200 | 25200 | 25200 | 25200 | 25200 | 25200 | 25200 | 25200 | 25200 | 25200 | 25200 | 25200 | 25200 | 25200 | 25200 | 25200 | 25200 | 25200 | 25200 | 25200 | 25200 | 25200 | 25200 | 25200 | 25200 | 25200 | 25200 | 25200 | 25200 | 25200 | 25200 | 25200 | 25200 | 25200 | 25200 | 25200 | 25200 | 25200 | 25200 | 25200 | 25200 | 25200 | 25200 | 25200 | 25200 | 25200 | 25200 | 25200 | 25200 | 25200 | 25200 | 25200 | 25200 | 25200 | 25200 | 25200 | 25200 | 25200 | 25200 | 25200 | 25200 | 25200 | 25200 | 25200 | 25200 | 25200 | 25200 | 25200 | 25200 | 25200 | 25200 | 25200 | 25200 | 25200 | 25200 | 25200 | 25200 | 25200 | 25200 | 25200 | 25200 | 25200 | 25200 | 25200 | 25200 | 25200 | 25200 | 25200 | 25200 | 25200 | 25200 | 25200 | 25200 | 25200 | 25200 | 25200 | 25200 | 25200 | 25200 | 25200 | 25200 | 25200 | 25200 | 25200 | 25200 | 25200 | 25200 | 25200 | 25200 | 25200 | 25200 | 25200 | 25200 | 25200 | 25200 | 25200 | 25200 | 25200 | 25200 | 25200 | 25200 | 25200 | 25200 | 25200 | 25200 | 25200 | 25200 | 25200 | 25200 | 25200 | 25200 | 25200 | 25200 | 25200 | 25200 | 25200 | 25200 | 25200 | 25200 | 25200 | 25200 | 25200 | 25200 | 25200 | 25200 | 25200 | 25200 | 25200 | 25200 | 25200 | 25200 | 25200 | 25200 | 25200 | 25200 | 25200 | 25200 | 25200 | 25200 | 25200 | 25200 | 25200 | 25200 | 25200 | 25200 | 25200 | 25200 | 25200 | 25200 | 25200 | 25200 | 25200 | 25200 | 25200 | 25200 | 25200 | 25200 | 25200 | 25200 | 25200 | 25200 | 25200 | 25200 | 25200 | 25200 | 25200 | 25200 | 25200 | 25200 | 25200 | 25200 | 25200 | 25200 | 25200 | 25200 | 25200 | 25200 | 25200 | 25200 | 25200 | 25200 | 25200 | 25200 | 25200 | 25200 | 25200 | 25200 | 25200 | 25200 | 25200 | 25200 | 25200 | 25200 | 25200 | 25200 | 25200 | 25200 | 25200 | 25200 | 25200 | 25200 | 25200 | 25200 | 25200 | 25200 | 25200 | 25200 | 25200 | 25200 | 25200 | 25200 | 25200 | 25200 | 25200 | 25200 | 25200 | 25200 | 25200 | 25200 | 25200 | 25200 | 25200 | 25200 | 25200 | 25200 | 25200 | 25200 | 25200 | 25200 | 25200 | 25200 | 25200 | 25200 | 25200 | 25200 | 25200 | 25200 | 25200 | 25200 | 25200 | 25200 | 25200 | 25200 | 25200 | 25200 | 25200 | 25200 | 25200 | 25200 | 25200 | 25200 | 25200 | 25200 | 25200 | 25200 | 25200 | 25200 | 25200 | 25200 | 25200 | 25200 | 25200 | 25200 | 25200 | 25200 | 25200 | 25200 | 25200 | 25200 | 25200 | 25200 | 25200 | 25200 | 25200 | 25200 | 25200 | 25200 | 25200 | 25200 | 25200 | 25200 | 25200 | 25200 | 25200 | 25200 | 25200 | 25200 | 25200 | 25200 | 25200 | 25200 | 25200 | 25200 | 25200 | 25200 | 25200 | 25200 | 25200 | 25200 | 25200 | 25200 | 25200 | 25200 | 25200 | 25200 | 25200 | 25200 | 25200 | 25200 | 25200 | 25200 | 25200 | 25200 | 25200 | 25200 | 25200 | 25200 | 25200 | 25200 | 25200 | 25200 | 25200 | 25200 | 25200 | 25200 | 25200 | 25200 | 25200 | 25200 | 25200 | 25200 | 25200 | 25200 | 25200 | 25200 | 25200 | 25200 | 25200 | 25200 | 25200 | 25200 | 25200 | 25200 | 25200 | 25200 | 25200 | 25200 | 25200 | 25200 | 25200 | 25200 | 25200 | 25200 | 25200 | 25200 | 25200 | 25200 | 25200 | 25200 | 25200 | 25200 | 25200 | 25200 | 25200 | 25200 | 25200 | 25200 | 25200 | 25200 | 25200 | 25200 | 25200 | 25200 | 25200 | 25200 | 25200 | 25200 | 25200 | 25200 | 25200 | 25200 | 25200 | 25200 | 25200 | 25200 | 25200 | 25200 | 25200 | 25200 | 25200 | 25200 | 25200 | 25200 | 25200 | 25200 | 25200 | 25200 | 25200 | 25200 | 25200 | 25200 | 25200 | 25200 | 25200 | 25200 | 25200 | 25200 | 25200 | 25200 | 25200 | 25200 | 25200 | 25200 | 25200 | 25200 | 25200 | 25200 | 25200 | 25200 | 25200 | 25200 | 25200 | 25200 | 25200 | 25200 | 25200 | 25200 | 25200 | 25200 | 25200 | 25200 | 25200 | 25200 | 25200 | 25200 | 25200 | 25200 | 25200 | 25200 | 25200 | 25200 | 25200 | 25200 | 25200 | 25200 | 25200 | 25200 | 25200 | 25200 | 25200 | 25200 | 25200 | 25200 | 25200 | 25200 | 25200 | 25200 | 25200 | 25200 | 25200 | 25200 | 25200 | 25200 | 25200 | 25200 | 25200 | 25200 | 25200 | 25200 | 25200 | 25200 | 25200 | 25200 | 25200 | 25200 | 25200 | 25200 | 25200 | 25200 | 25200 | 25200 | 25200 | 25200 | 25200 | 25200 | 25200 | 25200 | 25200 | 25200 | 25200 | 25200 | 25200 | 25200 | 25200 | 25200 | 25200 | 25200 | 25200 | 25200 | 25200 | 25200 | 25200 | 25200 | 25200 | 25200 | 25200 | 25200 | 25200 | 25200 | 25200 | 25200 | 25200 | 25200 | 25200 | 25200 | 25200 | 25200 | 25200 | 25200 | 25200 | 25200 | 25200 | 25200 | 25200 | 25200 | 25200 | 25200 | 25200 | 25200 | 25200 | 25200 | 25200 | 25200 | 25200 | 25200 | 25200 | 25200 | 25200 | 25200 | 25200 | 25200 | 25200 | 25200 | 25200 | 25200 | 25200 | 25200 | 25200 | 25200 | 25200 | 25200 | 25200 | 25200 | 25200 | 25200 | 25200 | 25200 | 25200 | 25200 | 25200 | 25200 | 25200 | 25200 | 25200 | 25200 | 25200 | 25200 | 25200 | 25200 | 25200 | 25200 | 25200 | 25200 | 25200 | 25200 | 25200 | 25200 | 25200 | 25200 | 25200 | 25200 | 25200 | 25200 | 25200 | 25200 | 25200 | 25200 | 25200 | 25200 | 25200 | 25200 | 25200 | 25200 | 25200 | 25200 | 25200 | 25200 | 25200 | 25200 | 25200 | 25200 | 25200 | 25200 | 25200 | 25200 | 25200 | 25200 | 25200 | 25200 | 25200 | 25200 | 25200 | 25200 | 25200 | 25200 | 25200 | 25200 | 25200 | 25200 | 25200 | 25200 | 25200 | 25200 | 25200 | 25200 | 25200 | 25200 | 25200 | 25200 | 25200 | 25200 | 25200 | 25200 | 25200 | 25200 | 25200 | 25200 | 25200 | 25200 | 25200 | 25200 | 25200 | 25200 | 25200 | 25200 | 25200 | 25200 | 25200 | 25200 | 25200 | 25200 | 25200 | 25200 | 25200 | 25200 | 25200 | 25200 | 25200 | 25200 | 25200 | 25200 | 25200 | 25200 | 25200 | 25200 | 25200 | 25200 | 25200 | 25200 | 25200 | 25200 | 25200 | 25200 | 25200 | 25200 | 25200 | 25200 | 25200 | 25200 | 25200 | 25200 | 25200 | 25200 | 25200 | 25200 | 25200 | 25200 | 25200 | 25200 | 25200 | 25200 | 25200 | 25200 | 25200 | 25200 | 25200 | 25200 | 25200 | 25200 | 25200 | 25200 | 25200 | 25200 | 25200 | 25200 | 25200 | 25200 | 25200 | 25200 | 25200 | 25200 | 25200 | 25200 | 25200 | 25200 | 25200 | 25200 | 25200 | 25200 | 25200 | 25200 | 25200 | 25200 | 25200 | 25200 | 25200 | 25200 | 25200 | 25200 | 25200 | 25200 | 25200 | 25200 | 25200 | 25200 | 25200 | 25200 | 25200 | 25200 | 25200 | 25200 | 25200 | 25200 | 25200 | 25200 | 25200 | 25200 | 25200 | 25200 | 25200 | 25200 | 25200 | 25200 | 25200 | 25200 | 25200 | 25200 | 25200 | 25200 | 25200 | 25200 | 25200 | 25200 | 25200 | 25200 | 25200 | 25200 | 25200 | 25200 | 25200 | 25200 | 25200 | 25200 | 25200 | 25200 | 25200 | 25200 | 25200 | 25200 | 25200 | 25200 | 25200 | 25200 | 25200 | 25200 | 25200 | 25200 | 25200 | 25200 | 25200 | 25200 | 25200 | 25200 | 25200 | 25200 | 25200 | 25200 | 25200 | 25200 | 25200 | 25200 | 25200 | 25200 | 25200 | 25200 | 25200 | 25200 | 25200 | 25200 | 25200 | 25200 | 25200 | 25200 | 25200 | 25200 | 25200 | 25200 | 25200 | 25200 | 25200 | 25200 | 25200 | 25200 | 25200 | 25200 | 25200 | 25200 | 25200 | 25200 | 25200 | 25200 | 25200 | 25200 | 25200 | 25200 | 25200 | 25200 | 25200 | 25200 | 25200 | 25200 | 25200 | 25200 | 25200 | 25200 | 25200 | 25200 | 25200 | 25200 | 25200 | 25200 | 25200 | 25200 | 25200 | 25200 | 25200 | 25200 | 25200 | 25200 | 25200 | 25200 | 25200 | 25200 | 25200 | 25200 | 25200 | 25200 | 25200 | 25200 | 25200 | 25200 | 25200 | 25200 | 25200 | 25200 | 25200 | 25200 | 25200 | 25200 | 25200 | 25200 | 25200 | 25200 | 25200 | 25200 | 25200 | 25200 | 25200 | 25200 | 25200 | 25200 | 25200 | 25200 | 25200 | 25200 | 25200 | 25200 | 25200 | 25200 | 25200 | 25200 | 25200 | 25200 | 25200 | 25200 | 25200 | 25200 | 25200 | 25200 | 25200 | 25200 | 25200 | 25200 | 25200 | 25200 | 25200 | 25200 | 25200 | 25200 | 25200 | 25200 | 25200 | 25200 | 25200 | 25200 | 25200 | 25200 | 25200 | 25200 | 25200 | 25200 | 25200 | 25200 | 25200 | 25200 | 25200 | 25200 | 25200 | 25200 | 25200 | 25200 | 25200 | 25200 | 25200 | 25200 | 25200 | 25200 | 25200 | 25200 | 25200 | 25200 | 25200 | 25200 | 25200 | 25200 | 25200 | 25200 | 25200 | 25200 | 25200 | 25200 | 25200 | 25200 | 25200 | 25200 | 25200 | 25200 | 25200 | 25200 | 25200 | 25200 | 25200 | 25200 | 25200 | 25200 | 25200 | 25200 | 25200 | 25200 | 25200 | 25200 | 25200 | 25200 | 25200 | 25200 | 25200 | 25200 | 25200 | 25200 | 25200 | 25200 | 25200 | 25200 | 25200 | 25200 | 25200 | 25200 | 25200 | 25200 | 25200 | 25200 | 25200 | 25200 | 25200 | 25200 | 25200 | 25200 | 25200 | 25200 | 25200 | 25200 | 25200 | 25200 | 25200 | 25200 | 25200 | 25200 | 25200 | 25200 | 25200 | 25200 | 25200 | 25200 | 25200 | 25200 | 25200 | 25200 | 25200 | 25200 | 25200 | 25200 | 25200 | 25200 | 25200 | 25200 | 25200 | 25200 | 25200 | 25200 | 25200 | 25200 | 25200 | 25200 | 25200 | 25200 | 25200 | 25200 | 25200 | 25200 | 25200 | 25200 | 25200 | 25200 | 25200 | 25200 | 25200 | 25200 | 25200 | 25200 | 25200 | 25200 | 25200 | 25200 | 25200 | 25200 | 25200 | 25200 | 25200 | 25200 | 25200 | 25200 | 25200 | 25200 | 25200 | 25200 | 25200 | 25200 | 25200 | 25200 | 25200 | 25200 | 25200 | 25200 | 25200 | 25200 | 25200 | 25200 | 25200 | 25200 | 25200 | 25200 | 25200 | 25200 | 25200 | 25200 | 25200 | 25200 | 25200 | 25200 | 25200 | 25200 | 25200 | 25200 | 25200 | 25200 | 25200 | 25200 | 25200 | 25200 | 25200 | 25200 | 25200 | 25200 | 25200 | 25200 | 25200 | 25200 | 25200 | 25200 | 25200 | 25200 | 25200 | 25200 | 25200 | 25200 | 25200 | 25200 | 25200 | 25200 | 25200 | 25200 | 25200 | 25200 | 25200 | 25200 | 25200 | 25200 | 25200 | 25200 | 25200 | 25200 | 25200 | 25200 | 25200 | 25200 | 25200 | 25200 | 25200 | 25200 | 25200 | 25200 | 25200 | 25200 | 25200 | 25200 | 25200 | 25200 | 25200 | 25200 | 25200 | 25200 | 25200 | 25200 | 25200 | 25200 | 25200 | 25200 | 25200 | 25200 | 25200 | 25200 | 25200 | 25200 | 25200 | 25200 | 25200 | 25200 | 25200 | 25200 | 25200 | 25200 | 25200 | 25200 | 25200 | 25200 | 25200 | 25200 | 25200 | 25200 | 25200 | 25200 | 25200 | 25200 | 25200 | 25200 | 25200 | 25200 | 25200 | 25200 | 25200 | 25200 | 25200 | 25200 | 25200 | 25200 | 25200 | 25200 | 25200 | 25200 | 25200 | 25200 | 25200 | 25200 | 25200 | 25200 | 25200 | 25200 | 25200 | 25200 | 25200 | 25200 | 25200 | 25200 | 25200 | 25200 | 25200 | 25200 | 25200 | 25200 | 25200 | 25200 | 25200 | 25200 | 25200 | 25200 | 25200 | 25200 | 25200 | 25200 | 25200 | 25200 | 25200 | 25200 | 25200 | 25200 | 25200 | 25200 | 25200 | 25200 | 25200 | 25200 | 25200 | 25200 | 25200 | 25200 | 25200 | 25200 | 25200 | 25200 | 25200 | 25200 | 25200 | 25200 | 25200 | 25200 | 25200 | 25200 | 25200 | 25200 | 25200 | 25200 | 25200 | 25200 | 25200 | 25200 | 25200 | 25200 | 25200 | 25200 | 25200 | 25200 | 25200 | 25200 | 25200 | 25200 | 25200 | 25200 | 25200 | 25200 | 25200 | 25200 | 25200 | 25200 | 25200 | 25200 | 25200 | 25200 | 25200 | 25200 | 25200 | 25200 | 25200 | 25200 | 25200 | 25200 | 25200 | 25200 | 25200 | 25200 | 25200 | 25200 | 25200 | 25200 | 25200 | 25200 | 25200 | 25200 | 25200 | 25200 | 25200 | 25200 | 25200 | 25200 | 25200 | 25200 | 25200 | 25200 | 25200 | 25200 | 25200 | 25200 | 25200 | 25200 | 25200 | 25200 | 25200 | 25200 | 25200 | 25200 | 25200 | 25200 | 25200 | 25200 | 25200 | 25200 | 25200 | 25200 | 25200 | 25200 | 25200 | 25200 | 25200 | 25200 | 25200 | 25200 | 25200 | 25200 | 25200 | 25200 | 25200 | 25200 | 25200 | 25200 | 25200 | 25200 | 25200 | 25200 | 25200 | 25200 | 25200 | 25200 | 25200 | 25200 | 25200 | 25200 | 25200 | 25200 | 25200 | 25200 | 25200 | 25200 | 25200 | 25200 | 25200 | 25200 | 25200 | 25200 | 25200 | 25200 | 25200 | 25200 | 25200 | 25200 | 25200 | 25200 | 25200 | 25200 | 25200 | 25200 | 25200 | 25200 | 25200 | 25200 | 25200 | 25200 | 25200 | 25200 | 25200 | 25200 | 25200 | 25200 | 25200 | 25200 | 25200 | 25200 | 25200 | 25200 | 25200 | 25200 | 25200 | 25200 | 25200 | 25200 | 25200 | 25200 | 25200 | 25200 | 25200 | 25200 | 25200 | 25200 | 25200 | 25200 | 25200 | 25200 | 25200 | 25200 | 25200 | 25200 | 25200 | 25200 | 25200 | 25200 | 25200 | 25200 | 25200 | 25200 | 25200 | 25200 | 25200 | 25200 | 25200 | 25200 | 25200 | 25200 | 25200 | 25200 | 25200 | 25200 | 25200 | 25200 | 25200 | 25200 | 25200 | 25200 | 25200 | 25200 | 25200 | 25200 | 25200 | 25200 | 25200 | 25200 | 25200 | 25200 | 25200 | 25200 | 25200 | 25200 | 25200 | 25200 | 25200 | 25200 | 25200 | 25200 | 25200 | 25200 | 25200 | 25200 | 25200 | 25200 | 25200 | 25200 | 25200 | 25200 | 25200 | 25200 | 25200 | 25200 | 25200 | 25200 | 25200 | 25200 | 25200 | 25200 | 25200 | 25200 | 25200 | 25200 | 25200 | 25200 | 25200 | 25200 | 25200 | 25200 | 25200 | 25200 | 25200 | 25200 | 25200 | 25200 | 25200 | 25200 | 25200 | 25200 | 25200 | 25200 | 25200 | 25200 | 25200 | 25200 | 25200 | 25200 | 25200 | 25200 | 25200 | 25200 | 25200 | 25200 | 25200 | 25200 | 25200 | 25200 | 25200 | 25200 | 25200 | 25200 | 25200 | 25200 | 25200 | 25200 | 25200 | 25200 | 25200 | 25200 | 25200 | 25200 | 25200 | 25200 | 25200 | 25200 | 25200 | 25200 | 25200 | 25200 | 25200 | 25200 | 25200 | 25200 | 25200 | 25200 | 25200 | 25200 | 25200 | 25200 | 25200 | 25200 | 25200 | 25200 | 25200 | 25200 | 25200 | 25200 | 25200 | 25200 | 25200 | 25200 | 25200 | 25200 | 25200 | 25200 | 25200 | 25200 | 25200 | 25200 | 25200 | 25200 | 25200 | 25200 | 25200 | 25200 | 25200 | 25200 | 25200 | 25200 | 25200 | 25200 | 25200 | 25200 | 25200 | 25200 | 25200 | 25200 | 25200 | 25200 | 25200 | 25200 | 25200 | 25200 | 25200 | 25200 | 25200 | 25200 | 25200 | 25200 | 25200 | 25200 | 25200 | 25200 | 25200 | 25200 | 25200 | 25200 | 25200 | 25200 | 25200 | 25200 | 25200 | 25200 | 25200 | 25200 | 25200 | 25200 | 25200 | 25200 | 25200 | 25200 | 25200 | 25200 | 25200 | 25200 | 25200 | 25200 | 25200 | 25200 | 25200 | 25200 | 25200 | 25200 | 25200 | 25200 | 25200 | 25200 | 25200 | 25200 | 25200 | 25200 | 25200 | 25200 | 25200 | 25200 | 25200 | 25200 | 25200 | 25200 | 25200 | 25200 | 25200 | 25200 | 25200 | 25200 | 25200 | 25200 | 25200 | 25200 | 25200 | 25200 | 25200 | 25200 | 25200 | 25200 | 25200 | 25200 | 25200 | 25200 | 25200 | 25200 | 25200 | 25200 | 25200 | 25200 | 25200 | 25200 | 25200 | 25200 | 25200 | 25200 | 25200 | 25200 | 25200 | 25200 | 25200 | 25200 | 25200 | 25200 | 25200 | 25200 | 25200 | 25200 | 25200 | 25200 | 25200 | 25200 | 25200 | 25200 | 25200 | 25200 | 25200 | 25200 | 25200 | 25200 | 25200 | 25200 | 25200 | 25200 | 25200 | 25200 | 25200 | 25200 | 25200 | 25200 | 25200 | 25200 | 25200 | 25200 | 25200 | 25200 | 25200 | 25200 | 25200 | 25200 | 25200 | 25200 | 25200 | 25200 | 25200 | 25200 | 25200 | 25200 | 25200 | 25200 | 25200 | 25200 | 25200 | 25200 | 25200 | 25200 | 25200 | 25200 | 25200 | 25200 | 25200 | 25200 | 25200 | 25200 | 25200 | 25200 | 25200 | 25200 | 25200 | 25200 | 25200 | 25200 | 25200 | 25200 | 25200 | 25200 | 25200 | 25200 | 25200 | 25200 | 25200 | 25200 | 25200 | 25200 | 25200 | 25200 | 25200 | 25200 | 25200 | 25200 | 25200 | 25200 | 25200 | 25200 | 25200 | 25200 | 25200 | 25200 | 25200 | 25200 | 25200 | 25200 | 25200 | 25200 | 25200 | 25200 | 25200 | 25200 | 25200 | 25200 | 25200 | 25200 | 25200 | 25200 | 25200 | 25200 | 25200 | 25200 | 25200 | 25200 | 25200 | 25200 | 25200 | 25200 | 25200 | 25200 | 25200 | 25200 | 25200 | 25200 | 25200 | 25200 | 25200 | 25200 | 25200 | 25200 | 25200 | 25200 | 25200 | 25200 | 25200 | 25200 | 25200 | 25200 | 25200 | 25200 | 25200 | 25200 | 25200 | 25200 | 25200 | 25200 | 25200 | 25200 | 25200 | 25200 | 25200 | 25200 | 25200 | 25200 | 25200 | 25200 | 25200 | 25200 | 25200 | 25200 | 25200 | 25200 | 25200 | 25200 | 25200 | 25200 | 25200 | 25200 | 25200 | 25200 | 25200 | 25200 | 25200 | 25200 | 25200 | 25200 | 25200 | 25200 | 25200 | 25200 | 25200 | 25200 | 25200 | 25200 | 25200 | 25200 | 25200 | 25200 | 25200 | 25200 | 25200 | 25200 | 25200 | 25200 | 25200 | 25200 | 25200 | 25200 | 25200 | 25200 | 25200 | 25200 | 25200 | 25200 | 25200 | 25200 | 25200 | 25200 | 25200 | 25200 | 25200 | 25200 | 25200 | 25200 | 25200 | 25200 | 25200 | 25200 | 25200 | 25200 | 25200 | 25200 | 25200 | 25200 | 25200 | 25200 | 25200 | 25200 | 25200 | 25200 | 25200 | 25200 | 25200 | 25200 | 25200 | 25200 | 25200 | 25200 | 25200 | 25200 | 25200 | 25200 | 25200 | 25200 | 25200 | 25200 | 25200 | 25200 | 25200 | 25200 | 25200 | 25200 | 25200 | 25200 | 25200 | 25200 | 25200 | 25200 | 25200 | 25200 | 25200 | 25200 | 25200 | 25200 | 25200 | 25200 | 25200 | 25200 | 25200 | 25200 | 25200 | 25200 | 25200 | 25200 | 25200 | 25200 | 25200 | 25200 | 25200 | 25200 | 25200 | 25200 | 25200 | 25200 | 25200 | 25200 | 25200 | 25200 | 25200 | 25200 | 25200 | 25200 | 25200 | 25200 | 25200 | 25200 | 25200 | 25200 | 25200 | 25200 | 25200 | 25200 | 25200 | 25200 | 25200 | 25200 | 25200 | 25200 | 25200 | 25200 | 25200 | 25200 | 25200 | 25200 | 25200 | 25200 | 25200 | 25200 | 25200 | 25200 | 25200 | 25200 | 25200 | 25200 | 25200 | 25200 | 25200 | 25200 | 25200 | 25200 | 25200 | 25200 | 25200 | 25200 | 25200 | 25200 | 25200 | 25200 | 25200 | 25200 | 25200 | 25200 | 25200 | 25200 | 25200 | 25200 | 25200 | 25200 | 25200 | 25200 | 25200 | 25200 | 25200 | 25200 | 25200 | 25200 | 25200 | 25200 | 25200 | 25200 | 25200 | 25200 | 25200 | 25200 | 25200 | 25200 | 25200 | 25200 | 25200 | 25200 | 25200 | 25200 | 25200 | 25200 | 25200 | 25200 | 25200 | 25200 | 25200 | 25200 | 25200 | 25200 | 25200 | 25200 | 25200 | 25200 | 25200 | 25200 | 25200 | 25200 | 25200 | 25200 | 25200 | 25200 | 25200 | 25200 | 25200 | 25200 | 25200 | 25200 | 25200 | 25200 | 25200 | 25200 | 25200 | 25200 | 25200 | 25200 | 25200 | 25200 | 25200 | 25200 | 25200 | 25200 | 25200 | 25200 | 25200 | 25200 | 25200 | 25200 | 25200 | 25200 | 25200 | 25200 | 25200 | 25200 | 25200 | 25200 | 25200 | 25200 | 25200 | 25200 | 25200 | 25200 | 25200 | 25200 | 25200 | 25200 | 25200 | 25200 | 25200 | 25200 | 25200 | 25200 | 25200 | 25200 | 25200 | 25200 | 25200 | 25200 | 25200 | 25200 | 25200 | 25200 | 25200 | 25200 | 25200 | 25200 | 25200 | 25200 | 25200 | 25200 | 25200 | 25200 | 25200 | 25200 | 25200 | 25200 | 25200 | 25200 | 25200 | 25200 | 25200 | 25200 | 25200 | 25200 | 25200 | 25200 | 25200 | 25200 | 25200 | 25200 | 25200 | 25200 | 25200 | 25200 | 25200 | 25200 | 25200 | 25200 | 25200 | 25200 | 25200 | 25200 | 25200 | 25200 | 25200 | 25200 | 25200 | 25200 | 25200 | 25200 | 25200 | 25200 | 25200 | 25200 | 25200 | 25200 | 25200 | 25200 | 25200 | 25200 | 25200 | 25200 | 25200 | 25200 | 25200 | 25200 | 25200 | 25200 | 25200 | 25200 | 25200 | 25200 | 25200 | 25200 | 25200 | 25200 | 25200 | 25200 | 25200 | 25200 | 25200 | 25200 | 25200 | 25200 | 25200 | 25200 | 25200 | 25200 | 25200 | 25200 | 25200 | 25200 | 25200 | 25200 | 25200 | 25200 | 25200 | 25200 | 25200 | 25200 | 25200 | 25200 | 25200 | 25200 | 25200 | 25200 | 25200 | 25200 | 25200 | 25200 | 25200 | 25200 | 25200 | 25200 | 25200 | 25200 | 25200 | 25200 | 25200 | 25200 | 25200 | 25200 | 25200 | 25200 | 25200 | 25200 | 25200 | 25200 | 25200 | 25200 | 25200 | 25200 | 25200 | 25200 | 25200 | 25200 | 25200 | 25200 | 25200 | 25200 | 25200 | 25200 | 25200 | 25200 | 25200 | 25200 | 25200 | 25200 | 25200 | 25200 | 25200 | 25200 | 25200 | 25200 | 25200 | 25200 | 25200 | 25200 | 25200 | 25200 | 25200 | 25200 | 25200 | 25200 | 25200 | 25200 | 25200 | 25200 | 25200 | 25200 | 25200 | 25200 | 25200 | 25200 | 25200 | 25200 | 25200 | 25200 | 25200 | 25200 | 25200 | 25200 | 25200 | 25200 | 25200 | 25200 | 25200 | 25200 | 25200 | 25200 | 25200 | 25200 | 25200 | 25200 | 25200 | 25200 | 25200 | 25200 | 25200 | 25200 | 25200 | 25200 | 25200 | 25200 | 25200 | 25200 | 25200 | 25200 | 25200 | 25200 | 25200 | 25200 | 25200 | 25200 | 25200 | 25200 | 25200 | 25200 | 25200 | 25200 | 25200 | 25200 | 25200 | 25200 | 25200 | 25200 | 25200 | 25200 | 25200 | 25200 | 25200 | 25200 | 25200 | 25200 | 25200 | 25200 | 25200 | 25200 | 25200 | 25200 | 25200 | 25200 | 25200 | 25200 | 25200 | 25200 | 25200 | 25200 | 25200 | 25200 | 25200 | 25200 | 25200 | 25200 | 25200 | 25200 | 25200 | 25200 | 25200 | 25200 | 25200 | 25200 | 25200 | 25200 | 25200 | 25200 | 25200 | 25200 | 25200 | 25200 | 25200 | 25200 | 25200 | 25200 | 25200 | 25200 | 25200 | 25200 | 25200 | 25200 | 25200 | 25200 | 25200 | 25200 | 25200 | 25200 | 25200 | 25200 | 25200 | 25200 | 25200 | 25200 | 25200 | 25200 | 25200 | 25200 | 25200 | 25200 | 25200 | 25200 | 25200 | 25200 | 25200 | 25200 | 25200 | 25200 | 25200 | 25200 | 25200 | 25200 | 25200 | 25200 | 25200 | 25200 | 25200 | 25200 | 25200 | 25200 | 25200 | 25200 | 25200 | 25200 | 25200 | 25200 | 25200 | 25200 | 25200 | 25200 | 25200 | 25200 | 25200 | 25200 | 25200 | 25200 | 25200 | 25200 | 25200 | 25200 | 25200 | 25200 | 25200 | 25200 | 25200 | 25200 | 25200 | 25200 | 25200 | 25200 | 25200 | 25200 | 25200 | 25200 | 25200 | 25200 | 25200 | 25200 | 25200 | 25200 | 25200 | 25200 | 25200 | 25200 | 25200 | 25200 | 25200 | 25200 | 25200 | 25200 | 25200 | 25200 | 25200 | 25200 | 25200 | 25200 | 25200 | 25200 | 25200 | 25200 | 25200 | 25200 | 25200 | 25200 | 25200 | 25200 | 25200 | 25200 | 25200 | 25200 | 25200 | 25200 | 25200 | 25200 | 25200 | 25200 | 25200 | 25200 | 25200 | 25200 | 25200 | 25200 | 25200 | 25200 | 25200 | 25200 | 25200 | 25200 | 25200 | 25200 | 25200 | 25200 | 25200 | 25200 | 25200 | 25200 | 25200 | 25200 | 25200 | 25200 | 25200 | 25200 | 25200 | 25200 | 25200 | 25200 | 25200 | 25200 | 25200 | 25200 | 25200 | 25200 | 25200 | 25200 | 25200 | 25200 | 25200 | 25200 | 25200 | 25200 | 25200 | 25200 | 25200 | 25200 | 25200 | 25200 | 25200 | 25200 | 25200 | 25200 | 25200 | 25200 | 25200 | 25200 | 25200 | 25200 | 25200 | 25200 | 25200 | 25200 | 25200 | 25200 | 25200 | 25200 | 25200 | 25200 | 25200 | 25200 | 25200 | 25200 | 25200 | 25200 | 25200 | 25200 | 25200 | 25200 | 25200 | 25200 | 25200 | 25200 | 25200 | 25200 | 25200 | 25200 | 25200 | 25200 | 25200 | 25200 | 25200 | 25200 | 25200 | 25200 | 25200 | 25200 | 25200 | 25200 | 25200 | 25200 | 25200 | 25200 | 25200 | 25200 | 25200 | 25200 | 25200 | 25200 | 25200 | 25200 | 25200 | 25200 | 25200 | 25200 | 25200 | 25200 | 25200 | 25200 | 25200 | 25200 | 25200 | 25200 | 25200 | 25200 | 25200 | 25200 | 25200 | 25200 | 25200 | 25200 | 25200 | 25200 | 25200 | 25200 | 25200 | 25200 | 25200 | 25200 | 25200 | 25200 | 25200 | 25200 | 25200 | 25200 | 25200 | 25200 | 25200 | 25200 | 25200 | 25200 | 25200 | 25200 | 25200 | 25200 | 25200 | 25200 | 25200 | 25200 | 25200 | 25200 | 25200 | 25200 | 25200 | 25200 | 25200 | 25200 | 25200 | 25200 | 25200 | 25200 | 25200 | 25200 | 25200 | 25200 | 25200 | 25200 | 25200 | 25200 | 25200 | 25200 | 25200 | 25200 | 25200 | 25200 | 25200 | 25200 | 25200 | 25200 | 25200 | 25200 | 25200 | 25200 | 25200 | 25200 | 25200 | 25200 | 25200 | 25200 | 25200 | 25200 | 25200 | 25200 | 25200 | 25200 | 25200 | 25200 | 25200 | 25200 | 25200 | 25200 | 25200 | 25200 | 25200 | 25200 | 25200 | 25200 | 25200 | 25200 | 25200 | 25200 | 25200 | 25200 | 25200 | 25200 | 25200 | 25200 | 25200 | 25200 | 25200 | 25200 | 25200 | 25200 | 25200 | 25200 | 25200 | 25200 | 25200 | 25200 | 25200 | 25200 | 25200 | 25200 | 25200 | 25200 | 25200 | 25200 | 25200 | 25200 | 25200 | 25200 | 25200 | 25200 | 25200 | 25200 | 25200 | 25200 | 25200 | 25200 | 25200 | 25200 | 25200 | 25200 | 25200 | 25200 | 25200 | 25200 | 25200 | 25200 | 25200 | 25200 | 25200 | 25200 | 25200 | 25200 | 25200 | 25200 | 25200 | 25200 | 25200 | 25200 | 25200 | 25200 | 25200 | 25200 | 25200 | 25200 | 25200 | 25200 | 25200 | 25200 | 25200 | 25200 | 25200 | 25200 | 25200 | 25200 | 25200 | 25200 | 25200 | 25200 | 25200 | 25200 | 25200 | 25200 | 25200 | 25200 | 25200 | 25200 | 25200 | 25200 | 25200 | 25200 | 25200 | 25200 | 25200 | 25200 | 25200 | 25200 | 25200 | 25200 | 25200 | 25200 | 25200 | 25200 | 25200 | 25200 | 25200 | 25200 | 25200 | 25200 | 25200 | 25200 | 25200 | 25200 | 25200 | 25200 | 25200 | 25200 | 25200 | 25200 | 25200 | 25200 | 25200 | 25200 | 25200 | 25200 | 25200 | 25200 | 25200 | 25200 | 25200 | 25200 | 25200 | 25200 | 25200 | 25200 | 25200 | 25200 | 25200 | 25200 | 25200 | 25200 | 25200 | 25200 | 25200 | 25200 | 25200 | 25200 | 25200 | 25200 | 25200 | 25200 | 25200 | 25200 | 25200 | 25200 | 25200 | 25200 | 25200 | 25200 | 25200 | 25200 | 25200 | 25200 | 25200 | 25200 | 25200 | 25200 | 25200 | 25200 | 25200 | 25200 | 25200 | 25200 | 25200 | 25200 | 25200 | 25200 | 25200 | 25200 | 25200 | 25200 | 25200 | 25200 | 25200 | 25200 | 25200 | 25200 | 25200 | 25200 | 25200 | 25200 | 25200 | 25200 | 25200 | 25200 | 25200 | 25200 | 25200 | 25200 | 25200 | 25200 | 25200 | 25200 | 25200 | 25200 | 25200 | 25200 | 25200 | 25200 | 25200 | 25200 | 25200 | 25200 | 25200 | 25200 | 25200 | 25200 | 25200 | 25200 | 25200 | 25200 | 25200 | 25200 | 25200 | 25200 | 25200 | 25200 | 25200 | 25200 | 25200 | 25200 | 25200 | 25200 | 25200 | 25200 | 25200 | 25200 | 25200 | 25200 | 25200 | 25200 | 25200 | 25200 | 25200 | 25200 | 25200 | 25200 | 25200 | 25200 | 25200 | 25200 | 25200 | 25200 | 25200 | 25200 | 25200 | 25200 | 25200 | 25200 | 25200 | 25200 | 25200 | 25200 | 25200 | 25200 | 25200 | 25200 | 25200 | 25200 | 25200 | 25200 | 25200 | 25200 | 25200 | 25200 | 25200 | 25200 | 25200 | 25200 | 25200 | 25200 | 25200 | 25200 | 25200 | 25200 | 25200 | 25200 | 25200 | 25200 | 25200 | 25200 | 25200 | 25200 | 25200 | 25200 | 25200 | 25200 | 25200 | 25200 | 25200 | 25200 | 25200 | 25200 | 25200 | 25200 | 25200 | 25200 | 25200 | 25200 | 25200 | 25200 | 25200 | 25200 | 25200 | 25200 | 25200 | 25200 | 25200 | 25200 | 25200 | 25200 | 25200 | 25200 | 25200 | 25200 | 25200 | 25200 | 25200 | 25200 | 25200 | 25200 | 25200 | 25200 | 25200 | 25200 | 25200 | 25200 | 25200 | 25200 | 25200 | 25200 | 25200 | 25200 | 25200 | 25200 | 25200 | 25200 | 25200 | 25200 | 25200 | 25200 | 25200 | 25200 | 25200 | 25200 | 25200 | 25200 | 25200 | 25200 | 25200 | 25200 | 25200 | 25200 | 25200 | 25200 | 25200 | 25200 | 25200 | 25200 | 25200 | 25200 | 25200 | 25200 | 25200 | 25200 | 25200 | 25200 | 25200 | 25200 | 25200 | 25200 | 25200 | 25200 | 25200 | 25200 | 25200 | 25200 | 25200 | 25200 | 25200 | 25200 | 25200 | 25200 | 25200 | 25200 | 25200 | 25200 | 25200 | 25200 | 25200 | 25200 | 25200 | 25200 | 25200 | 25200 | 25200 | 25200 | 25200 | 25200 | 25200 | 25200 | 25200 | 25200 | 25200 | 25200 | 25200 | 25200 | 25200 | 25200 | 25200 | 25200 | 25200 | 25200 | 25200 | 25200 | 25200 | 25200 | 25200 | 25200 | 25200 | 25200 | 25200 | 25200 | 25200 | 25200 | 25200 | 25200 | 25200 | 25200 | 25200 | 25200 | 25200 | 25200 | 25200 | 25200 | 25200 | 25200 | 25200 | 25200 | 25200 | 25200 | 25200 | 25200 | 25200 | 25200 | 25200 | 25200 | 25200 | 25200 | 25200 | 25200 | 25200 | 25200 | 25200 | 25200 | 25200 | 25200 | 25200 | 25200 | 25200 | 25200 | 25200 | 25200 | 25200 | 25200 | 25200 | 25200 | 25200 | 25200 | 25200 | 25200 | 25200 | 25200 | 25200 | 25200 | 25200 | 25200 | 25200 | 25200 | 25200 | 25200 | 25200 | 25200 | 25200 | 25200 | 25200 | 25200 | 25200 | 25200 | 25200 | 25200 | 25200 | 25200 | 25200 | 25200 | 25200 | 25200 | 25200 | 25200 | 25200 | 25200 | 25200 | 25200 | 25200 | 25200 | 25200 | 25200 | 25200 | 25200 | 25200 | 25200 | 25200 | 25200 | 25200 | 25200 | 25200 | 25200 | 25200 | 25200 | 25200 | 25200 | 25200 | 25200 | 25200 | 25200 | 25200 | 25200 | 25200 | 25200 | 25200 | 25200 | 25200 | 25200 | 25200 | 25200 | 25200 | 25200 | 25200 | 25200 | 25200 | 25200 | 25200 | 25200 | 25200 | 25200 | 25200 | 25200 | 25200 | 25200 | 25200 | 25200 | 25200 | 25200 | 25200 | 25200 | 25200 | 25200 | 25200 | 25200 | 25200 | 25200 | 25200 | 25200 | 25200 | 25200 | 25200 | 25200 | 25200 | 25200 | 25200 | 25200 | 25200 | 25200 | 25200 | 25200 | 25200 | 25200 | 25200 | 25200 | 25200 | 25200 | 25200 | 25200 | 25200 | 25200 | 25200 | 25200 | 25200 | 25200 | 25200 | 25200 | 25200 | 25200 | 25200 | 25200 | 25200 | 25200 | 25200 | 25200 | 25200 | 25200 | 25200 | 25200 | 25200 | 25200 | 25200 | 25200 | 25200 | 25200 | 25200 | 25200 | 25200 | 25200 | 25200 | 25200 | 25200 | 25200 | 25200 | 25200 | 25200 | 25200 | 25200 | 25200 | 25200 | 25200 | 25200 | 25200 | 25200 | 25200 | 25200 | 25200 | 25200 | 25200 | 25200 | 25200 | 25200 | 25200 | 25200 | 25200 | 25200 | 25200 | 25200 | 25200 | 25200 | 25200 | 25200 | 25200 | 25200 | 25200 | 25200 | 25200 | 25200 | 25200 | 25200 | 25200 | 25200 | 25200 | 25200 | 25200 | 25200 | 25200 | 25200 | 25200 | 25200 | 25200 | 25200 | 25200 | 25200 | 25200 | 25200 | 25200 | 25200 | 25200 | 25200 | 25200 | 25200 | 25200 | 25200 | 25200 | 25200 | 25200 | 25200 | 25200 | 25200 | 25200 | 25200 | 25200 | 25200 | 25200 | 25200 | 25200 | 25200 | 25200 | 25200 | 25200 | 25200 | 25200 | 25200 | 25200 | 25200 | 25200 | 25200 | 25200 | 25200 | 25200 | 25200 | 25200 | 25200 | 25200 | 25200 | 25200 | 25200 | 25200 | 25200 | 25200 | 25200 | 25200 | 25200 | 25200 | 25200 | 25200 | 25200 | 25200 | 25200 | 25200 | 25200 | 25200 | 25200 | 25200 | 25200 | 25200 | 25200 | 25200 | 25200 | 25200 | 25200 | 25200 | 25200 | 25200 | 25200 | 25200 | 25200 | 25200 | 25200 | 25200 | 25200 | 25200 | 25200 | 25200 | 25200 | 25200 | 25200 | 25200 | 25200 | 25200 | 25200 | 25200 | 25200 | 25200 | 25200 | 25200 | 25200 | 25200 | 25200 | 25200 | 25200 | 25200 | 25200 | 25200 | 25200 | 25200 | 25200 | 25200 | 25200 | 25200 | 25200 | 25200 | 25200 | 25200 | 25200 | 25200 | 25200 | 25200 | 25200 | 25200 | 25200 | 25200 | 25200 | 25200 | 25200 | 25200 | 25200 | 25200 | 25200 | 25200 | 25200 | 25200 | 25200 | 25200 | 25200 | 25200 | 25200 | 25200 | 25200 | 25200 | 25200 | 25200 | 25200 | 25200 | 25200 | 25200 | 25200 | 25200 | 25200 | 25200 | 25200 | 25200 | 25200 | 25200 | 25200 | 25200 | 25200 | 25200 | 25200 | 25200 | 25200 | 25200 | 25200 | 25200 | 25200 | 25200 | 25200 | 25200 | 25200 | 25200 | 25200 | 25200 | 25200 | 25200 | 25200 | 25200 | 25200 | 25200 | 25200 | 25200 | 25200 | 25200 | 25200 | 25200 | 25200 | 25200 | 25200 | 25200 | 25200 | 25200 | 25200 | 25200 | 25200 | 25200 | 25200 | 25200 | 25200 | 25200 | 25200 | 25200 | 25200 | 25200 | 25200 | 25200 | 25200 | 25200 | 25200 | 25200 | 25200 | 25200 | 25200 | 25200 | 25200 | 25200 | 25200 | 25200 | 25200 | 25200 | 25200 | 25200 | 25200 | 25200 | 25200 | 25200 | 25200 | 25200 | 25200 | 25200 | 25200 | 25200 | 25200 | 25200 | 25200 | 25200 | 25200 | 25200 | 25200 | 25200 | 25200 | 25200 | 25200 | 25200 | 25200 | 25200 | 25200 | 25200 | 25200 | 25200 | 25200 | 25200 | 25200 | 25200 | 25200 | 25200 | 25200 | 25200 | 25200 | 25200 | 25200 | 25200 | 25200 | 25200 | 25200 | 25200 | 25200 | 25200 | 25200 | 25200 | 25200 | 25200 | 25200 | 25200 | 25200 | 25200 | 25200 | 25200 | 25200 | 25200 | 25200 | 25200 | 25200 | 25200 | 25200 | 25200 | 25200 | 25200 | 25200 | 25200 | 25200 | 25200 | 25200 | 25200 | 25200 | 25200 | 25200 | 25200 | 25200 | 25200 | 25200 | 25200 | 25200 | 25200 | 25200 | 25200 | 25200 | 25200 | 25200 | 25200 | 25200 | 25200 | 25200 | 25200 | 25200 | 25200 | 25200 | 25200 | 25200 | 25200 | 25200 | 25200 | 25200 | 25200 | 25200 | 25200 | 25200 | 25200 | 25200 | 25200 | 25200 | 25200 | 25200 | 25200 | 25200 | 25200 | 25200 | 25200 | 25200 | 25200 | 25200 | 25200 | 25200 | 25200 | 25200 | 25200 | 25200 | 25200 | 25200 | 25200 | 25200 | 25200 | 25200 | 25200 | 25200 | 25200 | 25200 | 25200 | 25200 | 25200 | 25200 | 25200 | 25200 | 25200 | 25200 | 25200 | 25200 | 25200 | 25200 | 25200 | 25200 | 25200 | 25200 | 25200 | 25200 | 25200 | 25200 | 25200 | 25200 | 25200 | 25200 | 25200 | 25200 | 25200 | 25200 | 25200 | 25200 | 25200 | 25200 | 25200 | 25200 | 25200 | 25200 | 25200 | 25200 | 25200 | 25200 | 25200 | 25200 | 25200 | 25200 | 25200 | 25200 | 25200 | 25200 | 25200 | 25200 | 25200 | 25200 | 25200 | 25200 | 25200 | 25200 | 25200 | 25200 | 25200 | 25200 | 25200 | 25200 | 25200 | 25200 | 25200 | 25200 | 25200 | 25200 | 25200 | 25200 | 25200 | 25200 | 25200 | 25200 | 25200 | 25200 | 25200 | 25200 | 25200 | 25200 | 25200 | 25200 | 25200 | 25200 | 25200 | 25200 | 25200 | 25200 | 25200 | 25200 | 25200 | 25200 | 25200 | 25200 | 25200 | 25200 | 25200 | 25200 | 25200 | 25200 | 25200 | 25200 | 25200 | 25200 | 25200 | 25200 | 25200 | 25200 | 25200 | 25200 | 25200 | 25200 | 25200 | 25200 | 25200 | 25200 | 25200 | 25200 | 25200 | 25200 | 25200 | 25200 | 25200 | 25200 | 25200 | 25200 | 25200 | 25200 | 25200 | 25200 | 25200 | 25200 | 25200 | 25200 | 25200 | 25200 | 25200 | 25200 | 25200 | 25200 | 25200 | 25200 | 25200 | 25200 | 25200 | 25200 | 25200 | 25200 | 25200 | 25200 | 25200 | 25200 | 25200 | 25200 | 25200 | 25200 | 25200 | 25200 | 25200 | 25200 | 25200 | 25200 | 25200 | 25200 | 25200 | 25200 | 25200 | 25200 | 25200 | 25200 | 25200 | 25200 | 25200 | 25200 | 25200 | 25200 | 25200 | 25200 | 25200 | 25200 | 25200 | 25200 | 25200 | 25200 | 25200 | 25200 | 25200 | 25200 | 25200 | 25200 | 25200 | 25200 | 25200 | 25200 | 25200 | 25200 | 25200 | 25200 | 25200 | 25200 | 25200 | 25200 | 25200 | 25200 | 25200 | 25200 | 25200 | 25200 | 25200 | 25200 | 25200 | 25200 | 25200 | 25200 | 25200 | 25200 | 25200 | 25200 | 25200 | 25200 | 25200 | 25200 | 25200 | 25200 | 25200 | 25200 | 25200 | 25200 | 25200 | 25200 | 25200 | 25200 | 25200 | 25200 | 25200 | 25200 | 25200 | 25200 | 25200 | 25200 | 25200 | 25200 | 25200 | 25200 | 25200 | 25200 | 25200 | 25200 | 25200 | 25200 | 25200 | 25200 | 25200 | 25200 | 25200 | 25200 | 25200 | 25200 | 25200 | 25200 | 25200 | 25200 | 25200 | 25200 | 25200 | 25200 | 25200 | 25200 | 25200 | 25200 | 25200 | 25200 | 25200 | 25200 | 25200 | 25200 | 25200 | 25200 | 25200 | 25200 | 25200 | 25200 | 25200 | 25200 | 25200 | 25200 | 25200 | 25200 | 25200 | 25200 | 25200 | 25200 | 25200 | 25200 | 25200 | 25200 | 25200 | 25200 | 25200 | 25200 | 25200 | 25200 | 25200 | 25200 | 25200 | 25200 | 25200 | 25200 | 25200 | 25200 | 25200 | 25200 | 25200 | 25200 | 25200 | 25200 | 25200 | 25200 | 25200 | 25200 | 25200 | 25200 | 25200 | 25200 | 25200 | 25200 | 25200 | 25200 | 25200 | 25200 | 25200 | 25200 | 25200 | 25200 | 25200 | 25200 | 25200 | 25200 | 25200 | 25200 | 25200 | 25200 | 25200 | 25200 | 25200 | 25200 | 25200 | 25200 | 25200 | 25200 | 25200 | 25200 | 25200 | 25200 | 25200 | 25200 | 25200 | 25200 | 25200 | 25200 | 25200 | 25200 | 25200 | 25200 | 25200 | 25200 | 25200 | 25200 | 25200 | 25200 | 25200 | 25200 | 25200 | 25200 | 25200 | 25200 | 25200 | 25200 | 25200 | 25200 | 25200 | 25200 | 25200 | 25200 | 25200 | 25200 | 25200 | 25200 | 25200 | 25200 | 25200 | 25200 | 25200 | 25200 | 25200 | 25200 | 25200 | 25200 | 25200 | 25200 | 25200 | 25200 | 25200 | 25200 | 25200 | 25200 | 25200 | 25200 | 25200 | 25200 | 25200 | 25200 | 25200 | 25200 | 25200 | 25200 | 25200 | 25200 | 25200 | 25200 | 25200 | 25200 | 25200 | 25200 | 25200 | 25200 | 25200 | 25200 | 25200 | 25200 | 25200 | 25200 | 25200 | 25200 | 25200 | 25200 | 25200 | 25200 | 25200 | 25200 | 25200 | 25200 | 25200 | 25200 | 25200 | 25200 | 25200 | 25200 | 25200 | 25200 | 25200 | 25200 | 25200 | 25200 | 25200 | 25200 | 25200 | 25200 | 25200 | 25200 | 25200 | 25200 | 25200 | 25200 | 25200 | 25200 | 25200 | 25200 | 25200 | 25200 | 25200 | 25200 | 25200 | 25200 | 25200 | 25200 | 25200 | 25200 | 25200 | 25200 | 25200 | 25200 | 25200 | 25200 | 25200 | 25200 | 25200 | 25200 | 25200 | 25200 | 25200 | 25200 | 25200 | 25200 | 25200 | 25200 | 25200 | 25200 | 25200 | 25200 | 25200 | 25200 | 25200 | 25200 | 25200 | 25200 | 25200 | 25200 | 25200 | 25200 | 25200 | 25200 | 25200 | 25200 | 25200 | 25200 | 25200 | 25200 | 25200 | 25200 | 25200 | 25200 | 25200 | 25200 | 25200 | 25200 | 25200 | 25200 | 25200 | 25200 | 25200 | 25200 | 25200 | 25200 | 25200 | 25200 | 25200 | 25200 | 25200 | 25200 | 25200 | 25200 | 25200 | 25200 | 25200 | 25200 | 25200 | 25200 | 25200 | 25200 | 25200 | 25200 | 25200 | 25200 | 25200 | 25200 | 25200 | 25200 | 25200 | 25200 | 25200 | 25200 | 25200 | 25200 | 25200 | 25200 | 25200 | 25200 | 25200 | 25200 | 25200 | 25200 | 25200 | 25200 | 25200 | 25200 | 25200 | 25200 | 25200 | 25200 | 25200 | 25200 | 25200 | 25200 | 25200 | 25200 | 25200 | 25200 | 25200 | 25200 | 25200 | 25200 | 25200 | 25200 | 25200 | 25200 | 25200 | 25200 | 25200 | 25200 | 25200 | 25200 | 25200 | 25200 | 25200 | 25200 | 25200 | 25200 | 25200 | 25200 | 25200 | 25200 | 25200 | 25200 | 25200 | 25200 | 25200 | 25200 | 25200 | 25200 | 25200 | 25200 | 25200 | 25200 | 25200 | 25200 | 25200 | 25200 | 25200 | 25200 | 25200 | 25200 | 25200 | 25200 | 25200 | 25200 | 25200 | 25200 | 25200 | 25200 | 25200 | 25200 | 25200 | 25200 | 25200 | 25200 | 25200 | 25200 | 25200 | 25200 | 25200 | 25200 | 25200 | 25200 | 25200 | 25200 | 25200 | 25200 | 25200 | 25200 | 25200 | 25200 | 25200 | 25200 | 25200 | 25200 | 25200 | 25200 | 25200 | 25200 | 25200 | 25200 | 25200 | 25200 | 25200 | 25200 | 25200 | 25200 | 25200 | 25200 | 25200 | 25200 | 25200 | 25200 | 25200 | 25200 | 25200 | 25200 | 25200 | 25200 | 25200 | 25200 | 25200 | 25200 | 25200 | 25200 | 25200 | 25200 | 25200 | 25200 | 25200 | 25200 | 25200 | 25200 | 25200 | 25200 | 25200 | 25200 | 25200 | 25200 | 25200 | 25200 | 25200 | 25200 | 25200 | 25200 | 25200 | 25200 | 25200 | 25200 | 25200 | 25200 | 25200 | 25200 | 25200 | 25200 | 25200 | 25200 | 25200 | 25200 | 25200 | 25200 | 25200 | 25200 | 25200 | 25200 | 25200 | 25200 | 25200 | 25200 | 25200 | 25200 | 25200 | 25200 | 25200 | 25200 | 25200 | 25200 | 25200 | 25200 | 25200 | 25200 | 25200 | 25200 | 25200 | 25200 | 25200 | 25200 | 25200 | 25200 | 25200 | 25200 | 25200 | 25200 | 25200 | 25200 | 25200 | 25200 | 25200 | 25200 | 25200 | 25200 | 25200 | 25200 | 25200 | 25200 | 25200 | 25200 | 25200 | 25200 | 25200 | 25200 | 25200 | 25200 | 25200 | 25200 | 25200 | 25200 | 25200 | 25200 | 25200 | 25200 | 25200 | 25200 | 25200 | 25200 | 25200 | 25200 | 25200 | 25200 | 25200 | 25200 | 25200 | 25200 | 25200 | 25200 | 25200 | 25200 | 25200 | 25200 | 25200 | 25200 | 25200 | 25200 | 25200 | 25200 | 25200 | 25200 | 25200 | 25200 | 25200 | 25200 | 25200 | 25200 | 25200 | 25200 | 25200 | 25200 | 25200 | 25200 | 25200 | 25200 | 25200 | 25200 | 25200 | 25200 | 25200 | 25200 | 25200 | 25200 | 25200 | 25200 | 25200 | 25200 | 25200 | 25200 | 25200 | 25200 | 25200 | 25200 | 25200 | 25200 | 25200 | 25200 | 25200 | 25200 | 25200 | 25200 | 25200 | 25200 | 25200 | 25200 | 25200 | 25200 | 25200 | 25200 | 25200 | 25200 | 25200 | 25200 | 25200 | 25200 | 25200 | 25200 | 25200 | 25200 | 25200 | 25200 | 25200 | 25200 | 25200 | 25200 | 25200 | 25200 | 25200 | 25200 | 25200 | 25200 | 25200 | 25200 | 25200 | 25200 | 25200 | 25200 | 25200 | 25200 | 25200 | 25200 | 25200 | 25200 | 25200 | 25200 | 25200 | 25200 | 25200 | 25200 | 25200 | 25200 | 25200 | 25200 | 25200 | 25200 | 25200 | 25200 | 25200 | 25200 | 25200 | 25200 | 25200 | 25200 | 25200 | 25200 | 25200 | 25200 | 25200 | 25200 | 25200 | 25200 | 25200 | 25200 | 25200 | 25200 | 25200 | 25200 | 25200 | 25200 | 25200 | 25200 | 25200 | 25200 | 25200 | 25200 | 25200 | 25200 | 25200 | 25200 | 25200 | 25200 | 25200 | 25200 | 25200 | 25200 | 25200 | 25200 | 25200 | 25200 | 25200 | 25200 | 25200 | 25200 | 25200 | 25200 | 25200 | 25200 | 25200 | 25200 | 25200 | 25200 | 25200 | 25200 | 25200 | 25200 | 25200 | 25200 | 25200 | 25200 | 25200 | 25200 | 25200 | 25200 | 25200 | 25200 | 25200 | 25200 | 25200 | 25200 | 25200 | 25200 | 25200 | 25200 | 25200 | 25200 | 25200 | 25200 | 25200 | 25200 | 25200 | 25200 | 25200 | 25200 | 25200 | 25200 | 25200 | 25200 | 25200 | 25200 | 25200 | 25200 | 25200 | 25200 | 25200 | 25200 | 25200 | 25200 | 25200 | 25200 | 25200 | 25200 | 25200 | 25200 | 25200 | 25200 | 25200 | 25200 | 25200 | 25200 | 25200 | 25200 | 25200 | 25200 | 25200 | 25200 | 25200 | 25200 | 25200 | 25200 | 25200 | 25200 | 25200 | 25200 | 25200 | 25200 | 25200 | 25200 | 25200 | 25200 | 25200 | 25200 | 25200 | 25200 | 25200 | 25200 | 25200 | 25200 | 25200 | 25200 | 25200 | 25200 | 25200 | 25200 | 25200 | 25200 | 25200 | 25200 | 25200 | 25200 | 25200 | 25200 | 25200 | 25200 | 25200 | 25200 | 25200 | 25200 | 25200 | 25200 | 25200 | 25200 | 25200 | 25200 | 25200 | 25200 | 25200 | 25200 | 25200 | 25200 | 25200 | 25200 | 25200 | 25200 | 25200 | 25200 | 25200 | 25200 | 25200 | 25200 | 25200 | 25200 | 25200 | 25200 | 25200 | 25200 | 25200 | 25200 | 25200 | 25200 | 25200 | 25200 | 25200 | 25200 | 25200 | 25200 | 25200 | 25200 | 25200 | 25200 | 25200 | 25200 | 25200 | 25200 | 25200 | 25200 | 25200 | 25200 | 25200 | 25200 | 25200 | 25200 | 25200 | 25200 | 25200 | 25200 | 25200 | 25200 | 25200 | 25200 | 25200 | 25200 | 25200 | 25200 | 25200 | 25200 | 25200 | 25200 | 25200 | 25200 | 25200 | 25200 | 25200 | 25200 | 25200 | 25200 | 25200 | 25200 | 25200 | 25200 | 25200 | 25200 | 25200 | 25200 | 25200 | 25200 | 25200 | 25200 | 25200 | 25200 | 25200 | 25200 | 25200 | 25200 | 25200 | 25200 | 25200 | 25200 | 25200 | 25200 | 25200 | 25200 | 25200 | 25200 | 25200 | 25200 | 25200 | 25200 | 25200 | 25200 | 25200 | 25200 | 25200 | 25200 | 25200 | 25200 | 25200 | 25200 | 25200 | 25200 | 25200 | 25200
Time infected person occupied the space | T_I | constant | 25200 |  | s | These values are not used by this model | T_I | 25200 | 25200 | 25200 | 25200 | 25200 | 25200 | 25200 | 25200 | 25200 | 25200 | 25200 | 25200 | 25200 | 25200 | 25200 | 25200 | 25200 | 25200 | 25200 | 25200 | 25200 | 25200 | 25200 | 25200 | 25200 | 25200 | 25200 | 25200 | 25200 | 25200 | 25200 | 25200 | 25200 | 25200 | 25200 | 25200 | 25200 | 25200 | 25200 | 25200 | 25200 | 25200 | 25200 | 25200 | 25200 | 25200 | 25200 | 25200 | 25200 | 25200 | 25200 | 25200 | 25200 | 25200 | 25200 | 25200 | 25200 | 25200 | 25200 | 25200 | 25200 | 25200 | 25200 | 25200 | 25200 | 25200 | 25200 | 25200 | 25200 | 25200 | 25200 | 25200 | 25200 | 25200 | 25200 | 25200 | 25200 | 25200 | 25200 | 25200 | 25200 | 25200 | 25200 | 25200 | 25200 | 25200 | 25200 | 25200 | 25200 | 25200 | 25200 | 25200 | 25200 | 25200 | 25200 | 25200 | 25200 | 25200 | 25200 | 25200 | 25200 | 25200 | 25200 | 25200 | 25200 | 25200 | 25200 | 25200 | 25200 | 25200 | 25200 | 25200 | 25200 | 25200 | 25200 | 25200 | 25200 | 25200 | 25200 | 25200 | 25200 | 25200 | 25200 | 25200 | 25200 | 25200 | 25200 | 25200 | 25200 | 25200 | 25200 | 25200 | 25200 | 25200 | 25200 | 25200 | 25200 | 25200 | 25200 | 25200 | 25200 | 25200 | 25200 | 25200 | 25200 | 25200 | 25200 | 25200 | 25200 | 25200 | 25200 | 25200 | 25200 | 25200 | 25200 | 25200 | 25200 | 25200 | 25200 | 25200 | 25200 | 25200 | 25200 | 25200 | 25200 | 25200 | 25200 | 25200 | 25200 | 25200 | 25200 | 25200 | 25200 | 25200 | 25200 | 25200 | 25200 | 25200 | 25200 | 25200 | 25200 | 25200 | 25200 | 25200 | 25200 | 25200 | 25200 | 25200 | 25200 | 25200 | 25200 | 25200 | 25200 | 25200 | 25200 | 25200 | 25200 | 25200 | 25200 | 25200 | 25200 | 25200 | 25200 | 25200 | 25200 | 25200 | 25200 | 25200 | 25200 | 25200 | 25200 | 25200 | 25200 | 25200 | 25200 | 25200 | 25200 | 25200 | 25200 | 25200 | 25200 | 25200 | 25200 | 25200 | 25200 | 25200 | 25200 | 25200 | 25200 | 25200 | 25200 | 25200 | 25200 | 25200 | 25200 | 25200 | 25200 | 25200 | 25200 | 25200 | 25200 | 25200 | 25200 | 25200 | 25200 | 25200 | 25200 | 25200 | 25200 | 25200 | 25200 | 25200 | 25200 | 25200 | 25200 | 25200 | 25200 | 25200 | 25200 | 25200 | 25200 | 25200 | 25200 | 25200 | 25200 | 25200 | 25200 | 25200 | 25200 | 25200 | 25200 | 25200 | 25200 | 25200 | 25200 | 25200 | 25200 | 25200 | 25200 | 25200 | 25200 | 25200 | 25200 | 25200 | 25200 | 25200 | 25200 | 25200 | 25200 | 25200 | 25200 | 25200 | 25200 | 25200 | 25200 | 25200 | 25200 | 25200 | 25200 | 25200 | 25200 | 25200 | 25200 | 25200 | 25200 | 25200 | 25200 | 25200 | 25200 | 25200 | 25200 | 25200 | 25200 | 25200 | 25200 | 25200 | 25200 | 25200 | 25200 | 25200 | 25200 | 25200 | 25200 | 25200 | 25200 | 25200 | 25200 | 25200 | 25200 | 25200 | 25200 | 25200 | 25200 | 25200 | 25200 | 25200 | 25200 | 25200 | 25200 | 25200 | 25200 | 25200 | 25200 | 25200 | 25200 | 25200 | 25200 | 25200 | 25200 | 25200 | 25200 | 25200 | 25200 | 25200 | 25200 | 25200 | 25200 | 25200 | 25200 | 25200 | 25200 | 25200 | 25200 | 25200 | 25200 | 25200 | 25200 | 25200 | 25200 | 25200 | 25200 | 25200 | 25200 | 25200 | 25200 | 25200 | 25200 | 25200 | 25200 | 25200 | 25200 | 25200 | 25200 | 25200 | 25200 | 25200 | 25200 | 25200 | 25200 | 25200 | 25200 | 25200 | 25200 | 25200 | 25200 | 25200 | 25200 | 25200 | 25200 | 25200 | 25200 | 25200 | 25200 | 25200 | 25200 | 25200 | 25200 | 25200 | 25200 | 25200 | 25200 | 25200 | 25200 | 25200 | 25200 | 25200 | 25200 | 25200 | 25200 | 25200 | 25200 | 25200 | 25200 | 25200 | 25200 | 25200 | 25200 | 25200 | 25200 | 25200 | 25200 | 25200 | 25200 | 25200 | 25200 | 25200 | 25200 | 25200 | 25200 | 25200 | 25200 | 25200 | 25200 | 25200 | 25200 | 25200 | 25200 | 25200 | 25200 | 25200 | 25200 | 25200 | 25200 | 25200 | 25200 | 25200 | 25200 | 25200 | 25200 | 25200 | 25200 | 25200 | 25200 | 25200 | 25200 | 25200 | 25200 | 25200 | 25200 | 25200 | 25200 | 25200 | 25200 | 25200 | 25200 | 25200 | 25200 | 25200 | 25200 | 25200 | 25200 | 25200 | 25200 | 25200 | 25200 | 25200 | 25200 | 25200 | 25200 | 25200 | 25200 | 25200 | 25200 | 25200 | 25200 | 25200 | 25200 | 25200 | 25200 | 25200 | 25200 | 25200 | 25200 | 25200 | 25200 | 25200 | 25200 | 25200 | 25200 | 25200 | 25200 | 25200 | 25200 | 25200 | 25200 | 25200 | 25200 | 25200 | 25200 | 25200 | 25200 | 25200 | 25200 | 25200 | 25200 | 25200 | 25200 | 25200 | 25200 | 25200 | 25200 | 25200 | 25200 | 25200 | 25200 | 25200 | 25200 | 25200 | 25200 | 25200 | 25200 | 25200 | 25200 | 25200 | 25200 | 25200 | 25200 | 25200 | 25200 | 25200 | 25200 | 25200 | 25200 | 25200 | 25200 | 25200 | 25200 | 25200 | 25200 | 25200 | 25200 | 25200 | 25200 | 25200 | 25200 | 25200 | 25200 | 25200 | 25200 | 25200 | 25200 | 25200 | 25200 | 25200 | 25200 | 25200 | 25200 | 25200 | 25200 | 25200 | 25200 | 25200 | 25200 | 25200 | 25200 | 25200 | 25200 | 25200 | 25200 | 25200 | 25200 | 25200 | 25200 | 25200 | 25200 | 25200 | 25200 | 25200 | 25200 | 25200 | 25200 | 25200 | 25200 | 25200 | 25200 | 25200 | 25200 | 25200 | 25200 | 25200 | 25200 | 25200 | 25200 | 25200 | 25200 | 25200 | 25200 | 25200 | 25200 | 25200 | 25200 | 25200 | 25200 | 25200 | 25200 | 25200 | 25200 | 25200 | 25200 | 25200 | 25200 | 25200 | 25200 | 25200 | 25200 | 25200 | 25200 | 25200 | 25200 | 25200 | 25200 | 25200 | 25200 | 25200 | 25200 | 25200 | 25200 | 25200 | 25200 | 25200 | 25200 | 25200 | 25200 | 25200 | 25200 | 25200 | 25200 | 25200 | 25200 | 25200 | 25200 | 25200 | 25200 | 25200 | 25200 | 25200 | 25200 | 25200 | 25200 | 25200 | 25200 | 25200 | 25200 | 25200 | 25200 | 25200 | 25200 | 25200 | 25200 | 25200 | 25200 | 25200 | 25200 | 25200 | 25200 | 25200 | 25200 | 25200 | 25200 | 25200 | 25200 | 25200 | 25200 | 25200 | 25200 | 25200 | 25200 | 25200 | 25200 | 25200 | 25200 | 25200 | 25200 | 25200 | 25200 | 25200 | 25200 | 25200 | 25200 | 25200 | 25200 | 25200 | 25200 | 25200 | 25200 | 25200 | 25200 | 25200 | 25200 | 25200 | 25200 | 25200 | 25200 | 25200 | 25200 | 25200 | 25200 | 25200 | 25200 | 25200 | 25200 | 25200 | 25200 | 25200 | 25200 | 25200 | 25200 | 25200 | 25200 | 25200 | 25200 | 25200 | 25200 | 25200 | 25200 | 25200 | 25200 | 25200 | 25200 | 25200 | 25200 | 25200 | 25200 | 25200 | 25200 | 25200 | 25200 | 25200 | 25200 | 25200 | 25200 | 25200 | 25200 | 25200 | 25200 | 25200 | 25200 | 25200 | 25200 | 25200 | 25200 | 25200 | 25200 | 25200 | 25200 | 25200 | 25200 | 25200 | 25200 | 25200 | 25200 | 25200 | 25200 | 25200 | 25200 | 25200 | 25200 | 25200 | 25200 | 25200 | 25200 | 25200 | 25200 | 25200 | 25200 | 25200 | 25200 | 25200 | 25200 | 25200 | 25200 | 25200 | 25200 | 25200 | 25200 | 25200 | 25200 | 25200 | 25200 | 25200 | 25200 | 25200 | 25200 | 25200 | 25200 | 25200 | 25200 | 25200 | 25200 | 25200 | 25200 | 25200 | 25200 | 25200 | 25200 | 25200 | 25200 | 25200 | 25200 | 25200 | 25200 | 25200 | 25200 | 25200 | 25200 | 25200 | 25200 | 25200 | 25200 | 25200 | 25200 | 25200 | 25200 | 25200 | 25200 | 25200 | 25200 | 25200 | 25200 | 25200 | 25200 | 25200 | 25200 | 25200 | 25200 | 25200 | 25200 | 25200 | 25200 | 25200 | 25200 | 25200 | 25200 | 25200 | 25200 | 25200 | 25200 | 25200 | 25200 | 25200 | 25200 | 25200 | 25200 | 25200 | 25200 | 25200 | 25200 | 25200 | 25200 | 25200 | 25200 | 25200 | 25200 | 25200 | 25200 | 25200 | 25200 | 25200 | 25200 | 25200 | 25200 | 25200 | 25200 | 25200 | 25200 | 25200 | 25200 | 25200 | 25200 | 25200 | 25200 | 25200 | 25200 | 25200 | 25200 | 25200 | 25200 | 25200 | 25200 | 25200 | 25200 | 25200 | 25200 | 25200 | 25200 | 25200 | 25200 | 25200 | 25200 | 25200 | 25200 | 25200 | 25200 | 25200 | 25200 | 25200 | 25200 | 25200 | 25200 | 25200 | 25200 | 25200 | 25200 | 25200 | 25200 | 25200 | 25200 | 25200 | 25200 | 25200 | 25200 | 25200 | 25200 | 25200 | 25200 | 25200 | 25200 | 25200 | 25200 | 25200 | 25200 | 25200 | 25200 | 25200 | 25200 | 25200 | 25200 | 25200 | 25200 | 25200 | 25200 | 25200 | 25200 | 25200 | 25200 | 25200 | 25200 | 25200 | 25200 | 25200 | 25200 | 25200 | 25200 | 25200 | 25200 | 25200 | 25200 | 25200 | 25200 | 25200 | 25200 | 25200 | 25200 | 25200 | 25200 | 25200 | 25200 | 25200 | 25200 | 25200 | 25200 | 25200 | 25200 | 25200 | 25200 | 25200 | 25200 | 25200 | 25200 | 25200 | 25200 | 25200 | 25200 | 25200 | 25200 | 25200 | 25200 | 25200 | 25200 | 25200 | 25200 | 25200 | 25200 | 25200 | 25200 | 25200 | 25200 | 25200 | 25200 | 25200 | 25200 | 25200 | 25200 | 25200 | 25200 | 25200 | 25200 | 25200 | 25200 | 25200 | 25200 | 25200 | 25200 | 25200 | 25200 | 25200 | 25200 | 25200 | 25200 | 25200 | 25200 | 25200 | 25200 | 25200 | 25200 | 25200 | 25200 | 25200 | 25200 | 25200 | 25200 | 25200 | 25200 | 25200 | 25200 | 25200 | 25200 | 25200 | 25200 | 25200 | 25200 | 25200 | 25200 | 25200 | 25200 | 25200 | 25200 | 25200 | 25200 | 25200 | 25200 | 25200 | 25200 | 25200 | 25200 | 25200 | 25200 | 25200 | 25200 | 25200 | 25200 | 25200 | 25200 | 25200 | 25200 | 25200 | 25200 | 25200 | 25200 | 25200 | 25200 | 25200 | 25200 | 25200 | 25200 | 25200 | 25200 | 25200 | 25200 | 25200 | 25200 | 25200 | 25200 | 25200 | 25200 | 25200 | 25200 | 25200 | 25200 | 25200 | 25200 | 25200 | 25200 | 25200 | 25200 | 25200 | 25200 | 25200 | 25200 | 25200 | 25200 | 25200 | 25200 | 25200 | 25200 | 25200 | 25200 | 25200 | 25200 | 25200 | 25200 | 25200 | 25200 | 25200 | 25200 | 25200 | 25200 | 25200 | 25200 | 25200 | 25200 | 25200 | 25200 | 25200 | 25200 | 25200 | 25200 | 25200 | 25200 | 25200 | 25200 | 25200 | 25200 | 25200 | 25200 | 25200 | 25200 | 25200 | 25200 | 25200 | 25200 | 25200 | 25200 | 25200 | 25200 | 25200 | 25200 | 25200 | 25200 | 25200 | 25200 | 25200 | 25200 | 25200 | 25200 | 25200 | 25200 | 25200 | 25200 | 25200 | 25200 | 25200 | 25200 | 25200 | 25200 | 25200 | 25200 | 25200 | 25200 | 25200 | 25200 | 25200 | 25200 | 25200 | 25200 | 25200 | 25200 | 25200 | 25200 | 25200 | 25200 | 25200 | 25200 | 25200 | 25200 | 25200 | 25200 | 25200 | 25200 | 25200 | 25200 | 25200 | 25200 | 25200 | 25200 | 25200 | 25200 | 25200 | 25200 | 25200 | 25200 | 25200 | 25200 | 25200 | 25200 | 25200 | 25200 | 25200 | 25200 | 25200 | 25200 | 25200 | 25200 | 25200 | 25200 | 25200 | 25200 | 25200 | 25200 | 25200 | 25200 | 25200 | 25200 | 25200 | 25200 | 25200 | 25200 | 25200 | 25200 | 25200 | 25200 | 25200 | 25200 | 25200 | 25200 | 25200 | 25200 | 25200 | 25200 | 25200 | 25200 | 25200 | 25200 | 25200 | 25200 | 25200 | 25200 | 25200 | 25200 | 25200 | 25200 | 25200 | 25200 | 25200 | 25200 | 25200 | 25200 | 25200 | 25200 | 25200 | 25200 | 25200 | 25200 | 25200 | 25200 | 25200 | 25200 | 25200 | 25200 | 25200 | 25200 | 25200 | 25200 | 25200 | 25200 | 25200 | 25200 | 25200 | 25200 | 25200 | 25200 | 25200 | 25200 | 25200 | 25200 | 25200 | 25200 | 25200 | 25200 | 25200 | 25200 | 25200 | 25200 | 25200 | 25200 | 25200 | 25200 | 25200 | 25200 | 25200 | 25200 | 25200 | 25200 | 25200 | 25200 | 25200 | 25200 | 25200 | 25200 | 25200 | 25200 | 25200 | 25200 | 25200 | 25200 | 25200 | 25200 | 25200 | 25200 | 25200 | 25200 | 25200 | 25200 | 25200 | 25200 | 25200 | 25200 | 25200 | 25200 | 25200 | 25200 | 25200 | 25200 | 25200 | 25200 | 25200 | 25200 | 25200 | 25200 | 25200 | 25200 | 25200 | 25200 | 25200 | 25200 | 25200 | 25200 | 25200 | 25200 | 25200 | 25200 | 25200 | 25200 | 25200 | 25200 | 25200 | 25200 | 25200 | 25200 | 25200 | 25200 | 25200 | 25200 | 25200 | 25200 | 25200 | 25200 | 25200 | 25200 | 25200 | 25200 | 25200 | 25200 | 25200 | 25200 | 25200 | 25200 | 25200 | 25200 | 25200 | 25200 | 25200 | 25200 | 25200 | 25200 | 25200 | 25200 | 25200 | 25200 | 25200 | 25200 | 25200 | 25200 | 25200 | 25200 | 25200 | 25200 | 25200 | 25200 | 25200 | 25200 | 25200 | 25200 | 25200 | 25200 | 25200 | 25200 | 25200 | 25200 | 25200 | 25200 | 25200 | 25200 | 25200 | 25200 | 25200 | 25200 | 25200 | 25200 | 25200 | 25200 | 25200 | 25200 | 25200 | 25200 | 25200 | 25200 | 25200 | 25200 | 25200 | 25200 | 25200 | 25200 | 25200 | 25200 | 25200 | 25200 | 25200 | 25200 | 25200 | 25200 | 25200 | 25200 | 25200 | 25200 | 25200 | 25200 | 25200 | 25200 | 25200 | 25200 | 25200 | 25200 | 25200 | 25200 | 25200 | 25200 | 25200 | 25200 | 25200 | 25200 | 25200 | 25200 | 25200 | 25200 | 25200 | 25200 | 25200 | 25200 | 25200 | 25200 | 25200 | 25200 | 25200 | 25200 | 25200 | 25200 | 25200 | 25200 | 25200 | 25200 | 25200 | 25200 | 25200 | 25200 | 25200 | 25200 | 25200 | 25200 | 25200 | 25200 | 25200 | 25200 | 25200 | 25200 | 25200 | 25200 | 25200 | 25200 | 25200 | 25200 | 25200 | 25200 | 25200 | 25200 | 25200 | 25200 | 25200 | 25200 | 25200 | 25200 | 25200 | 25200 | 25200 | 25200 | 25200 | 25200 | 25200 | 25200 | 25200 | 25200 | 25200 | 25200 | 25200 | 25200 | 25200 | 25200 | 25200 | 25200 | 25200 | 25200 | 25200 | 25200 | 25200 | 25200 | 25200 | 25200 | 25200 | 25200 | 25200 | 25200 | 25200 | 25200 | 25200 | 25200 | 25200 | 25200 | 25200 | 25200 | 25200 | 25200 | 25200 | 25200 | 25200 | 25200 | 25200 | 25200 | 25200 | 25200 | 25200 | 25200 | 25200 | 25200 | 25200 | 25200 | 25200 | 25200 | 25200 | 25200 | 25200 | 25200 | 25200 | 25200 | 25200 | 25200 | 25200 | 25200 | 25200 | 25200 | 25200 | 25200 | 25200 | 25200 | 25200 | 25200 | 25200 | 25200 | 25200 | 25200 | 25200 | 25200 | 25200 | 25200 | 25200 | 25200 | 25200 | 25200 | 25200 | 25200 | 25200 | 25200 | 25200 | 25200 | 25200 | 25200 | 25200 | 25200 | 25200 | 25200 | 25200 | 25200 | 25200 | 25200 | 25200 | 25200 | 25200 | 25200 | 25200 | 25200 | 25200 | 25200 | 25200 | 25200 | 25200 | 25200 | 25200 | 25200 | 25200 | 25200 | 25200 | 25200 | 25200 | 25200 | 25200 | 25200 | 25200 | 25200 | 25200 | 25200 | 25200 | 25200 | 25200 | 25200 | 25200 | 25200 | 25200 | 25200 | 25200 | 25200 | 25200 | 25200 | 25200 | 25200 | 25200 | 25200 | 25200 | 25200 | 25200 | 25200 | 25200 | 25200 | 25200 | 25200 | 25200 | 25200 | 25200 | 25200 | 25200 | 25200 | 25200 | 25200 | 25200 | 25200 | 25200 | 25200 | 25200 | 25200 | 25200 | 25200 | 25200 | 25200 | 25200 | 25200 | 25200 | 25200 | 25200 | 25200 | 25200 | 25200 | 25200 | 25200 | 25200 | 25200 | 25200 | 25200 | 25200 | 25200 | 25200 | 25200 | 25200 | 25200 | 25200 | 25200 | 25200 | 25200 | 25200 | 25200 | 25200 | 25200 | 25200 | 25200 | 25200 | 25200 | 25200 | 25200 | 25200 | 25200 | 25200 | 25200 | 25200 | 25200 | 25200 | 25200 | 25200 | 25200 | 25200 | 25200 | 25200 | 25200 | 25200 | 25200 | 25200 | 25200 | 25200 | 25200 | 25200 | 25200 | 25200 | 25200 | 25200 | 25200 | 25200 | 25200 | 25200 | 25200 | 25200 | 25200 | 25200 | 25200 | 25200 | 25200 | 25200 | 25200 | 25200 | 25200 | 25200 | 25200 | 25200 | 25200 | 25200 | 25200 | 25200 | 25200 | 25200 | 25200 | 25200 | 25200 | 25200 | 25200 | 25200 | 25200 | 25200 | 25200 | 25200 | 25200 | 25200 | 25200 | 25200 | 25200 | 25200 | 25200 | 25200 | 25200 | 25200 | 25200 | 25200 | 25200 | 25200 | 25200 | 25200 | 25200 | 25200 | 25200 | 25200 | 25200 | 25200 | 25200 | 25200 | 25200 | 25200 | 25200 | 25200 | 25200 | 25200 | 25200 | 25200 | 25200 | 25200 | 25200 | 25200 | 25200 | 25200 | 25200 | 25200 | 25200 | 25200 | 25200 | 25200 | 25200 | 25200 | 25200 | 25200 | 25200 | 25200 | 25200 | 25200 | 25200 | 25200 | 25200 | 25200 | 25200 | 25200 | 25200 | 25200 | 25200 | 25200 | 25200 | 25200 | 25200 | 25200 | 25200 | 25200 | 25200 | 25200 | 25200 | 25200 | 25200 | 25200 | 25200 | 25200 | 25200 | 25200 | 25200 | 25200 | 25200 | 25200 | 25200 | 25200 | 25200 | 25200 | 25200 | 25200 | 25200 | 25200 | 25200 | 25200 | 25200 | 25200 | 25200 | 25200 | 25200 | 25200 | 25200 | 25200 | 25200 | 25200 | 25200 | 25200 | 25200 | 25200 | 25200 | 25200 | 25200 | 25200 | 25200 | 25200 | 25200 | 25200 | 25200 | 25200 | 25200 | 25200 | 25200 | 25200 | 25200 | 25200 | 25200 | 25200 | 25200 | 25200 | 25200 | 25200 | 25200 | 25200 | 25200 | 25200 | 25200 | 25200 | 25200 | 25200 | 25200 | 25200 | 25200 | 25200 | 25200 | 25200 | 25200 | 25200 | 25200 | 25200 | 25200 | 25200 | 25200 | 25200 | 25200 | 25200 | 25200 | 25200 | 25200 | 25200 | 25200 | 25200 | 25200 | 25200 | 25200 | 25200 | 25200 | 25200 | 25200 | 25200 | 25200 | 25200 | 25200 | 25200 | 25200 | 25200 | 25200 | 25200 | 25200 | 25200 | 25200 | 25200 | 25200 | 25200 | 25200 | 25200 | 25200 | 25200 | 25200 | 25200 | 25200 | 25200 | 25200 | 25200 | 25200 | 25200 | 25200 | 25200 | 25200 | 25200 | 25200 | 25200 | 25200 | 25200 | 25200 | 25200 | 25200 | 25200 | 25200 | 25200 | 25200 | 25200 | 25200 | 25200 | 25200 | 25200 | 25200 | 25200 | 25200 | 25200 | 25200 | 25200 | 25200 | 25200 | 25200 | 25200 | 25200 | 25200 | 25200 | 25200 | 25200 | 25200 | 25200 | 25200 | 25200 | 25200 | 25200 | 25200 | 25200 | 25200 | 25200 | 25200 | 25200 | 25200 | 25200 | 25200 | 25200 | 25200 | 25200 | 25200 | 25200 | 25200 | 25200 | 25200 | 25200 | 25200 | 25200 | 25200 | 25200 | 25200 | 25200 | 25200 | 25200 | 25200 | 25200 | 25200 | 25200 | 25200 | 25200 | 25200 | 25200 | 25200 | 25200 | 25200 | 25200 | 25200 | 25200 | 25200 | 25200 | 25200 | 25200 | 25200 | 25200 | 25200 | 25200 | 25200 | 25200 | 25200 | 25200 | 25200 | 25200 | 25200 | 25200 | 25200 | 25200 | 25200 | 25200 | 25200 | 25200 | 25200 | 25200 | 25200 | 25200 | 25200 | 25200 | 25200 | 25200 | 25200 | 25200 | 25200 | 25200 | 25200 | 25200 | 25200 | 25200 | 25200 | 25200 | 25200 | 25200 | 25200 | 25200 | 25200 | 25200 | 25200 | 25200 | 25200 | 25200 | 25200 | 25200 | 25200 | 25200 | 25200 | 25200 | 25200 | 25200 | 25200 | 25200 | 25200 | 25200 | 25200 | 25200 | 25200 | 25200 | 25200 | 25200 | 25200 | 25200 | 25200 | 25200 | 25200 | 25200 | 25200 | 25200 | 25200 | 25200 | 25200 | 25200 | 25200 | 25200 | 25200 | 25200 | 25200 | 25200 | 25200 | 25200 | 25200 | 25200 | 25200 | 25200 | 25200 | 25200 | 25200 | 25200 | 25200 | 25200 | 25200 | 25200 | 25200 | 25200 | 25200 | 25200 | 25200 | 25200 | 25200 | 25200 | 25200 | 25200 | 25200 | 25200 | 25200 | 25200 | 25200 | 25200 | 25200 | 25200 | 25200 | 25200 | 25200 | 25200 | 25200 | 25200 | 25200 | 25200 | 25200 | 25200 | 25200 | 25200 | 25200 | 25200 | 25200 | 25200 | 25200 | 25200 | 25200 | 25200 | 25200 | 25200 | 25200 | 25200 | 25200 | 25200 | 25200 | 25200 | 25200 | 25200 | 25200 | 25200 | 25200 | 25200 | 25200 | 25200 | 25200 | 25200 | 25200 | 25200 | 25200 | 25200 | 25200 | 25200 | 25200 | 25200 | 25200 | 25200 | 25200 | 25200 | 25200 | 25200 | 25200 | 25200 | 25200 | 25200 | 25200 | 25200 | 25200 | 25200 | 25200 | 25200 | 25200 | 25200 | 25200 | 25200 | 25200 | 25200 | 25200 | 25200 | 25200 | 25200 | 25200 | 25200 | 25200 | 25200 | 25200 | 25200 | 25200 | 25200 | 25200 | 25200 | 25200 | 25200 | 25200 | 25200 | 25200 | 25200 | 25200 | 25200 | 25200 | 25200 | 25200 | 25200 | 25200 | 25200 | 25200 | 25200 | 25200 | 25200 | 25200 | 25200 | 25200 | 25200 | 25200 | 25200 | 25200 | 25200 | 25200 | 25200 | 25200 | 25200 | 25200 | 25200 | 25200 | 25200 | 25200 | 25200 | 25200 | 25200 | 25200 | 25200 | 25200 | 25200 | 25200 | 25200 | 25200 | 25200 | 25200 | 25200 | 25200 | 25200 | 25200 | 25200 | 25200 | 25200 | 25200 | 25200 | 25200 | 25200 | 25200 | 25200 | 25200 | 25200 | 25200 | 25200 | 25200 | 25200 | 25200 | 25200 | 25200 | 25200 | 25200 | 25200 | 25200 | 25200 | 25200 | 25200 | 25200 | 25200 | 25200 | 25200 | 25200 | 25200 | 25200 | 25200 | 25200 | 25200 | 25200 | 25200 | 25200 | 25200 | 25200 | 25200 | 25200 | 25200 | 25200 | 25200 | 25200 | 25200 | 25200 | 25200 | 25200 | 25200 | 25200 | 25200 | 25200 | 25200 | 25200 | 25200 | 25200 | 25200 | 25200 | 25200 | 25200 | 25200 | 25200 | 25200 | 25200 | 25200 | 25200 | 25200 | 25200 | 25200 | 25200 | 25200 | 25200 | 25200 | 25200 | 25200 | 25200 | 25200 | 25200 | 25200 | 25200 | 25200 | 25200 | 25200 | 25200 | 25200 | 25200 | 25200 | 25200 | 25200 | 25200 | 25200 | 25200 | 25200 | 25200 | 25200 | 25200 | 25200 | 25200 | 25200 | 25200 | 25200 | 25200 | 25200 | 25200 | 25200 | 25200 | 25200 | 25200 | 25200 | 25200 | 25200 | 25200 | 25200 | 25200 | 25200 | 25200 | 25200 | 25200 | 25200 | 25200 | 25200 | 25200 | 25200 | 25200 | 25200 | 25200 | 25200 | 25200 | 25200 | 25200 | 25200 | 25200 | 25200 | 25200 | 25200 | 25200 | 25200 | 25200 | 25200 | 25200 | 25200 | 25200 | 25200 | 25200 | 25200 | 25200 | 25200 | 25200 | 25200 | 25200 | 25200 | 25200 | 25200 | 25200 | 25200 | 25200 | 25200 | 25200 | 25200 | 25200 | 25200 | 25200 | 25200 | 25200 | 25200 | 25200 | 25200 | 25200 | 25200 | 25200 | 25200 | 25200 | 25200 | 25200 | 25200 | 25200 | 25200 | 25200 | 25200 | 25200 | 25200 | 25200 | 25200 | 25200 | 25200 | 25200 | 25200 | 25200 | 25200 | 25200 | 25200 | 25200 | 25200 | 25200 | 25200 | 25200 | 25200 | 25200 | 25200 | 25200 | 25200 | 25200 | 25200 | 25200 | 25200 | 25200 | 25200 | 25200 | 25200 | 25200 | 25200 | 25200 | 25200 | 25200 | 25200 | 25200 | 25200 | 25200 | 25200 | 25200 | 25200 | 25200 | 25200 | 25200 | 25200 | 25200 | 25200 | 25200 | 25200 | 25200 | 25200 | 25200 | 25200 | 25200 | 25200 | 25200 | 25200 | 25200 | 25200 | 25200 | 25200 | 25200 | 25200 | 25200 | 25200 | 25200 | 25200 | 25200 | 25200 | 25200 | 25200 | 25200 | 25200 | 25200 | 25200 | 25200 | 25200 | 25200 | 25200 | 25200 | 25200 | 25200 | 25200 | 25200 | 25200 | 25200 | 25200 | 25200 | 25200 | 25200 | 25200 | 25200 | 25200 | 25200 | 25200 | 25200 | 25200 | 25200 | 25200 | 25200 | 25200 | 25200 | 25200 | 25200 | 25200 | 25200 | 25200 | 25200 | 25200 | 25200 | 25200 | 25200 | 25200 | 25200 | 25200 | 25200 | 25200 | 25200 | 25200 | 25200 | 25200 | 25200 | 25200 | 25200 | 25200 | 25200 | 25200 | 25200 | 25200 | 25200 | 25200 | 25200 | 25200 | 25200 | 25200 | 25200 | 25200 | 25200 | 25200 | 25200 | 25200 | 25200 | 25200 | 25200 | 25200 | 25200 | 25200 | 25200 | 25200 | 25200 | 25200 | 25200 | 25200 | 25200 | 25200 | 25200 | 25200 | 25200 | 25200 | 25200 | 25200 | 25200 | 25200 | 25200 | 25200 | 25200 | 25200 | 25200 | 25200 | 25200 | 25200 | 25200 | 25200 | 25200 | 25200 | 25200 | 25200 | 25200 | 25200 | 25200 | 25200 | 25200 | 25200 | 25200 | 25200 | 25200 | 25200 | 25200 | 25200 | 25200 | 25200 | 25200 | 25200 | 25200 | 25200 | 25200 | 25200 | 25200 | 25200 | 25200 | 25200 | 25200 | 25200 | 25200 | 25200 | 25200 | 25200 | 25200 | 25200 | 25200 | 25200 | 25200 | 25200 | 25200 | 25200 | 25200 | 25200 | 25200 | 25200 | 25200 | 25200 | 25200 | 25200 | 25200 | 25200 | 25200 | 25200 | 25200 | 25200 | 25200 | 25200 | 25200 | 25200 | 25200 | 25200 | 25200 | 25200 | 25200 | 25200 | 25200 | 25200 | 25200 | 25200 | 25200 | 25200 | 25200 | 25200 | 25200 | 25200 | 25200 | 25200 | 25200 | 25200 | 25200 | 25200 | 25200 | 25200 | 25200 | 25200 | 25200 | 25200 | 25200 | 25200 | 25200 | 25200 | 25200 | 25200 | 25200 | 25200 | 25200 | 25200 | 25200 | 25200 | 25200 | 25200 | 25200 | 25200 | 25200 | 25200 | 25200 | 25200 | 25200 | 25200 | 25200 | 25200 | 25200 | 25200 | 25200 | 25200 | 25200 | 25200 | 25200 | 25200 | 25200 | 25200 | 25200 | 25200 | 25200 | 25200 | 25200 | 25200 | 25200 | 25200 | 25200 | 25200 | 25200 | 25200 | 25200 | 25200 | 25200 | 25200 | 25200 | 25200 | 25200 | 25200 | 25200 | 25200 | 25200 | 25200 | 25200 | 25200 | 25200 | 25200 | 25200 | 25200 | 25200 | 25200 | 25200 | 25200 | 25200 | 25200 | 25200 | 25200 | 25200 | 25200 | 25200 | 25200 | 25200 | 25200 | 25200 | 25200 | 25200 | 25200 | 25200 | 25200 | 25200 | 25200 | 25200 | 25200 | 25200 | 25200 | 25200 | 25200 | 25200 | 25200 | 25200 | 25200 | 25200 | 25200 | 25200 | 25200 | 25200 | 25200 | 25200 | 25200 | 25200 | 25200 | 25200 | 25200 | 25200 | 25200 | 25200 | 25200 | 25200 | 25200 | 25200 | 25200 | 25200 | 25200 | 25200 | 25200 | 25200 | 25200 | 25200 | 25200 | 25200 | 25200 | 25200 | 25200 | 25200 | 25200 | 25200 | 25200 | 25200 | 25200 | 25200 | 25200 | 25200 | 25200 | 25200 | 25200 | 25200 | 25200 | 25200 | 25200 | 25200 | 25200 | 25200 | 25200 | 25200 | 25200 | 25200 | 25200 | 25200 | 25200 | 25200 | 25200 | 25200 | 25200 | 25200 | 25200 | 25200 | 25200 | 25200 | 25200 | 25200 | 25200 | 25200 | 25200 | 25200 | 25200 | 25200 | 25200 | 25200 | 25200 | 25200 | 25200 | 25200 | 25200 | 25200 | 25200 | 25200 | 25200 | 25200 | 25200 | 25200 | 25200 | 25200 | 25200 | 25200 | 25200 | 25200 | 25200 | 25200 | 25200 | 25200 | 25200 | 25200 | 25200 | 25200 | 25200 | 25200 | 25200 | 25200 | 25200 | 25200 | 25200 | 25200 | 25200 | 25200 | 25200 | 25200 | 25200 | 25200 | 25200 | 25200 | 25200 | 25200 | 25200 | 25200 | 25200 | 25200 | 25200 | 25200 | 25200 | 25200 | 25200 | 25200 | 25200 | 25200 | 25200 | 25200 | 25200 | 25200 | 25200 | 25200 | 25200 | 25200 | 25200 | 25200 | 25200 | 25200 | 25200 | 25200 | 25200 | 25200 | 25200 | 25200 | 25200 | 25200 | 25200 | 25200 | 25200 | 25200 | 25200 | 25200 | 25200 | 25200 | 25200 | 25200 | 25200 | 25200 | 25200 | 25200 | 25200 | 25200 | 25200 | 25200 | 25200 | 25200 | 25200 | 25200 | 25200 | 25200 | 25200 | 25200 | 25200 | 25200 | 25200 | 25200 | 25200 | 25200 | 25200 | 25200 | 25200 | 25200 | 25200 | 25200 | 25200 | 25200 | 25200 | 25200 | 25200 | 25200 | 25200 | 25200 | 25200 | 25200 | 25200 | 25200 | 25200 | 25200 | 25200 | 25200 | 25200 | 25200 | 25200 | 25200 | 25200 | 25200 | 25200 | 25200 | 25200 | 25200 | 25200 | 25200 | 25200 | 25200 | 25200 | 25200 | 25200 | 25200 | 25200 | 25200 | 25200 | 25200 | 25200 | 25200 | 25200 | 25200 | 25200 | 25200 | 25200 | 25200 | 25200 | 25200 | 25200 | 25200 | 25200 | 25200 | 25200 | 25200 | 25200 | 25200 | 25200 | 25200 | 25200 | 25200 | 25200 | 25200 | 25200 | 25200 | 25200 | 25200 | 25200 | 25200 | 25200 | 25200 | 25200 | 25200 | 25200 | 25200 | 25200 | 25200 | 25200 | 25200 | 25200 | 25200 | 25200 | 25200 | 25200 | 25200 | 25200 | 25200 | 25200 | 25200 | 25200 | 25200 | 25200 | 25200 | 25200 | 25200 | 25200 | 25200 | 25200 | 25200 | 25200 | 25200 | 25200 | 25200 | 25200 | 25200 | 25200 | 25200 | 25200 | 25200 | 25200 | 25200 | 25200 | 25200 | 25200 | 25200 | 25200 | 25200 | 25200 | 25200 | 25200 | 25200 | 25200 | 25200 | 25200 | 25200 | 25200 | 25200 | 25200 | 25200 | 25200 | 25200 | 25200 | 25200 | 25200 | 25200 | 25200 | 25200 | 25200 | 25200 | 25200 | 25200 | 25200 | 25200 | 25200 | 25200 | 25200 | 25200 | 25200 | 25200 | 25200 | 25200 | 25200 | 25200 | 25200 | 25200 | 25200 | 25200 | 25200 | 25200 | 25200 | 25200 | 25200 | 25200 | 25200 | 25200 | 25200 | 25200 | 25200 | 25200 | 25200 | 25200 | 25200 | 25200 | 25200 | 25200 | 25200 | 25200 | 25200 | 25200 | 25200 | 25200 | 25200 | 25200 | 25200 | 25200 | 25200 | 25200 | 25200 | 25200 | 25200 | 25200 | 25200 | 25200 | 25200 | 25200 | 25200 | 25200 | 25200 | 25200 | 25200 | 25200 | 25200 | 25200 | 25200 | 25200 | 25200 | 25200 | 25200 | 25200 | 25200 | 25200 | 25200 | 25200 | 25200 | 25200 | 25200 | 25200 | 25200 | 25200 | 25200 | 25200 | 25200 | 25200 | 25200 | 25200 | 25200 | 25200 | 25200 | 25200 | 25200 | 25200 | 25200 | 25200 | 25200 | 25200 | 25200 | 25200 | 25200 | 25200 | 25200 | 25200 | 25200 | 25200 | 25200 | 25200 | 25200 | 25200 | 25200 | 25200 | 25200 | 25200 | 25200 | 25200 | 25200 | 25200 | 25200 | 25200 | 25200 | 25200 | 25200 | 25200 | 25200 | 25200 | 25200 | 25200 | 25200 | 25200 | 25200 | 25200 | 25200 | 25200 | 25200 | 25200 | 25200 | 25200 | 25200 | 25200 | 25200 | 25200 | 25200 | 25200 | 25200 | 25200 | 25200 | 25200 | 25200 | 25200 | 25200 | 25200 | 25200 | 25200 | 25200 | 25200 | 25200 | 25200 | 25200 | 25200 | 25200 | 25200 | 25200 | 25200 | 25200 | 25200 | 25200 | 25200 | 25200 | 25200 | 25200 | 25200 | 25200 | 25200 | 25200 | 25200 | 25200 | 25200 | 25200 | 25200 | 25200 | 25200 | 25200 | 25200 | 25200 | 25200 | 25200 | 25200 | 25200 | 25200 | 25200 | 25200 | 25200 | 25200 | 25200 | 25200 | 25200 | 25200 | 25200 | 25200 | 25200 | 25200 | 25200 | 25200 | 25200 | 25200 | 25200 | 25200 | 25200 | 25200 | 25200 | 25200 | 25200 | 25200 | 25200 | 25200 | 25200 | 25200 | 25200 | 25200 | 25200 | 25200 | 25200 | 25200 | 25200 | 25200 | 25200 | 25200 | 25200 | 25200 | 25200 | 25200 | 25200 | 25200 | 25200 | 25200 | 25200 | 25200 | 25200 | 25200 | 25200 | 25200 | 25200 | 25200 | 25200 | 25200 | 25200 | 25200 | 25200 | 25200 | 25200 | 25200 | 25200 | 25200 | 25200 | 25200 | 25200 | 25200 | 25200 | 25200 | 25200 | 25200 | 25200 | 25200 | 25200 | 25200 | 25200 | 25200 | 25200 | 25200 | 25200 | 25200 | 25200 | 25200 | 25200 | 25200 | 25200 | 25200 | 25200 | 25200 | 25200 | 25200 | 25200 | 25200 | 25200 | 25200 | 25200 | 25200 | 25200 | 25200 | 25200 | 25200 | 25200 | 25200 | 25200 | 25200 | 25200 | 25200 | 25200 | 25200 | 25200 | 25200 | 25200 | 25200 | 25200 | 25200 | 25200 | 25200 | 25200 | 25200 | 25200 | 25200 | 25200 | 25200 | 25200 | 25200 | 25200 | 25200 | 25200 | 25200 | 25200 | 25200 | 25200 | 25200 | 25200 | 25200 | 25200 | 25200 | 25200 | 25200 | 25200 | 25200 | 25200 | 25200 | 25200 | 25200 | 25200 | 25200 | 25200 | 25200 | 25200 | 25200 | 25200 | 25200 | 25200 | 25200 | 25200 | 25200 | 25200 | 25200 | 25200 | 25200 | 25200 | 25200 | 25200 | 25200 | 25200 | 25200 | 25200 | 25200 | 25200 | 25200 | 25200 | 25200 | 25200 | 25200 | 25200 | 25200 | 25200 | 25200 | 25200 | 25200 | 25200 | 25200 | 25200 | 25200 | 25200 | 25200 | 25200 | 25200 | 25200 | 25200 | 25200 | 25200 | 25200 | 25200 | 25200 | 25200 | 25200 | 25200 | 25200 | 25200 | 25200 | 25200 | 25200 | 25200 | 25200 | 25200 | 25200 | 25200 | 25200 | 25200 | 25200 | 25200 | 25200 | 25200 | 25200 | 25200 | 25200 | 25200 | 25200 | 25200 | 25200 | 25200 | 25200 | 25200 | 25200 | 25200 | 25200 | 25200 | 25200 | 25200 | 25200 | 25200 | 25200 | 25200 | 25200 | 25200 | 25200 | 25200 | 25200 | 25200 | 25200 | 25200 | 25200 | 25200 | 25200 | 25200 | 25200 | 25200 | 25200 | 25200 | 25200 | 25200 | 25200 | 25200 | 25200 | 25200 | 25200 | 25200 | 25200 | 25200 | 25200 | 25200 | 25200 | 25200 | 25200 | 25200 | 25200 | 25200 | 25200 | 25200 | 25200 | 25200 | 25200 | 25200 | 25200 | 25200 | 25200 | 25200 | 25200 | 25200 | 25200 | 25200 | 25200 | 25200 | 25200 | 25200 | 25200 | 25200 | 25200 | 25200 | 25200 | 25200 | 25200 | 25200 | 25200 | 25200 | 25200 | 25200 | 25200 | 25200 | 25200 | 25200 | 25200 | 25200 | 25200 | 25200 | 25200 | 25200 | 25200 | 25200 | 25200 | 25200 | 25200 | 25200 | 25200 | 25200 | 25200 | 25200 | 25200 | 25200 | 25200 | 25200 | 25200 | 25200 | 25200 | 25200 | 25200 | 25200 | 25200 | 25200 | 25200 | 25200 | 25200 | 25200 | 25200 | 25200 | 25200 | 25200 | 25200 | 25200 | 25200 | 25200 | 25200 | 25200 | 25200 | 25200 | 25200 | 25200 | 25200 | 25200 | 25200 | 25200 | 25200 | 25200 | 25200 | 25200 | 25200 | 25200 | 25200 | 25200 | 25200 | 25200 | 25200 | 25200 | 25200 | 25200 | 25200 | 25200 | 25200 | 25200 | 25200 | 25200 | 25200 | 25200 | 25200 | 25200 | 25200 | 25200 | 25200 | 25200 | 25200 | 25200 | 25200 | 25200 | 25200 | 25200 | 25200 | 25200 | 25200 | 25200 | 25200 | 25200 | 25200 | 25200 | 25200 | 25200 | 25200 | 25200 | 25200 | 25200 | 25200 | 25200 | 25200 | 25200 | 25200 | 25200 | 25200 | 25200 | 25200 | 25200 | 25200 | 25200 | 25200 | 25200 | 25200 | 25200 | 25200 | 25200 | 25200 | 25200 | 25200 | 25200 | 25200 | 25200 | 25200 | 25200 | 25200 | 25200 | 25200 | 25200 | 25200 | 25200 | 25200 | 25200 | 25200 | 25200 | 25200 | 25200 | 25200 | 25200 | 25200 | 25200 | 25200 | 25200 | 25200 | 25200 | 25200 | 25200 | 25200 | 25200 | 25200 | 25200 | 25200 | 25200 | 25200 | 25200 | 25200 | 25200 | 25200 | 25200 | 25200 | 25200 | 25200 | 25200 | 25200 | 25200 | 25200 | 25200 | 25200 | 25200 | 25200 | 25200 | 25200 | 25200 | 25200 | 25200 | 25200 | 25200 | 25200 | 25200 | 25200 | 25200 | 25200 | 25200 | 25200 | 25200 | 25200 | 25200 | 25200 | 25200 | 25200 | 25200 | 25200 | 25200 | 25200 | 25200 | 25200 | 25200 | 25200 | 25200 | 25200 | 25200 | 25200 | 25200 | 25200 | 25200 | 25200 | 25200 | 25200 | 25200 | 25200 | 25200 | 25200 | 25200 | 25200 | 25200 | 25200 | 25200 | 25200 | 25200 | 25200 | 25200 | 25200 | 25200 | 25200 | 25200 | 25200 | 25200 | 25200 | 25200 | 25200 | 25200 | 25200 | 25200 | 25200 | 25200 | 25200 | 25200 | 25200 | 25200 | 25200 | 25200 | 25200 | 25200 | 25200 | 25200 | 25200 | 25200 | 25200 | 25200 | 25200 | 25200 | 25200 | 25200 | 25200 | 25200 | 25200 | 25200 | 25200 | 25200 | 25200 | 25200 | 25200 | 25200 | 25200 | 25200 | 25200 | 25200 | 25200 | 25200 | 25200 | 25200 | 25200 | 25200 | 25200 | 25200 | 25200 | 25200 | 25200 | 25200 | 25200 | 25200 | 25200 | 25200 | 25200 | 25200 | 25200 | 25200 | 25200 | 25200 | 25200 | 25200 | 25200 | 25200 | 25200 | 25200 | 25200 | 25200 | 25200 | 25200 | 25200 | 25200 | 25200 | 25200 | 25200 | 25200 | 25200 | 25200 | 25200 | 25200 | 25200 | 25200 | 25200 | 25200 | 25200 | 25200 | 25200 | 25200 | 25200 | 25200 | 25200 | 25200 | 25200 | 25200 | 25200 | 25200 | 25200 | 25200 | 25200 | 25200 | 25200 | 25200 | 25200 | 25200 | 25200 | 25200 | 25200 | 25200 | 25200 | 25200 | 25200 | 25200 | 25200 | 25200 | 25200 | 25200 | 25200 | 25200 | 25200 | 25200 | 25200 | 25200 | 25200 | 25200 | 25200 | 25200 | 25200 | 25200 | 25200 | 25200 | 25200 | 25200 | 25200 | 25200 | 25200 | 25200 | 25200 | 25200 | 25200 | 25200 | 25200 | 25200 | 25200 | 25200 | 25200 | 25200 | 25200 | 25200 | 25200 | 25200 | 25200 | 25200 | 25200 | 25200 | 25200 | 25200 | 25200 | 25200 | 25200 | 25200 | 25200 | 25200 | 25200 | 25200 | 25200 | 25200 | 25200 | 25200 | 25200 | 25200 | 25200 | 25200 | 25200 | 25200 | 25200 | 25200 | 25200 | 25200 | 25200 | 25200 | 25200 | 25200 | 25200 | 25200 | 25200 | 25200 | 25200 | 25200 | 25200 | 25200 | 25200 | 25200 | 25200 | 25200 | 25200 | 25200 | 25200 | 25200 | 25200 | 25200 | 25200 | 25200 | 25200 | 25200 | 25200 | 25200 | 25200 | 25200 | 25200 | 25200 | 25200 | 25200 | 25200 | 25200 | 25200 | 25200 | 25200 | 25200 | 25200 | 25200 | 25200 | 25200 | 25200 | 25200 | 25200 | 25200 | 25200 | 25200 | 25200 | 25200 | 25200 | 25200 | 25200 | 25200 | 25200 | 25200 | 25200 | 25200 | 25200 | 25200 | 25200 | 25200 | 25200 | 25200 | 25200 | 25200 | 25200 | 25200 | 25200 | 25200 | 25200 | 25200 | 25200 | 25200 | 25200 | 25200 | 25200 | 25200 | 25200 | 25200 | 25200 | 25200 | 25200 | 25200 | 25200 | 25200 | 25200 | 25200 | 25200 | 25200 | 25200 | 25200 | 25200 | 25200 | 25200 | 25200 | 25200 | 25200 | 25200 | 25200 | 25200 | 25200 | 25200 | 25200 | 25200 | 25200 | 25200 | 25200 | 25200 | 25200 | 25200 | 25200 | 25200 | 25200 | 25200 | 25200 | 25200 | 25200 | 25200 | 25200 | 25200 | 25200 | 25200 | 25200 | 25200 | 25200 | 25200 | 25200 | 25200 | 25200 | 25200 | 25200 | 25200 | 25200 | 25200 | 25200 | 25200 | 25200 | 25200 | 25200 | 25200 | 25200 | 25200 | 25200 | 25200 | 25200 | 25200 | 25200 | 25200 | 25200 | 25200 | 25200 | 25200 | 25200 | 25200 | 25200 | 25200 | 25200 | 25200 | 25200 | 25200 | 25200 | 25200 | 25200 | 25200 | 25200 | 25200 | 25200 | 25200 | 25200 | 25200 | 25200 | 25200 | 25200 | 25200 | 25200 | 25200 | 25200 | 25200 | 25200 | 25200 | 25200 | 25200 | 25200 | 25200 | 25200 | 25200 | 25200 | 25200 | 25200 | 25200 | 25200 | 25200 | 25200 | 25200 | 25200 | 25200 | 25200 | 25200 | 25200 | 25200 | 25200 | 25200 | 25200 | 25200 | 25200 | 25200 | 25200 | 25200 | 25200 | 25200 | 25200 | 25200 | 25200 | 25200 | 25200 | 25200 | 25200 | 25200 | 25200 | 25200 | 25200 | 25200 | 25200 | 25200 | 25200 | 25200 | 25200 | 25200 | 25200 | 25200 | 25200 | 25200 | 25200 | 25200 | 25200 | 25200 | 25200 | 25200 | 25200 | 25200 | 25200 | 25200 | 25200 | 25200 | 25200 | 25200 | 25200 | 25200 | 25200 | 25200 | 25200 | 25200 | 25200 | 25200 | 25200 | 25200 | 25200 | 25200 | 25200 | 25200 | 25200 | 25200 | 25200 | 25200 | 25200 | 25200 | 25200 | 25200 | 25200 | 25200 | 25200 | 25200 | 25200 | 25200 | 25200 | 25200 | 25200 | 25200 | 25200 | 25200 | 25200 | 25200 | 25200 | 25200 | 25200 | 25200 | 25200 | 25200 | 25200 | 25200 | 25200 | 25200 | 25200 | 25200 | 25200 | 25200 | 25200 | 25200 | 25200 | 25200 | 25200 | 25200 | 25200 | 25200 | 25200 | 25200 | 25200 | 25200 | 25200 | 25200 | 25200 | 25200 | 25200 | 25200 | 25200 | 25200 | 25200 | 25200 | 25200 | 25200 | 25200 | 25200 | 25200 | 25200 | 25200 | 25200 | 25200 | 25200 | 25200 | 25200 | 25200 | 25200 | 25200 | 25200 | 25200 | 25200 | 25200 | 25200 | 25200 | 25200 | 25200 | 25200 | 25200 | 25200 | 25200 | 25200 | 25200 | 25200 | 25200 | 25200 | 25200 | 25200 | 25200 | 25200 | 25200 | 25200 | 25200 | 25200 | 25200 | 25200 | 25200 | 25200 | 25200 | 25200 | 25200 | 25200 | 25200 | 25200 | 25200 | 25200 | 25200 | 25200 | 25200 | 25200 | 25200 | 25200 | 25200 | 25200 | 25200 | 25200 | 25200 | 25200 | 25200 | 25200 | 25200 | 25200 | 25200 | 25200 | 25200 | 25200 | 25200 | 25200 | 25200 | 25200 | 25200 | 25200 | 25200 | 25200 | 25200 | 25200 | 25200 | 25200 | 25200 | 25200 | 25200 | 25200 | 25200 | 25200 | 25200 | 25200 | 25200 | 25200 | 25200 | 25200 | 25200 | 25200 | 25200 | 25200 | 25200 | 25200 | 25200 | 25200 | 25200 | 25200 | 25200 | 25200 | 25200 | 25200 | 25200 | 25200 | 25200 | 25200 | 25200 | 25200 | 25200 | 25200 | 25200 | 25200 | 25200 | 25200 | 25200 | 25200 | 25200 | 25200 | 25200 | 25200 | 25200 | 25200 | 25200 | 25200 | 25200 | 25200 | 25200 | 25200 | 25200 | 25200 | 25200 | 25200 | 25200 | 25200 | 25200 | 25200 | 25200 | 25200 | 25200 | 25200 | 25200 | 25200 | 25200 | 25200 | 25200 | 25200 | 25200 | 25200 | 25200 | 25200 | 25200 | 25200 | 25200 | 25200 | 25200 | 25200 | 25200 | 25200 | 25200 | 25200 | 25200 | 25200 | 25200 | 25200 | 25200 | 25200 | 25200 | 25200 | 25200 | 25200 | 25200 | 25200 | 25200 | 25200 | 25200 | 25200 | 25200 | 25200 | 25200 | 25200 | 25200 | 25200 | 25200 | 25200 | 25200 | 25200 | 25200 | 25200 | 25200 | 25200 | 25200 | 25200 | 25200 | 25200 | 25200 | 25200 | 25200 | 25200 | 25200 | 25200 | 25200 | 25200 | 25200 | 25200 | 25200 | 25200 | 25200 | 25200 | 25200 | 25200 | 25200 | 25200 | 25200 | 25200 | 25200 | 25200 | 25200 | 25200 | 25200 | 25200 | 25200 | 25200 | 25200 | 25200 | 25200 | 25200 | 25200 | 25200 | 25200 | 25200 | 25200 | 25200 | 25200 | 25200 | 25200 | 25200 | 25200 | 25200 | 25200 | 25200 | 25200 | 25200 | 25200 | 25200 | 25200 | 25200 | 25200 | 25200 | 25200 | 25200 | 25200 | 25200 | 25200 | 25200 | 25200 | 25200 | 25200 | 25200 | 25200 | 25200 | 25200 | 25200 | 25200 | 25200 | 25200 | 25200 | 25200 | 25200 | 25200 | 25200 | 25200 | 25200 | 25200 | 25200 | 25200 | 25200 | 25200 | 25200 | 25200 | 25200 | 25200 | 25200 | 25200 | 25200 | 25200 | 25200 | 25200 | 25200 | 25200 | 25200 | 25200 | 25200 | 25200 | 25200 | 25200 | 25200 | 25200 | 25200 | 25200 | 25200 | 25200 | 25200 | 25200 | 25200 | 25200 | 25200 | 25200 | 25200 | 25200 | 25200 | 25200 | 25200 | 25200 | 25200 | 25200 | 25200 | 25200 | 25200 | 25200 | 25200 | 25200 | 25200 | 25200 | 25200 | 25200 | 25200 | 25200 | 25200 | 25200 | 25200 | 25200 | 25200 | 25200 | 25200 | 25200 | 25200 | 25200 | 25200 | 25200 | 25200 | 25200 | 25200 | 25200 | 25200 | 25200 | 25200 | 25200 | 25200 | 25200 | 25200 | 25200 | 25200 | 25200 | 25200 | 25200 | 25200 | 25200 | 25200 | 25200 | 25200 | 25200 | 25200 | 25200 | 25200 | 25200 | 25200 | 25200 | 25200 | 25200 | 25200 | 25200 | 25200 | 25200 | 25200 | 25200 | 25200 | 25200 | 25200 | 25200 | 25200 | 25200 | 25200 | 25200 | 25200 | 25200 | 25200 | 25200 | 25200 | 25200 | 25200 | 25200 | 25200 | 25200 | 25200 | 25200 | 25200 | 25200 | 25200 | 25200 | 25200 | 25200 | 25200 | 25200 | 25200 | 25200 | 25200 | 25200 | 25200 | 25200 | 25200 | 25200 | 25200 | 25200 | 25200 | 25200 | 25200 | 25200 | 25200 | 25200 | 25200 | 25200 | 25200 | 25200 | 25200 | 25200 | 25200 | 25200 | 25200 | 25200 | 25200 | 25200 | 25200 | 25200 | 25200 | 25200 | 25200 | 25200 | 25200 | 25200 | 25200 | 25200 | 25200 | 25200 | 25200 | 25200 | 25200 | 25200 | 25200 | 25200 | 25200 | 25200 | 25200 | 25200 | 25200 | 25200 | 25200 | 25200 | 25200 | 25200 | 25200 | 25200 | 25200 | 25200 | 25200 | 25200 | 25200 | 25200 | 25200 | 25200 | 25200 | 25200 | 25200 | 25200 | 25200 | 25200 | 25200 | 25200 | 25200 | 25200 | 25200 | 25200 | 25200 | 25200 | 25200 | 25200 | 25200 | 25200 | 25200 | 25200 | 25200 | 25200 | 25200 | 25200 | 25200 | 25200 | 25200 | 25200 | 25200 | 25200 | 25200 | 25200 | 25200 | 25200 | 25200 | 25200 | 25200 | 25200 | 25200 | 25200 | 25200 | 25200 | 25200 | 25200 | 25200 | 25200 | 25200 | 25200 | 25200 | 25200 | 25200 | 25200 | 25200 | 25200 | 25200 | 25200 | 25200 | 25200 | 25200 | 25200 | 25200 | 25200 | 25200 | 25200 | 25200 | 25200 | 25200 | 25200 | 25200 | 25200 | 25200 | 25200 | 25200 | 25200 | 25200 | 25200 | 25200 | 25200 | 25200 | 25200 | 25200 | 25200 | 25200 | 25200 | 25200 | 25200 | 25200 | 25200 | 25200 | 25200 | 25200 | 25200 | 25200 | 25200 | 25200 | 25200 | 25200 | 25200 | 25200 | 25200 | 25200 | 25200 | 25200 | 25200 | 25200 | 25200 | 25200 | 25200 | 25200 | 25200 | 25200 | 25200 | 25200 | 25200 | 25200 | 25200 | 25200 | 25200 | 25200 | 25200 | 25200 | 25200 | 25200 | 25200 | 25200 | 25200 | 25200 | 25200 | 25200 | 25200 | 25200 | 25200 | 25200 | 25200 | 25200 | 25200 | 25200 | 25200 | 25200 | 25200 | 25200 | 25200 | 25200 | 25200 | 25200 | 25200 | 25200 | 25200 | 25200 | 25200 | 25200 | 25200 | 25200 | 25200 | 25200 | 25200 | 25200 | 25200 | 25200 | 25200 | 25200 | 25200 | 25200 | 25200 | 25200 | 25200 | 25200 | 25200 | 25200 | 25200 | 25200 | 25200 | 25200 | 25200 | 25200 | 25200 | 25200 | 25200 | 25200 | 25200 | 25200 | 25200 | 25200 | 25200 | 25200 | 25200 | 25200 | 25200 | 25200 | 25200 | 25200 | 25200 | 25200 | 25200 | 25200 | 25200 | 25200 | 25200 | 25200 | 25200 | 25200 | 25200 | 25200 | 25200 | 25200 | 25200 | 25200 | 25200 | 25200 | 25200 | 25200 | 25200 | 25200 | 25200 | 25200 | 25200 | 25200 | 25200 | 25200 | 25200 | 25200 | 25200 | 25200 | 25200 | 25200 | 25200 | 25200 | 25200 | 25200 | 25200 | 25200 | 25200 | 25200 | 25200 | 25200 | 25200 | 25200 | 25200 | 25200 | 25200 | 25200 | 25200 | 25200 | 25200 | 25200 | 25200 | 25200 | 25200 | 25200 | 25200 | 25200 | 25200 | 25200 | 25200 | 25200 | 25200 | 25200 | 25200 | 25200 | 25200 | 25200 | 25200 | 25200 | 25200 | 25200 | 25200 | 25200 | 25200 | 25200 | 25200 | 25200 | 25200 | 25200 | 25200 | 25200 | 25200 | 25200 | 25200 | 25200 | 25200 | 25200 | 25200 | 25200 | 25200 | 25200 | 25200 | 25200 | 25200 | 25200 | 25200 | 25200 | 25200 | 25200 | 25200 | 25200 | 25200 | 25200 | 25200 | 25200 | 25200 | 25200 | 25200 | 25200 | 25200 | 25200 | 25200 | 25200 | 25200 | 25200 | 25200 | 25200 | 25200 | 25200 | 25200 | 25200 | 25200 | 25200 | 25200 | 25200 | 25200 | 25200 | 25200 | 25200 | 25200 | 25200 | 25200 | 25200 | 25200 | 25200 | 25200 | 25200 | 25200 | 25200 | 25200 | 25200 | 25200 | 25200 | 25200 | 25200 | 25200 | 25200 | 25200 | 25200 | 25200 | 25200 | 25200 | 25200 | 25200 | 25200 | 25200 | 25200 | 25200 | 25200 | 25200 | 25200 | 25200 | 25200 | 25200 | 25200 | 25200 | 25200 | 25200 | 25200 | 25200 | 25200 | 25200 | 25200 | 25200 | 25200 | 25200 | 25200 | 25200 | 25200 | 25200 | 25200 | 25200 | 25200 | 25200 | 25200 | 25200 | 25200 | 25200 | 25200 | 25200 | 25200 | 25200 | 25200 | 25200 | 25200 | 25200 | 25200 | 25200 | 25200 | 25200 | 25200 | 25200 | 25200 | 25200 | 25200 | 25200 | 25200 | 25200 | 25200 | 25200 | 25200 | 25200 | 25200 | 25200 | 25200 | 25200 | 25200 | 25200 | 25200 | 25200 | 25200 | 25200 | 25200 | 25200 | 25200 | 25200 | 25200 | 25200 | 25200 | 25200 | 25200 | 25200 | 25200 | 25200 | 25200 | 25200 | 25200 | 25200 | 25200 | 25200 | 25200 | 25200 | 25200 | 25200 | 25200 | 25200 | 25200 | 25200 | 25200 | 25200 | 25200 | 25200 | 25200 | 25200 | 25200 | 25200 | 25200 | 25200 | 25200 | 25200 | 25200 | 25200 | 25200 | 25200 | 25200 | 25200 | 25200 | 25200 | 25200 | 25200 | 25200 | 25200 | 25200 | 25200 | 25200 | 25200 | 25200 | 25200 | 25200 | 25200 | 25200 | 25200 | 25200 | 25200 | 25200 | 25200 | 25200 | 25200 | 25200 | 25200 | 25200 | 25200 | 25200 | 25200 | 25200 | 25200 | 25200 | 25200 | 25200 | 25200 | 25200 | 25200 | 25200 | 25200 | 25200 | 25200 | 25200 | 25200 | 25200 | 25200 | 25200 | 25200 | 25200 | 25200 | 25200 | 25200 | 25200 | 25200 | 25200 | 25200 | 25200 | 25200 | 25200 | 25200 | 25200 | 25200 | 25200 | 25200 | 25200 | 25200 | 25200 | 25200 | 25200 | 25200 | 25200 | 25200 | 25200 | 25200 | 25200 | 25200 | 25200 | 25200 | 25200 | 25200 | 25200 | 25200 | 25200 | 25200 | 25200 | 25200 | 25200 | 25200 | 25200 | 25200 | 25200 | 25200 | 25200 | 25200 | 25200 | 25200 | 25200 | 25200 | 25200 | 25200 | 25200 | 25200 | 25200 | 25200 | 25200 | 25200 | 25200 | 25200 | 25200 | 25200 | 25200 | 25200 | 25200 | 25200 | 25200 | 25200 | 25200 | 25200 | 25200 | 25200 | 25200 | 25200 | 25200 | 25200 | 25200 | 25200 | 25200 | 25200 | 25200 | 25200 | 25200 | 25200 | 25200 | 25200 | 25200 | 25200 | 25200 | 25200 | 25200 | 25200 | 25200 | 25200 | 25200 | 25200 | 25200 | 25200 | 25200 | 25200 | 25200 | 25200 | 25200 | 25200 | 25200 | 25200 | 25200 | 25200 | 25200 | 25200 | 25200 | 25200 | 25200 | 25200 | 25200 | 25200 | 25200 | 25200 | 25200 | 25200 | 25200 | 25200 | 25200 | 25200 | 25200 | 25200 | 25200 | 25200 | 25200 | 25200 | 25200 | 25200 | 25200 | 25200 | 25200 | 25200 | 25200 | 25200 | 25200 | 25200 | 25200 | 25200 | 25200 | 25200 | 25200 | 25200 | 25200 | 25200 | 25200 | 25200 | 25200 | 25200 | 25200 | 25200 | 25200 | 25200 | 25200 | 25200 | 25200 | 25200 | 25200 | 25200 | 25200 | 25200 | 25200 | 25200 | 25200 | 25200 | 25200 | 25200 | 25200 | 25200 | 25200 | 25200 | 25200 | 25200 | 25200 | 25200 | 25200 | 25200 | 25200 | 25200 | 25200 | 25200 | 25200 | 25200 | 25200 | 25200 | 25200 | 25200 | 25200 | 25200 | 25200 | 25200 | 25200 | 25200 | 25200 | 25200 | 25200 | 25200 | 25200 | 25200 | 25200 | 25200 | 25200 | 25200 | 25200 | 25200 | 25200 | 25200 | 25200 | 25200 | 25200 | 25200 | 25200 | 25200 | 25200 | 25200 | 25200 | 25200 | 25200 | 25200 | 25200 | 25200 | 25200 | 25200 | 25200 | 25200 | 25200 | 25200 | 25200 | 25200 | 25200 | 25200 | 25200 | 25200 | 25200 | 25200 | 25200 | 25200 | 25200 | 25200 | 25200 | 25200 | 25200 | 25200 | 25200 | 25200 | 25200 | 25200 | 25200 | 25200 | 25200 | 25200 | 25200 | 25200 | 25200 | 25200 | 25200 | 25200 | 25200 | 25200 | 25200 | 25200 | 25200 | 25200 | 25200 | 25200 | 25200 | 25200 | 25200 | 25200 | 25200 | 25200 | 25200 | 25200 | 25200 | 25200 | 25200 | 25200 | 25200 | 25200 | 25200 | 25200 | 25200 | 25200 | 25200 | 25200 | 25200 | 25200 | 25200 | 25200 | 25200 | 25200 | 25200 | 25200 | 25200 | 25200 | 25200 | 25200 | 25200 | 25200 | 25200 | 25200 | 25200 | 25200 | 25200 | 25200 | 25200 | 25200 | 25200 | 25200 | 25200 | 25200 | 25200 | 25200 | 25200 | 25200 | 25200 | 25200 | 25200 | 25200 | 25200 | 25200 | 25200 | 25200 | 25200 | 25200 | 25200 | 25200 | 25200 | 25200 | 25200 | 25200 | 25200 | 25200 | 25200 | 25200 | 25200 | 25200 | 25200 | 25200 | 25200 | 25200 | 25200 | 25200 | 25200 | 25200 | 25200 | 25200 | 25200 | 25200 | 25200 | 25200 | 25200 | 25200 | 25200 | 25200 | 25200 | 25200 | 25200 | 25200 | 25200 | 25200 | 25200 | 25200 | 25200 | 25200 | 25200 | 25200 | 25200 | 25200 | 25200 | 25200 | 25200 | 25200 | 25200 | 25200 | 25200 | 25200 | 25200 | 25200 | 25200 | 25200 | 25200 | 25200 | 25200 | 25200 | 25200 | 25200 | 25200 | 25200 | 25200 | 25200 | 25200 | 25200 | 25200 | 25200 | 25200 | 25200 | 25200 | 25200 | 25200 | 25200 | 25200 | 25200 | 25200 | 25200 | 25200 | 25200 | 25200 | 25200 | 25200 | 25200 | 25200 | 25200 | 25200 | 25200 | 25200 | 25200 | 25200 | 25200 | 25200 | 25200 | 25200 | 25200 | 25200 | 25200 | 25200 | 25200 | 25200 | 25200 | 25200 | 25200 | 25200 | 25200 | 25200 | 25200 | 25200 | 25200 | 25200 | 25200 | 25200 | 25200 | 25200 | 25200 | 25200 | 25200 | 25200 | 25200 | 25200 | 25200 | 25200 | 25200 | 25200 | 25200 | 25200 | 25200 | 25200 | 25200 | 25200 | 25200 | 25200 | 25200 | 25200 | 25200 | 25200 | 25200 | 25200 | 25200 | 25200 | 25200 | 25200 | 25200 | 25200 | 25200 | 25200 | 25200 | 25200 | 25200 | 25200 | 25200 | 25200 | 25200 | 25200 | 25200 | 25200 | 25200 | 25200 | 25200 | 25200 | 25200 | 25200 | 25200 | 25200 | 25200 | 25200 | 25200 | 25200 | 25200 | 25200 | 25200 | 25200 | 25200 | 25200 | 25200 | 25200 | 25200 | 25200 | 25200 | 25200 | 25200 | 25200 | 25200 | 25200 | 25200 | 25200 | 25200 | 25200 | 25200 | 25200 | 25200 | 25200 | 25200 | 25200 | 25200 | 25200 | 25200 | 25200 | 25200 | 25200 | 25200 | 25200 | 25200 | 25200 | 25200 | 25200 | 25200 | 25200 | 25200 | 25200 | 25200 | 25200 | 25200 | 25200 | 25200 | 25200 | 25200 | 25200 | 25200 | 25200 | 25200 | 25200 | 25200 | 25200 | 25200 | 25200 | 25200 | 25200 | 25200 | 25200 | 25200 | 25200 | 25200 | 25200 | 25200 | 25200 | 25200 | 25200 | 25200 | 25200 | 25200 | 25200 | 25200 | 25200 | 25200 | 25200 | 25200 | 25200 | 25200 | 25200 | 25200 | 25200 | 25200 | 25200 | 25200 | 25200 | 25200 | 25200 | 25200 | 25200 | 25200 | 25200 | 25200 | 25200 | 25200 | 25200 | 25200 | 25200 | 25200 | 25200 | 25200 | 25200 | 25200 | 25200 | 25200 | 25200 | 25200 | 25200 | 25200 | 25200 | 25200 | 25200 | 25200 | 25200 | 25200 | 25200 | 25200 | 25200 | 25200 | 25200 | 25200 | 25200 | 25200 | 25200 | 25200 | 25200 | 25200 | 25200 | 25200 | 25200 | 25200 | 25200 | 25200 | 25200 | 25200 | 25200 | 25200 | 25200 | 25200 | 25200 | 25200 | 25200 | 25200 | 25200 | 25200 | 25200 | 25200 | 25200 | 25200 | 25200 | 25200 | 25200 | 25200 | 25200 | 25200 | 25200 | 25200 | 25200 | 25200 | 25200 | 25200 | 25200 | 25200 | 25200 | 25200 | 25200 | 25200 | 25200 | 25200 | 25200 | 25200 | 25200 | 25200 | 25200 | 25200 | 25200 | 25200 | 25200 | 25200 | 25200 | 25200 | 25200 | 25200 | 25200 | 25200 | 25200 | 25200 | 25200 | 25200 | 25200 | 25200 | 25200 | 25200 | 25200 | 25200 | 25200 | 25200 | 25200 | 25200 | 25200 | 25200 | 25200 | 25200 | 25200 | 25200 | 25200 | 25200 | 25200 | 25200 | 25200 | 25200 | 25200 | 25200 | 25200 | 25200 | 25200 | 25200 | 25200 | 25200 | 25200 | 25200 | 25200 | 25200 | 25200 | 25200 | 25200 | 25200 | 25200 | 25200 | 25200 | 25200 | 25200 | 25200 | 25200 | 25200 | 25200 | 25200 | 25200 | 25200 | 25200 | 25200 | 25200 | 25200 | 25200 | 25200 | 25200 | 25200 | 25200 | 25200 | 25200 | 25200 | 25200 | 25200 | 25200 | 25200 | 25200 | 25200 | 25200 | 25200 | 25200 | 25200 | 25200 | 25200 | 25200 | 25200 | 25200 | 25200 | 25200 | 25200 | 25200 | 25200 | 25200 | 25200 | 25200 | 25200 | 25200 | 25200 | 25200 | 25200 | 25200 | 25200 | 25200 | 25200 | 25200 | 25200 | 25200 | 25200 | 25200 | 25200 | 25200 | 25200 | 25200 | 25200 | 25200 | 25200 | 25200 | 25200 | 25200 | 25200 | 25200 | 25200 | 25200 | 25200 | 25200 | 25200 | 25200 | 25200 | 25200 | 25200 | 25200 | 25200 | 25200 | 25200 | 25200 | 25200 | 25200 | 25200 | 25200 | 25200 | 25200 | 25200 | 25200 | 25200 | 25200 | 25200 | 25200 | 25200 | 25200 | 25200 | 25200 | 25200 | 25200 | 25200 | 25200 | 25200 | 25200 | 25200 | 25200 | 25200 | 25200 | 25200 | 25200 | 25200 | 25200 | 25200 | 25200 | 25200 | 25200 | 25200 | 25200 | 25200 | 25200 | 25200 | 25200 | 25200 | 25200 | 25200 | 25200 | 25200 | 25200 | 25200 | 25200 | 25200 | 25200 | 25200 | 25200 | 25200 | 25200 | 25200 | 25200 | 25200 | 25200 | 25200 | 25200 | 25200 | 25200 | 25200 | 25200 | 25200 | 25200 | 25200 | 25200 | 25200 | 25200 | 25200 | 25200 | 25200 | 25200 | 25200 | 25200 | 25200 | 25200 | 25200 | 25200 | 25200 | 25200 | 25200 | 25200 | 25200 | 25200 | 25200 | 25200 | 25200 | 25200 | 25200 | 25200 | 25200 | 25200 | 25200 | 25200 | 25200 | 25200 | 25200 | 25200 | 25200 | 25200 | 25200 | 25200 | 25200 | 25200 | 25200 | 25200 | 25200 | 25200 | 25200 | 25200 | 25200 | 25200 | 25200 | 25200 | 25200 | 25200 | 25200 | 25200 | 25200 | 25200 | 25200 | 25200 | 25200 | 25200 | 25200 | 25200 | 25200 | 25200 | 25200 | 25200 | 25200 | 25200 | 25200 | 25200 | 25200 | 25200 | 25200 | 25200 | 25200 | 25200 | 25200 | 25200 | 25200 | 25200 | 25200 | 25200 | 25200 | 25200 | 25200 | 25200 | 25200 | 25200 | 25200 | 25200 | 25200 | 25200 | 25200 | 25200 | 25200 | 25200 | 25200 | 25200 | 25200 | 25200 | 25200 | 25200 | 25200 | 25200 | 25200 | 25200 | 25200 | 25200 | 25200 | 25200 | 25200 | 25200 | 25200 | 25200 | 25200 | 25200 | 25200 | 25200 | 25200 | 25200 | 25200 | 25200 | 25200 | 25200 | 25200 | 25200 | 25200 | 25200 | 25200 | 25200 | 25200 | 25200 | 25200 | 25200 | 25200 | 25200 | 25200 | 25200 | 25200 | 25200 | 25200 | 25200 | 25200 | 25200 | 25200 | 25200 | 25200 | 25200 | 25200 | 25200 | 25200 | 25200 | 25200 | 25200 | 25200 | 25200 | 25200 | 25200 | 25200 | 25200 | 25200 | 25200 | 25200 | 25200 | 25200 | 25200 | 25200 | 25200 | 25200 | 25200 | 25200 | 25200 | 25200 | 25200 | 25200 | 25200 | 25200 | 25200 | 25200 | 25200 | 25200 | 25200 | 25200 | 25200 | 25200 | 25200 | 25200 | 25200 | 25200 | 25200 | 25200 | 25200 | 25200 | 25200 | 25200 | 25200 | 25200 | 25200 | 25200 | 25200 | 25200 | 25200 | 25200 | 25200 | 25200 | 25200 | 25200 | 25200 | 25200 | 25200 | 25200 | 25200 | 25200 | 25200 | 25200 | 25200 | 25200 | 25200 | 25200 | 25200 | 25200 | 25200 | 25200 | 25200 | 25200 | 25200 | 25200 | 25200 | 25200 | 25200 | 25200 | 25200 | 25200 | 25200 | 25200 | 25200 | 25200 | 25200 | 25200 | 25200 | 25200 | 25200 | 25200 | 25200 | 25200 | 25200 | 25200 | 25200 | 25200 | 25200 | 25200 | 25200 | 25200 | 25200 | 25200 | 25200 | 25200 | 25200 | 25200 | 25200 | 25200 | 25200 | 25200 | 25200 | 25200 | 25200 | 25200 | 25200 | 25200 | 25200 | 25200 | 25200 | 25200 | 25200 | 25200 | 25200 | 25200 | 25200 | 25200 | 25200 | 25200 | 25200 | 25200 | 25200 | 25200 | 25200 | 25200 | 25200 | 25200 | 25200 | 25200 | 25200 | 25200 | 25200 | 25200 | 25200 | 25200 | 25200 | 25200 | 25200 | 25200 | 25200 | 25200 | 25200 | 25200 | 25200 | 25200 | 25200 | 25200 | 25200 | 25200 | 25200 | 25200 | 25200 | 25200 | 25200 | 25200 | 25200 | 25200 | 25200 | 25200 | 25200 | 25200 | 25200 | 25200 | 25200 | 25200 | 25200 | 25200 | 25200 | 25200 | 25200 | 25200 | 25200 | 25200 | 25200 | 25200 | 25200 | 25200 | 25200 | 25200 | 25200 | 25200 | 25200 | 25200 | 25200 | 25200 | 25200 | 25200 | 25200 | 25200 | 25200 | 25200 | 25200 | 25200 | 25200 | 25200 | 25200 | 25200 | 25200 | 25200 | 25200 | 25200 | 25200 | 25200 | 25200 | 25200 | 25200 | 25200 | 25200 | 25200 | 25200 | 25200 | 25200 | 25200 | 25200 | 25200 | 25200 | 25200 | 25200 | 25200 | 25200 | 25200 | 25200 | 25200 | 25200 | 25200 | 25200 | 25200 | 25200 | 25200 | 25200 | 25200 | 25200 | 25200 | 25200 | 25200 | 25200 | 25200 | 25200 | 25200 | 25200 | 25200 | 25200 | 25200 | 25200 | 25200 | 25200 | 25200 | 25200 | 25200 | 25200 | 25200 | 25200 | 25200 | 25200 | 25200 | 25200 | 25200 | 25200 | 25200 | 25200 | 25200 | 25200 | 25200 | 25200 | 25200 | 25200 | 25200 | 25200 | 25200 | 25200 | 25200 | 25200 | 25200 | 25200 | 25200 | 25200 | 25200 | 25200 | 25200 | 25200 | 25200 | 25200 | 25200 | 25200 | 25200 | 25200 | 25200 | 25200 | 25200 | 25200 | 25200 | 25200 | 25200 | 25200 | 25200 | 25200 | 25200 | 25200 | 25200 | 25200 | 25200 | 25200 | 25200 | 25200 | 25200 | 25200 | 25200 | 25200 | 25200 | 25200 | 25200 | 25200 | 25200 | 25200 | 25200 | 25200 | 25200 | 25200 | 25200 | 25200 | 25200 | 25200 | 25200 | 25200 | 25200 | 25200 | 25200 | 25200 | 25200 | 25200 | 25200 | 25200 | 25200 | 25200 | 25200 | 25200 | 25200 | 25200 | 25200 | 25200 | 25200 | 25200 | 25200 | 25200 | 25200 | 25200 | 25200 | 25200 | 25200 | 25200 | 25200 | 25200 | 25200 | 25200 | 25200 | 25200 | 25200 | 25200 | 25200 | 25200 | 25200 | 25200 | 25200 | 25200 | 25200 | 25200 | 25200 | 25200 | 25200 | 25200 | 25200 | 25200 | 25200 | 25200 | 25200 | 25200 | 25200 | 25200 | 25200 | 25200 | 25200 | 25200 | 25200 | 25200 | 25200 | 25200 | 25200 | 25200 | 25200 | 25200 | 25200 | 25200 | 25200 | 25200 | 25200 | 25200 | 25200 | 25200 | 25200 | 25200 | 25200 | 25200 | 25200 | 25200 | 25200 | 25200 | 25200 | 25200 | 25200 | 25200 | 25200 | 25200 | 25200 | 25200 | 25200 | 25200 | 25200 | 25200 | 25200 | 25200 | 25200 | 25200 | 25200 | 25200 | 25200 | 25200 | 25200 | 25200 | 25200 | 25200 | 25200 | 25200 | 25200 | 25200 | 25200 | 25200 | 25200 | 25200 | 25200 | 25200 | 25200 | 25200 | 25200 | 25200 | 25200 | 25200 | 25200 | 25200 | 25200 | 25200 | 25200 | 25200 | 25200 | 25200 | 25200 | 25200 | 25200 | 25200 | 25200 | 25200 | 25200 | 25200 | 25200 | 25200 | 25200 | 25200 | 25200 | 25200 | 25200 | 25200 | 25200 | 25200 | 25200 | 25200 | 25200 | 25200 | 25200 | 25200 | 25200 | 25200 | 25200 | 25200 | 25200 | 25200 | 25200 | 25200 | 25200 | 25200 | 25200 | 25200 | 25200 | 25200 | 25200 | 25200 | 25200 | 25200 | 25200 | 25200 | 25200 | 25200 | 25200 | 25200 | 25200 | 25200 | 25200 | 25200 | 25200 | 25200 | 25200 | 25200 | 25200 | 25200 | 25200 | 25200 | 25200 | 25200 | 25200 | 25200 | 25200 | 25200 | 25200 | 25200 | 25200 | 25200 | 25200 | 25200 | 25200 | 25200 | 25200 | 25200 | 25200 | 25200 | 25200 | 25200 | 25200 | 25200 | 25200 | 25200 | 25200 | 25200 | 25200 | 25200 | 25200 | 25200 | 25200 | 25200 | 25200 | 25200 | 25200 | 25200 | 25200 | 25200 | 25200 | 25200 | 25200 | 25200 | 25200 | 25200 | 25200 | 25200 | 25200 | 25200 | 25200 | 25200 | 25200 | 25200 | 25200 | 25200 | 25200 | 25200 | 25200 | 25200 | 25200 | 25200 | 25200 | 25200 | 25200 | 25200 | 25200 | 25200 | 25200 | 25200 | 25200 | 25200 | 25200 | 25200 | 25200 | 25200 | 25200 | 25200 | 25200 | 25200 | 25200 | 25200 | 25200 | 25200 | 25200 | 25200 | 25200 | 25200 | 25200 | 25200 | 25200 | 25200 | 25200 | 25200 | 25200 | 25200 | 25200 | 25200 | 25200 | 25200 | 25200 | 25200 | 25200 | 25200 | 25200 | 25200 | 25200 | 25200 | 25200 | 25200 | 25200 | 25200 | 25200 | 25200 | 25200 | 25200 | 25200 | 25200 | 25200 | 25200 | 25200 | 25200 | 25200 | 25200 | 25200 | 25200 | 25200 | 25200 | 25200 | 25200 | 25200 | 25200 | 25200 | 25200 | 25200 | 25200 | 25200 | 25200 | 25200 | 25200 | 25200 | 25200 | 25200 | 25200 | 25200 | 25200 | 25200 | 25200 | 25200 | 25200 | 25200 | 25200 | 25200 | 25200 | 25200 | 25200 | 25200 | 25200 | 25200 | 25200 | 25200 | 25200 | 25200 | 25200 | 25200 | 25200 | 25200 | 25200 | 25200 | 25200 | 25200 | 25200 | 25200 | 25200 | 25200 | 25200 | 25200 | 25200 | 25200 | 25200 | 25200 | 25200 | 25200 | 25200 | 25200 | 25200 | 25200 | 25200 | 25200 | 25200 | 25200 | 25200 | 25200 | 25200 | 25200 | 25200 | 25200 | 25200 | 25200 | 25200 | 25200 | 25200 | 25200 | 25200 | 25200 | 25200 | 25200 | 25200 | 25200 | 25200 | 25200 | 25200 | 25200 | 25200 | 25200 | 25200 | 25200 | 25200 | 25200 | 25200 | 25200 | 25200 | 25200 | 25200 | 25200 | 25200 | 25200 | 25200 | 25200 | 25200 | 25200 | 25200 | 25200 | 25200 | 25200 | 25200 | 25200 | 25200 | 25200 | 25200 | 25200 | 25200 | 25200 | 25200 | 25200 | 25200 | 25200 | 25200 | 25200 | 25200 | 25200 | 25200 | 25200 | 25200 | 25200 | 25200 | 25200 | 25200 | 25200 | 25200 | 25200 | 25200 | 25200 | 25200 | 25200 | 25200 | 25200 | 25200 | 25200 | 25200 | 25200 | 25200 | 25200 | 25200 | 25200 | 25200 | 25200 | 25200 | 25200 | 25200 | 25200 | 25200 | 25200 | 25200 | 25200 | 25200 | 25200 | 25200 | 25200 | 25200 | 25200 | 25200 | 25200 | 25200 | 25200 | 25200 | 25200 | 25200 | 25200 | 25200 | 25200 | 25200 | 25200 | 25200 | 25200 | 25200 | 25200 | 25200 | 25200 | 25200 | 25200 | 25200 | 25200 | 25200 | 25200 | 25200 | 25200 | 25200 | 25200 | 25200 | 25200 | 25200 | 25200 | 25200 | 25200 | 25200 | 25200 | 25200 | 25200 | 25200 | 25200 | 25200 | 25200 | 25200 | 25200 | 25200 | 25200 | 25200 | 25200 | 25200 | 25200 | 25200 | 25200 | 25200 | 25200 | 25200 | 25200 | 25200 | 25200 | 25200 | 25200 | 25200 | 25200 | 25200 | 25200 | 25200 | 25200 | 25200 | 25200 | 25200 | 25200 | 25200 | 25200 | 25200 | 25200 | 25200 | 25200 | 25200 | 25200 | 25200 | 25200 | 25200 | 25200 | 25200 | 25200 | 25200 | 25200 | 25200 | 25200 | 25200 | 25200 | 25200 | 25200 | 25200 | 25200 | 25200 | 25200 | 25200 | 25200 | 25200 | 25200 | 25200 | 25200 | 25200 | 25200 | 25200 | 25200 | 25200 | 25200 | 25200 | 25200 | 25200 | 25200 | 25200 | 25200 | 25200 | 25200 | 25200 | 25200 | 25200 | 25200 | 25200 | 25200 | 25200 | 25200 | 25200 | 25200 | 25200 | 25200 | 25200 | 25200 | 25200 | 25200 | 25200 | 25200 | 25200 | 25200 | 25200 | 25200 | 25200 | 25200 | 25200 | 25200 | 25200 | 25200 | 25200 | 25200 | 25200 | 25200 | 25200 | 25200 | 25200 | 25200 | 25200 | 25200 | 25200 | 25200 | 25200 | 25200 | 25200 | 25200 | 25200 | 25200 | 25200 | 25200 | 25200 | 25200 | 25200 | 25200 | 25200 | 25200 | 25200 | 25200 | 25200 | 25200 | 25200 | 25200 | 25200 | 25200 | 25200 | 25200 | 25200 | 25200 | 25200 | 25200 | 25200 | 25200 | 25200 | 25200 | 25200 | 25200 | 25200 | 25200 | 25200 | 25200 | 25200 | 25200 | 25200 | 25200 | 25200 | 25200 | 25200 | 25200 | 25200 | 25200 | 25200 | 25200 | 25200 | 25200 | 25200 | 25200 | 25200 | 25200 | 25200 | 25200 | 25200 | 25200 | 25200 | 25200 | 25200 | 25200 | 25200 | 25200 | 25200 | 25200 | 25200 | 25200 | 25200 | 25200 | 25200 | 25200 | 25200 | 25200 | 25200 | 25200 | 25200 | 25200 | 25200 | 25200 | 25200 | 25200 | 25200 | 25200 | 25200 | 25200 | 25200 | 25200 | 25200 | 25200 | 25200 | 25200 | 25200 | 25200 | 25200 | 25200 | 25200 | 25200 | 25200 | 25200 | 25200 | 25200 | 25200 | 25200 | 25200 | 25200 | 25200 | 25200 | 25200 | 25200 | 25200 | 25200 | 25200 | 25200 | 25200 | 25200 | 25200 | 25200 | 25200 | 25200 | 25200 | 25200 | 25200 | 25200 | 25200 | 25200 | 25200 | 25200 | 25200 | 25200 | 25200 | 25200 | 25200 | 25200 | 25200 | 25200 | 25200 | 25200 | 25200 | 25200 | 25200 | 25200 | 25200 | 25200 | 25200 | 25200 | 25200 | 25200 | 25200 | 25200 | 25200 | 25200 | 25200 | 25200 | 25200 | 25200 | 25200 | 25200 | 25200 | 25200 | 25200 | 25200 | 25200 | 25200 | 25200 | 25200 | 25200 | 25200 | 25200 | 25200 | 25200 | 25200 | 25200 | 25200 | 25200 | 25200 | 25200 | 25200 | 25200 | 25200 | 25200 | 25200 | 25200 | 25200 | 25200 | 25200 | 25200 | 25200 | 25200 | 25200 | 25200 | 25200 | 25200 | 25200 | 25200 | 25200 | 25200 | 25200 | 25200 | 25200 | 25200 | 25200 | 25200 | 25200 | 25200 | 25200 | 25200 | 25200 | 25200 | 25200 | 25200 | 25200 | 25200 | 25200 | 25200 | 25200 | 25200 | 25200 | 25200 | 25200 | 25200 | 25200 | 25200 | 25200 | 25200 | 25200 | 25200 | 25200 | 25200 | 25200 | 25200 | 25200 | 25200 | 25200 | 25200 | 25200 | 25200 | 25200 | 25200 | 25200 | 25200 | 25200 | 25200 | 25200 | 25200 | 25200 | 25200 | 25200 | 25200 | 25200 | 25200 | 25200 | 25200 | 25200 | 25200 | 25200 | 25200 | 25200 | 25200 | 25200 | 25200 | 25200 | 25200 | 25200 | 25200 | 25200 | 25200 | 25200 | 25200 | 25200 | 25200 | 25200 | 25200 | 25200 | 25200 | 25200 | 25200 | 25200 | 25200 | 25200 | 25200 | 25200 | 25200 | 25200 | 25200 | 25200 | 25200 | 25200 | 25200 | 25200 | 25200 | 25200 | 25200 | 25200 | 25200 | 25200 | 25200 | 25200 | 25200 | 25200 | 25200 | 25200 | 25200 | 25200 | 25200 | 25200 | 25200 | 25200 | 25200 | 25200 | 25200 | 25200 | 25200 | 25200 | 25200 | 25200 | 25200 | 25200 | 25200 | 25200 | 25200 | 25200 | 25200 | 25200 | 25200 | 25200 | 25200 | 25200 | 25200 | 25200 | 25200 | 25200 | 25200 | 25200 | 25200 | 25200 | 25200 | 25200 | 25200 | 25200 | 25200 | 25200 | 25200 | 25200 | 25200 | 25200 | 25200 | 25200 | 25200 | 25200 | 25200 | 25200 | 25200 | 25200 | 25200 | 25200 | 25200 | 25200 | 25200 | 25200 | 25200 | 25200 | 25200 | 25200 | 25200 | 25200 | 25200 | 25200 | 25200 | 25200 | 25200 | 25200 | 25200 | 25200 | 25200 | 25200 | 25200 | 25200 | 25200 | 25200 | 25200 | 25200 | 25200 | 25200 | 25200 | 25200 | 25200 | 25200 | 25200 | 25200 | 25200 | 25200 | 25200 | 25200 | 25200 | 25200 | 25200 | 25200 | 25200 | 25200 | 25200 | 25200 | 25200 | 25200 | 25200 | 25200 | 25200 | 25200 | 25200 | 25200 | 25200 | 25200 | 25200 | 25200 | 25200 | 25200 | 25200 | 25200 | 25200 | 25200 | 25200 | 25200 | 25200 | 25200 | 25200 | 25200 | 25200 | 25200 | 25200 | 25200 | 25200 | 25200 | 25200 | 25200 | 25200 | 25200 | 25200 | 25200 | 25200 | 25200 | 25200 | 25200 | 25200 | 25200 | 25200 | 25200 | 25200 | 25200 | 25200 | 25200 | 25200 | 25200 | 25200 | 25200 | 25200 | 25200 | 25200 | 25200 | 25200 | 25200 | 25200 | 25200 | 25200 | 25200 | 25200 | 25200 | 25200 | 25200 | 25200 | 25200 | 25200 | 25200 | 25200 | 25200 | 25200 | 25200 | 25200 | 25200 | 25200 | 25200 | 25200 | 25200 | 25200 | 25200 | 25200 | 25200 | 25200 | 25200 | 25200 | 25200 | 25200 | 25200 | 25200 | 25200 | 25200 | 25200 | 25200 | 25200 | 25200 | 25200 | 25200 | 25200 | 25200 | 25200 | 25200 | 25200 | 25200 | 25200 | 25200 | 25200 | 25200 | 25200 | 25200 | 25200 | 25200 | 25200 | 25200 | 25200 | 25200 | 25200 | 25200 | 25200 | 25200 | 25200 | 25200 | 25200 | 25200 | 25200 | 25200 | 25200 | 25200 | 25200 | 25200 | 25200 | 25200 | 25200 | 25200 | 25200 | 25200 | 25200 | 25200 | 25200 | 25200 | 25200 | 25200 | 25200 | 25200 | 25200 | 25200 | 25200 | 25200 | 25200 | 25200 | 25200 | 25200 | 25200 | 25200 | 25200 | 25200 | 25200 | 25200 | 25200 | 25200 | 25200 | 25200 | 25200 | 25200 | 25200 | 25200 | 25200 | 25200 | 25200 | 25200 | 25200 | 25200 | 25200 | 25200 | 25200 | 25200 | 25200 | 25200 | 25200 | 25200 | 25200 | 25200 | 25200 | 25200 | 25200 | 25200 | 25200 | 25200 | 25200 | 25200 | 25200 | 25200 | 25200 | 25200 | 25200 | 25200 | 25200 | 25200 | 25200 | 25200 | 25200 | 25200 | 25200 | 25200 | 25200 | 25200 | 25200 | 25200 | 25200 | 25200 | 25200 | 25200 | 25200 | 25200 | 25200 | 25200 | 25200 | 25200 | 25200 | 25200 | 25200 | 25200 | 25200 | 25200 | 25200 | 25200 | 25200 | 25200 | 25200 | 25200 | 25200 | 25200 | 25200 | 25200 | 25200 | 25200 | 25200 | 25200 | 25200 | 25200 | 25200 | 25200 | 25200 | 25200 | 25200 | 25200 | 25200 | 25200 | 25200 | 25200 | 25200 | 25200 | 25200 | 25200 | 25200 | 25200 | 25200 | 25200 | 25200 | 25200 | 25200 | 25200 | 25200 | 25200 | 25200 | 25200 | 25200 | 25200 | 25200 | 25200 | 25200 | 25200 | 25200 | 25200 | 25200 | 25200 | 25200 | 25200 | 25200 | 25200 | 25200 | 25200 | 25200 | 25200 | 25200 | 25200 | 25200 | 25200 | 25200 | 25200 | 25200 | 25200 | 25200 | 25200 | 25200 | 25200 | 25200 | 25200 | 25200 | 25200 | 25200 | 25200 | 25200 | 25200 | 25200 | 25200 | 25200 | 25200 | 25200 | 25200 | 25200 | 25200 | 25200 | 25200 | 25200 | 25200 | 25200 | 25200 | 25200 | 25200 | 25200 | 25200 | 25200 | 25200 | 25200 | 25200 | 25200 | 25200 | 25200 | 25200 | 25200 | 25200 | 25200 | 25200 | 25200 | 25200 | 25200 | 25200 | 25200 | 25200 | 25200 | 25200 | 25200 | 25200 | 25200 | 25200 | 25200 | 25200 | 25200 | 25200 | 25200 | 25200 | 25200 | 25200 | 25200 | 25200 | 25200 | 25200 | 25200 | 25200 | 25200 | 25200 | 25200 | 25200 | 25200 | 25200 | 25200 | 25200 | 25200 | 25200 | 25200 | 25200 | 25200 | 25200 | 25200 | 25200 | 25200 | 25200 | 25200 | 25200 | 25200 | 25200 | 25200 | 25200 | 25200 | 25200 | 25200 | 25200 | 25200 | 25200 | 25200 | 25200 | 25200 | 25200 | 25200 | 25200 | 25200 | 25200 | 25200 | 25200 | 25200 | 25200 | 25200 | 25200 | 25200 | 25200 | 25200 | 25200 | 25200 | 25200 | 25200 | 25200 | 25200 | 25200 | 25200 | 25200 | 25200 | 25200 | 25200 | 25200 | 25200 | 25200 | 25200 | 25200 | 25200 | 25200 | 25200 | 25200 | 25200 | 25200 | 25200 | 25200 | 25200 | 25200 | 25200 | 25200 | 25200 | 25200 | 25200 | 25200 | 25200 | 25200 | 25200 | 25200 | 25200 | 25200 | 25200 | 25200 | 25200 | 25200 | 25200 | 25200 | 25200 | 25200 | 25200 | 25200 | 25200 | 25200 | 25200 | 25200 | 25200 | 25200 | 25200 | 25200 | 25200 | 25200 | 25200 | 25200 | 25200 | 25200 | 25200 | 25200 | 25200 | 25200 | 25200 | 25200 | 25200 | 25200 | 25200 | 25200 | 25200 | 25200 | 25200 | 25200 | 25200 | 25200 | 25200 | 25200 | 25200 | 25200 | 25200 | 25200 | 25200 | 25200 | 25200 | 25200 | 25200 | 25200 | 25200 | 25200 | 25200 | 25200 | 25200 | 25200 | 25200 | 25200 | 25200 | 25200 | 25200 | 25200 | 25200 | 25200 | 25200 | 25200 | 25200 | 25200 | 25200 | 25200 | 25200 | 25200 | 25200 | 25200 | 25200 | 25200 | 25200 | 25200 | 25200 | 25200 | 25200 | 25200 | 25200 | 25200 | 25200 | 25200 | 25200 | 25200 | 25200 | 25200 | 25200 | 25200 | 25200 | 25200 | 25200 | 25200 | 25200 | 25200 | 25200 | 25200 | 25200 | 25200 | 25200 | 25200 | 25200 | 25200 | 25200 | 25200 | 25200 | 25200 | 25200 | 25200 | 25200 | 25200 | 25200 | 25200 | 25200 | 25200 | 25200 | 25200 | 25200 | 25200 | 25200 | 25200 | 25200 | 25200 | 25200 | 25200 | 25200 | 25200 | 25200 | 25200 | 25200 | 25200 | 25200 | 25200 | 25200 | 25200 | 25200 | 25200 | 25200 | 25200 | 25200 | 25200 | 25200 | 25200 | 25200 | 25200 | 25200 | 25200 | 25200 | 25200 | 25200 | 25200 | 25200 | 25200 | 25200 | 25200 | 25200 | 25200 | 25200 | 25200 | 25200 | 25200 | 25200 | 25200 | 25200 | 25200 | 25200 | 25200 | 25200 | 25200 | 25200 | 25200 | 25200 | 25200 | 25200 | 25200 | 25200 | 25200 | 25200 | 25200 | 25200 | 25200 | 25200 | 25200 | 25200 | 25200 | 25200 | 25200 | 25200 | 25200 | 25200 | 25200 | 25200 | 25200 | 25200 | 25200 | 25200 | 25200 | 25200 | 25200 | 25200 | 25200 | 25200 | 25200 | 25200 | 25200 | 25200 | 25200 | 25200 | 25200 | 25200 | 25200 | 25200 | 25200 | 25200 | 25200 | 25200 | 25200 | 25200 | 25200 | 25200 | 25200 | 25200 | 25200 | 25200 | 25200 | 25200 | 25200 | 25200 | 25200 | 25200 | 25200 | 25200 | 25200 | 25200 | 25200 | 25200 | 25200 | 25200 | 25200 | 25200 | 25200 | 25200 | 25200 | 25200 | 25200 | 25200 | 25200 | 25200 | 25200 | 25200 | 25200 | 25200 | 25200 | 25200 | 25200 | 25200 | 25200 | 25200 | 25200 | 25200 | 25200 | 25200 | 25200 | 25200 | 25200 | 25200 | 25200 | 25200 | 25200 | 25200 | 25200 | 25200 | 25200 | 25200 | 25200 | 25200 | 25200 | 25200 | 25200 | 25200 | 25200 | 25200 | 25200 | 25200 | 25200 | 25200 | 25200 | 25200 | 25200 | 25200 | 25200 | 25200 | 25200 | 25200 | 25200 | 25200 | 25200 | 25200 | 25200 | 25200 | 25200 | 25200 | 25200 | 25200 | 25200 | 25200 | 25200 | 25200 | 25200 | 25200 | 25200 | 25200 | 25200 | 25200 | 25200 | 25200 | 25200 | 25200 | 25200 | 25200 | 25200 | 25200 | 25200 | 25200 | 25200 | 25200 | 25200 | 25200 | 25200 | 25200 | 25200 | 25200 | 25200 | 25200 | 25200 | 25200 | 25200 | 25200 | 25200 | 25200 | 25200 | 25200 | 25200 | 25200 | 25200 | 25200 | 25200 | 25200 | 25200 | 25200 | 25200 | 25200 | 25200 | 25200 | 25200 | 25200 | 25200 | 25200 | 25200 | 25200 | 25200 | 25200 | 25200 | 25200 | 25200 | 25200 | 25200 | 25200 | 25200 | 25200 | 25200 | 25200 | 25200 | 25200 | 25200 | 25200 | 25200 | 25200 | 25200 | 25200 | 25200 | 25200 | 25200 | 25200 | 25200 | 25200 | 25200 | 25200 | 25200 | 25200 | 25200 | 25200 | 25200 | 25200 | 25200 | 25200 | 25200 | 25200 | 25200 | 25200 | 25200 | 25200 | 25200 | 25200 | 25200 | 25200 | 25200 | 25200 | 25200 | 25200 | 25200 | 25200 | 25200 | 25200 | 25200 | 25200 | 25200 | 25200 | 25200 | 25200 | 25200 | 25200 | 25200 | 25200 | 25200 | 25200 | 25200 | 25200 | 25200 | 25200 | 25200 | 25200 | 25200 | 25200 | 25200 | 25200 | 25200 | 25200 | 25200 | 25200 | 25200 | 25200 | 25200 | 25200 | 25200 | 25200 | 25200 | 25200 | 25200 | 25200 | 25200 | 25200 | 25200 | 25200 | 25200 | 25200 | 25200 | 25200 | 25200 | 25200 | 25200 | 25200 | 25200 | 25200 | 25200 | 25200 | 25200 | 25200 | 25200 | 25200 | 25200 | 25200 | 25200 | 25200 | 25200 | 25200 | 25200 | 25200 | 25200 | 25200 | 25200 | 25200 | 25200 | 25200 | 25200 | 25200 | 25200 | 25200 | 25200 | 25200 | 25200 | 25200 | 25200 | 25200 | 25200 | 25200 | 25200 | 25200 | 25200 | 25200 | 25200 | 25200 | 25200 | 25200 | 25200 | 25200 | 25200 | 25200 | 25200 | 25200 | 25200 | 25200 | 25200 | 25200 | 25200 | 25200 | 25200 | 25200 | 25200 | 25200 | 25200 | 25200 | 25200 | 25200 | 25200 | 25200 | 25200 | 25200 | 25200 | 25200 | 25200 | 25200 | 25200 | 25200 | 25200 | 25200 | 25200 | 25200 | 25200 | 25200 | 25200 | 25200 | 25200 | 25200 | 25200 | 25200 | 25200 | 25200 | 25200 | 25200 | 25200 | 25200 | 25200 | 25200 | 25200 | 25200 | 25200 | 25200 | 25200 | 25200 | 25200 | 25200 | 25200 | 25200 | 25200 | 25200 | 25200 | 25200 | 25200 | 25200 | 25200 | 25200 | 25200 | 25200 | 25200 | 25200 | 25200 | 25200 | 25200 | 25200 | 25200 | 25200 | 25200 | 25200 | 25200 | 25200 | 25200 | 25200 | 25200 | 25200 | 25200 | 25200 | 25200 | 25200 | 25200 | 25200 | 25200 | 25200 | 25200 | 25200 | 25200 | 25200 | 25200 | 25200 | 25200 | 25200 | 25200 | 25200 | 25200 | 25200 | 25200 | 25200 | 25200 | 25200 | 25200 | 25200 | 25200 | 25200 | 25200 | 25200 | 25200 | 25200 | 25200 | 25200 | 25200 | 25200 | 25200 | 25200 | 25200 | 25200 | 25200 | 25200 | 25200 | 25200 | 25200 | 25200 | 25200 | 25200 | 25200 | 25200 | 25200 | 25200 | 25200 | 25200 | 25200 | 25200 | 25200 | 25200 | 25200 | 25200 | 25200 | 25200 | 25200 | 25200 | 25200 | 25200 | 25200 | 25200 | 25200 | 25200 | 25200 | 25200 | 25200 | 25200 | 25200 | 25200 | 25200 | 25200 | 25200 | 25200 | 25200 | 25200 | 25200 | 25200 | 25200 | 25200 | 25200 | 25200 | 25200 | 25200 | 25200 | 25200 | 25200 | 25200 | 25200 | 25200 | 25200 | 25200 | 25200 | 25200 | 25200 | 25200 | 25200 | 25200 | 25200 | 25200 | 25200 | 25200 | 25200 | 25200 | 25200 | 25200 | 25200 | 25200 | 25200 | 25200 | 25200 | 25200 | 25200 | 25200 | 25200 | 25200 | 25200 | 25200 | 25200 | 25200 | 25200 | 25200 | 25200 | 25200 | 25200 | 25200 | 25200 | 25200 | 25200 | 25200 | 25200 | 25200 | 25200 | 25200 | 25200 | 25200 | 25200 | 25200 | 25200 | 25200 | 25200 | 25200 | 25200 | 25200 | 25200 | 25200 | 25200 | 25200 | 25200 | 25200 | 25200 | 25200 | 25200 | 25200 | 25200 | 25200 | 25200 | 25200 | 25200 | 25200 | 25200 | 25200 | 25200 | 25200 | 25200 | 25200 | 25200 | 25200 | 25200 | 25200 | 25200 | 25200 | 25200 | 25200 | 25200 | 25200 | 25200 | 25200 | 25200 | 25200 | 25200 | 25200 | 25200 | 25200 | 25200 | 25200 | 25200 | 25200 | 25200 | 25200 | 25200 | 25200 | 25200 | 25200 | 25200 | 25200 | 25200 | 25200 | 25200 | 25200 | 25200 | 25200 | 25200 | 25200 | 25200 | 25200 | 25200 | 25200 | 25200 | 25200 | 25200 | 25200 | 25200 | 25200 | 25200 | 25200 | 25200 | 25200 | 25200 | 25200 | 25200 | 25200 | 25200 | 25200 | 25200 | 25200 | 25200 | 25200 | 25200 | 25200 | 25200 | 25200 | 25200 | 25200 | 25200 | 25200 | 25200 | 25200 | 25200 | 25200 | 25200 | 25200 | 25200 | 25200 | 25200 | 25200 | 25200 | 25200 | 25200 | 25200 | 25200 | 25200 | 25200 | 25200 | 25200 | 25200 | 25200 | 25200 | 25200 | 25200 | 25200 | 25200 | 25200 | 25200 | 25200 | 25200 | 25200 | 25200 | 25200 | 25200 | 25200 | 25200 | 25200 | 25200 | 25200 | 25200 | 25200 | 25200 | 25200 | 25200 | 25200 | 25200 | 25200 | 25200 | 25200 | 25200 | 25200 | 25200 | 25200 | 25200 | 25200 | 25200 | 25200 | 25200 | 25200 | 25200 | 25200 | 25200 | 25200 | 25200 | 25200 | 25200 | 25200 | 25200 | 25200 | 25200 | 25200 | 25200 | 25200 | 25200 | 25200 | 25200 | 25200 | 25200 | 25200 | 25200 | 25200 | 25200 | 25200 | 25200 | 25200 | 25200 | 25200 | 25200 | 25200 | 25200 | 25200 | 25200 | 25200 | 25200 | 25200 | 25200 | 25200 | 25200 | 25200 | 25200 | 25200 | 25200 | 25200 | 25200 | 25200 | 25200 | 25200 | 25200 | 25200 | 25200 | 25200 | 25200 | 25200 | 25200 | 25200 | 25200 | 25200 | 25200 | 25200 | 25200 | 25200 | 25200 | 25200 | 25200 | 25200 | 25200 | 25200 | 25200 | 25200 | 25200 | 25200 | 25200 | 25200 | 25200 | 25200 | 25200 | 25200 | 25200 | 25200 | 25200 | 25200 | 25200 | 25200 | 25200 | 25200 | 25200 | 25200 | 25200 | 25200 | 25200 | 25200 | 25200 | 25200 | 25200 | 25200 | 25200 | 25200 | 25200 | 25200 | 25200 | 25200 | 25200 | 25200 | 25200 | 25200 | 25200 | 25200 | 25200 | 25200 | 25200 | 25200 | 25200 | 25200 | 25200 | 25200 | 25200 | 25200 | 25200 | 25200 | 25200 | 25200 | 25200 | 25200 | 25200 | 25200 | 25200 | 25200 | 25200 | 25200 | 25200 | 25200 | 25200 | 25200 | 25200 | 25200 | 25200 | 25200 | 25200 | 25200 | 25200 | 25200 | 25200 | 25200 | 25200 | 25200 | 25200 | 25200 | 25200 | 25200 | 25200 | 25200 | 25200 | 25200 | 25200 | 25200 | 25200 | 25200 | 25200 | 25200 | 25200 | 25200 | 25200 | 25200 | 25200 | 25200 | 25200 | 25200 | 25200 | 25200 | 25200 | 25200 | 25200 | 25200 | 25200 | 25200 | 25200 | 25200 | 25200 | 25200 | 25200 | 25200 | 25200 | 25200 | 25200 | 25200 | 25200 | 25200 | 25200 | 25200 | 25200 | 25200 | 25200 | 25200 | 25200 | 25200 | 25200 | 25200 | 25200 | 25200 | 25200 | 25200 | 25200 | 25200 | 25200 | 25200 | 25200 | 25200 | 25200 | 25200 | 25200 | 25200 | 25200 | 25200 | 25200 | 25200 | 25200 | 25200 | 25200 | 25200 | 25200 | 25200 | 25200 | 25200 | 25200 | 25200 | 25200 | 25200 | 25200 | 25200 | 25200 | 25200 | 25200 | 25200 | 25200 | 25200 | 25200 | 25200 | 25200 | 25200 | 25200 | 25200 | 25200 | 25200 | 25200 | 25200 | 25200 | 25200 | 25200 | 25200 | 25200 | 25200 | 25200 | 25200 | 25200 | 25200 | 25200 | 25200 | 25200 | 25200 | 25200 | 25200 | 25200 | 25200 | 25200 | 25200 | 25200 | 25200 | 25200 | 25200 | 25200 | 25200 | 25200 | 25200 | 25200 | 25200 | 25200 | 25200 | 25200 | 25200 | 25200 | 25200 | 25200 | 25200 | 25200 | 25200 | 25200 | 25200 | 25200 | 25200 | 25200 | 25200 | 25200 | 25200 | 25200 | 25200 | 25200 | 25200 | 25200 | 25200 | 25200 | 25200 | 25200 | 25200 | 25200 | 25200 | 25200 | 25200 | 25200 | 25200 | 25200 | 25200 | 25200 | 25200 | 25200 | 25200 | 25200 | 25200 | 25200 | 25200 | 25200 | 25200 | 25200 | 25200 | 25200 | 25200 | 25200 | 25200 | 25200 | 25200 | 25200 | 25200 | 25200 | 25200 | 25200 | 25200 | 25200 | 25200 | 25200 | 25200 | 25200 | 25200 | 25200 | 25200 | 25200 | 25200 | 25200 | 25200 | 25200 | 25200 | 25200 | 25200 | 25200 | 25200 | 25200 | 25200 | 25200 | 25200 | 25200 | 25200 | 25200 | 25200 | 25200 | 25200 | 25200 | 25200 | 25200 | 25200 | 25200 | 25200 | 25200 | 25200 | 25200 | 25200 | 25200 | 25200 | 25200 | 25200 | 25200 | 25200 | 25200 | 25200 | 25200 | 25200 | 25200 | 25200 | 25200 | 25200 | 25200 | 25200 | 25200 | 25200 | 25200 | 25200 | 25200 | 25200 | 25200 | 25200 | 25200 | 25200 | 25200 | 25200 | 25200 | 25200 | 25200 | 25200 | 25200 | 25200 | 25200 | 25200 | 25200 | 25200 | 25200 | 25200 | 25200 | 25200 | 25200 | 25200 | 25200 | 25200 | 25200 | 25200 | 25200 | 25200 | 25200 | 25200 | 25200 | 25200 | 25200 | 25200 | 25200 | 25200 | 25200 | 25200 | 25200 | 25200 | 25200 | 25200 | 25200 | 25200 | 25200 | 25200 | 25200 | 25200 | 25200 | 25200 | 25200 | 25200 | 25200 | 25200 | 25200 | 25200 | 25200 | 25200 | 25200 | 25200 | 25200 | 25200 | 25200 | 25200 | 25200 | 25200 | 25200 | 25200 | 25200 | 25200 | 25200 | 25200 | 25200 | 25200 | 25200 | 25200 | 25200 | 25200 | 25200 | 25200 | 25200 | 25200 | 25200 | 25200 | 25200 | 25200 | 25200 | 25200 | 25200 | 25200 | 25200 | 25200 | 25200 | 25200 | 25200 | 25200 | 25200 | 25200 | 25200 | 25200 | 25200 | 25200 | 25200 | 25200 | 25200 | 25200 | 25200 | 25200 | 25200 | 25200 | 25200 | 25200 | 25200 | 25200 | 25200 | 25200 | 25200 | 25200 | 25200 | 25200 | 25200 | 25200 | 25200 | 25200 | 25200 | 25200 | 25200 | 25200 | 25200 | 25200 | 25200 | 25200 | 25200 | 25200 | 25200 | 25200 | 25200 | 25200 | 25200 | 25200 | 25200 | 25200 | 25200 | 25200 | 25200 | 25200 | 25200 | 25200 | 25200 | 25200 | 25200 | 25200 | 25200 | 25200 | 25200 | 25200 | 25200 | 25200 | 25200 | 25200 | 25200 | 25200 | 25200 | 25200 | 25200 | 25200 | 25200 | 25200 | 25200 | 25200 | 25200 | 25200 | 25200 | 25200 | 25200 | 25200 | 25200 | 25200 | 25200 | 25200 | 25200 | 25200 | 25200 | 25200 | 25200 | 25200 | 25200 | 25200 | 25200 | 25200 | 25200 | 25200 | 25200 | 25200 | 25200 | 25200 | 25200 | 25200 | 25200 | 25200 | 25200 | 25200 | 25200 | 25200 | 25200 | 25200 | 25200 | 25200 | 25200 | 25200 | 25200 | 25200 | 25200 | 25200 | 25200 | 25200 | 25200 | 25200 | 25200 | 25200 | 25200 | 25200 | 25200 | 25200 | 25200 | 25200 | 25200 | 25200 | 25200 | 25200 | 25200 | 25200 | 25200 | 25200 | 25200 | 25200 | 25200 | 25200 | 25200 | 25200 | 25200 | 25200 | 25200 | 25200 | 25200 | 25200 | 25200 | 25200 | 25200 | 25200 | 25200 | 25200 | 25200 | 25200 | 25200 | 25200 | 25200 | 25200 | 25200 | 25200 | 25200 | 25200 | 25200 | 25200 | 25200 | 25200 | 25200 | 25200 | 25200 | 25200 | 25200 | 25200 | 25200 | 25200 | 25200 | 25200 | 25200 | 25200 | 25200 | 25200 | 25200 | 25200 | 25200 | 25200 | 25200 | 25200 | 25200 | 25200 | 25200 | 25200 | 25200 | 25200 | 25200 | 25200 | 25200 | 25200 | 25200 | 25200 | 25200 | 25200 | 25200 | 25200 | 25200 | 25200 | 25200 | 25200 | 25200 | 25200 | 25200 | 25200 | 25200 | 25200 | 25200 | 25200 | 25200 | 25200 | 25200 | 25200 | 25200 | 25200 | 25200 | 25200 | 25200 | 25200 | 25200 | 25200 | 25200 | 25200 | 25200 | 25200 | 25200 | 25200 | 25200 | 25200 | 25200 | 25200 | 25200 | 25200 | 25200 | 25200 | 25200 | 25200 | 25200 | 25200 | 25200 | 25200 | 25200 | 25200 | 25200 | 25200 | 25200 | 25200 | 25200 | 25200 | 25200 | 25200 | 25200 | 25200 | 25200 | 25200 | 25200 | 25200 | 25200 | 25200 | 25200 | 25200 | 25200 | 25200 | 25200 | 25200 | 25200 | 25200 | 25200 | 25200 | 25200 | 25200 | 25200 | 25200 | 25200 | 25200 | 25200 | 25200 | 25200 | 25200 | 25200 | 25200 | 25200 | 25200 | 25200 | 25200 | 25200 | 25200 | 25200 | 25200 | 25200 | 25200 | 25200 | 25200 | 25200 | 25200 | 25200 | 25200 | 25200 | 25200 | 25200 | 25200 | 25200 | 25200 | 25200 | 25200 | 25200 | 25200 | 25200 | 25200 | 25200 | 25200 | 25200 | 25200 | 25200 | 25200 | 25200 | 25200 | 25200 | 25200 | 25200 | 25200 | 25200 | 25200 | 25200 | 25200 | 25200 | 25200 | 25200 | 25200 | 25200 | 25200 | 25200 | 25200 | 25200 | 25200 | 25200 | 25200 | 25200 | 25200 | 25200 | 25200 | 25200 | 25200 | 25200 | 25200 | 25200 | 25200 | 25200 | 25200 | 25200 | 25200 | 25200 | 25200 | 25200 | 25200 | 25200 | 25200 | 25200 | 25200 | 25200 | 25200 | 25200
Time since infected person left the space | T_D | constant | 0 |  | s | These values are not used by this model | T_D | 0 | 0 | 0 | 0 | 0 | 0 | 0 | 0 | 0 | 0 | 0 | 0 | 0 | 0 | 0 | 0 | 0 | 0 | 0 | 0 | 0 | 0 | 0 | 0 | 0 | 0 | 0 | 0 | 0 | 0 | 0 | 0 | 0 | 0 | 0 | 0 | 0 | 0 | 0 | 0 | 0 | 0 | 0 | 0 | 0 | 0 | 0 | 0 | 0 | 0 | 0 | 0 | 0 | 0 | 0 | 0 | 0 | 0 | 0 | 0 | 0 | 0 | 0 | 0 | 0 | 0 | 0 | 0 | 0 | 0 | 0 | 0 | 0 | 0 | 0 | 0 | 0 | 0 | 0 | 0 | 0 | 0 | 0 | 0 | 0 | 0 | 0 | 0 | 0 | 0 | 0 | 0 | 0 | 0 | 0 | 0 | 0 | 0 | 0 | 0 | 0 | 0 | 0 | 0 | 0 | 0 | 0 | 0 | 0 | 0 | 0 | 0 | 0 | 0 | 0 | 0 | 0 | 0 | 0 | 0 | 0 | 0 | 0 | 0 | 0 | 0 | 0 | 0 | 0 | 0 | 0 | 0 | 0 | 0 | 0 | 0 | 0 | 0 | 0 | 0 | 0 | 0 | 0 | 0 | 0 | 0 | 0 | 0 | 0 | 0 | 0 | 0 | 0 | 0 | 0 | 0 | 0 | 0 | 0 | 0 | 0 | 0 | 0 | 0 | 0 | 0 | 0 | 0 | 0 | 0 | 0 | 0 | 0 | 0 | 0 | 0 | 0 | 0 | 0 | 0 | 0 | 0 | 0 | 0 | 0 | 0 | 0 | 0 | 0 | 0 | 0 | 0 | 0 | 0 | 0 | 0 | 0 | 0 | 0 | 0 | 0 | 0 | 0 | 0 | 0 | 0 | 0 | 0 | 0 | 0 | 0 | 0 | 0 | 0 | 0 | 0 | 0 | 0 | 0 | 0 | 0 | 0 | 0 | 0 | 0 | 0 | 0 | 0 | 0 | 0 | 0 | 0 | 0 | 0 | 0 | 0 | 0 | 0 | 0 | 0 | 0 | 0 | 0 | 0 | 0 | 0 | 0 | 0 | 0 | 0 | 0 | 0 | 0 | 0 | 0 | 0 | 0 | 0 | 0 | 0 | 0 | 0 | 0 | 0 | 0 | 0 | 0 | 0 | 0 | 0 | 0 | 0 | 0 | 0 | 0 | 0 | 0 | 0 | 0 | 0 | 0 | 0 | 0 | 0 | 0 | 0 | 0 | 0 | 0 | 0 | 0 | 0 | 0 | 0 | 0 | 0 | 0 | 0 | 0 | 0 | 0 | 0 | 0 | 0 | 0 | 0 | 0 | 0 | 0 | 0 | 0 | 0 | 0 | 0 | 0 | 0 | 0 | 0 | 0 | 0 | 0 | 0 | 0 | 0 | 0 | 0 | 0 | 0 | 0 | 0 | 0 | 0 | 0 | 0 | 0 | 0 | 0 | 0 | 0 | 0 | 0 | 0 | 0 | 0 | 0 | 0 | 0 | 0 | 0 | 0 | 0 | 0 | 0 | 0 | 0 | 0 | 0 | 0 | 0 | 0 | 0 | 0 | 0 | 0 | 0 | 0 | 0 | 0 | 0 | 0 | 0 | 0 | 0 | 0 | 0 | 0 | 0 | 0 | 0 | 0 | 0 | 0 | 0 | 0 | 0 | 0 | 0 | 0 | 0 | 0 | 0 | 0 | 0 | 0 | 0 | 0 | 0 | 0 | 0 | 0 | 0 | 0 | 0 | 0 | 0 | 0 | 0 | 0 | 0 | 0 | 0 | 0 | 0 | 0 | 0 | 0 | 0 | 0 | 0 | 0 | 0 | 0 | 0 | 0 | 0 | 0 | 0 | 0 | 0 | 0 | 0 | 0 | 0 | 0 | 0 | 0 | 0 | 0 | 0 | 0 | 0 | 0 | 0 | 0 | 0 | 0 | 0 | 0 | 0 | 0 | 0 | 0 | 0 | 0 | 0 | 0 | 0 | 0 | 0 | 0 | 0 | 0 | 0 | 0 | 0 | 0 | 0 | 0 | 0 | 0 | 0 | 0 | 0 | 0 | 0 | 0 | 0 | 0 | 0 | 0 | 0 | 0 | 0 | 0 | 0 | 0 | 0 | 0 | 0 | 0 | 0 | 0 | 0 | 0 | 0 | 0 | 0 | 0 | 0 | 0 | 0 | 0 | 0 | 0 | 0 | 0 | 0 | 0 | 0 | 0 | 0 | 0 | 0 | 0 | 0 | 0 | 0 | 0 | 0 | 0 | 0 | 0 | 0 | 0 | 0 | 0 | 0 | 0 | 0 | 0 | 0 | 0 | 0 | 0 | 0 | 0 | 0 | 0 | 0 | 0 | 0 | 0 | 0 | 0 | 0 | 0 | 0 | 0 | 0 | 0 | 0 | 0 | 0 | 0 | 0 | 0 | 0 | 0 | 0 | 0 | 0 | 0 | 0 | 0 | 0 | 0 | 0 | 0 | 0 | 0 | 0 | 0 | 0 | 0 | 0 | 0 | 0 | 0 | 0 | 0 | 0 | 0 | 0 | 0 | 0 | 0 | 0 | 0 | 0 | 0 | 0 | 0 | 0 | 0 | 0 | 0 | 0 | 0 | 0 | 0 | 0 | 0 | 0 | 0 | 0 | 0 | 0 | 0 | 0 | 0 | 0 | 0 | 0 | 0 | 0 | 0 | 0 | 0 | 0 | 0 | 0 | 0 | 0 | 0 | 0 | 0 | 0 | 0 | 0 | 0 | 0 | 0 | 0 | 0 | 0 | 0 | 0 | 0 | 0 | 0 | 0 | 0 | 0 | 0 | 0 | 0 | 0 | 0 | 0 | 0 | 0 | 0 | 0 | 0 | 0 | 0 | 0 | 0 | 0 | 0 | 0 | 0 | 0 | 0 | 0 | 0 | 0 | 0 | 0 | 0 | 0 | 0 | 0 | 0 | 0 | 0 | 0 | 0 | 0 | 0 | 0 | 0 | 0 | 0 | 0 | 0 | 0 | 0 | 0 | 0 | 0 | 0 | 0 | 0 | 0 | 0 | 0 | 0 | 0 | 0 | 0 | 0 | 0 | 0 | 0 | 0 | 0 | 0 | 0 | 0 | 0 | 0 | 0 | 0 | 0 | 0 | 0 | 0 | 0 | 0 | 0 | 0 | 0 | 0 | 0 | 0 | 0 | 0 | 0 | 0 | 0 | 0 | 0 | 0 | 0 | 0 | 0 | 0 | 0 | 0 | 0 | 0 | 0 | 0 | 0 | 0 | 0 | 0 | 0 | 0 | 0 | 0 | 0 | 0 | 0 | 0 | 0 | 0 | 0 | 0 | 0 | 0 | 0 | 0 | 0 | 0 | 0 | 0 | 0 | 0 | 0 | 0 | 0 | 0 | 0 | 0 | 0 | 0 | 0 | 0 | 0 | 0 | 0 | 0 | 0 | 0 | 0 | 0 | 0 | 0 | 0 | 0 | 0 | 0 | 0 | 0 | 0 | 0 | 0 | 0 | 0 | 0 | 0 | 0 | 0 | 0 | 0 | 0 | 0 | 0 | 0 | 0 | 0 | 0 | 0 | 0 | 0 | 0 | 0 | 0 | 0 | 0 | 0 | 0 | 0 | 0 | 0 | 0 | 0 | 0 | 0 | 0 | 0 | 0 | 0 | 0 | 0 | 0 | 0 | 0 | 0 | 0 | 0 | 0 | 0 | 0 | 0 | 0 | 0 | 0 | 0 | 0 | 0 | 0 | 0 | 0 | 0 | 0 | 0 | 0 | 0 | 0 | 0 | 0 | 0 | 0 | 0 | 0 | 0 | 0 | 0 | 0 | 0 | 0 | 0 | 0 | 0 | 0 | 0 | 0 | 0 | 0 | 0 | 0 | 0 | 0 | 0 | 0 | 0 | 0 | 0 | 0 | 0 | 0 | 0 | 0 | 0 | 0 | 0 | 0 | 0 | 0 | 0 | 0 | 0 | 0 | 0 | 0 | 0 | 0 | 0 | 0 | 0 | 0 | 0 | 0 | 0 | 0 | 0 | 0 | 0 | 0 | 0 | 0 | 0 | 0 | 0 | 0 | 0 | 0 | 0 | 0 | 0 | 0 | 0 | 0 | 0 | 0 | 0 | 0 | 0 | 0 | 0 | 0 | 0 | 0 | 0 | 0 | 0 | 0 | 0 | 0 | 0 | 0 | 0 | 0 | 0 | 0 | 0 | 0 | 0 | 0 | 0 | 0 | 0 | 0 | 0 | 0 | 0 | 0 | 0 | 0 | 0 | 0 | 0 | 0 | 0 | 0 | 0 | 0 | 0 | 0 | 0 | 0 | 0 | 0 | 0 | 0 | 0 | 0 | 0 | 0 | 0 | 0 | 0 | 0 | 0 | 0 | 0 | 0 | 0 | 0 | 0 | 0 | 0 | 0 | 0 | 0 | 0 | 0 | 0 | 0 | 0 | 0 | 0 | 0 | 0 | 0 | 0 | 0 | 0 | 0 | 0 | 0 | 0 | 0 | 0 | 0 | 0 | 0 | 0 | 0 | 0 | 0 | 0 | 0 | 0 | 0 | 0 | 0 | 0 | 0 | 0 | 0 | 0 | 0 | 0 | 0 | 0 | 0 | 0 | 0 | 0 | 0 | 0 | 0 | 0 | 0 | 0 | 0 | 0 | 0 | 0 | 0 | 0 | 0 | 0 | 0 | 0 | 0 | 0 | 0 | 0 | 0 | 0 | 0 | 0 | 0 | 0 | 0 | 0 | 0 | 0 | 0 | 0 | 0 | 0 | 0 | 0 | 0 | 0 | 0 | 0 | 0 | 0 | 0 | 0 | 0 | 0 | 0 | 0 | 0 | 0 | 0 | 0 | 0 | 0 | 0 | 0 | 0 | 0 | 0 | 0 | 0 | 0 | 0 | 0 | 0 | 0 | 0 | 0 | 0 | 0 | 0 | 0 | 0 | 0 | 0 | 0 | 0 | 0 | 0 | 0 | 0 | 0 | 0 | 0 | 0 | 0 | 0 | 0 | 0 | 0 | 0 | 0 | 0 | 0 | 0 | 0 | 0 | 0 | 0 | 0 | 0 | 0 | 0 | 0 | 0 | 0 | 0 | 0 | 0 | 0 | 0 | 0 | 0 | 0 | 0 | 0 | 0 | 0 | 0 | 0 | 0 | 0 | 0 | 0 | 0 | 0 | 0 | 0 | 0 | 0 | 0 | 0 | 0 | 0 | 0 | 0 | 0 | 0 | 0 | 0 | 0 | 0 | 0 | 0 | 0 | 0 | 0 | 0 | 0 | 0 | 0 | 0 | 0 | 0 | 0 | 0 | 0 | 0 | 0 | 0 | 0 | 0 | 0 | 0 | 0 | 0 | 0 | 0 | 0 | 0 | 0 | 0 | 0 | 0 | 0 | 0 | 0 | 0 | 0 | 0 | 0 | 0 | 0 | 0 | 0 | 0 | 0 | 0 | 0 | 0 | 0 | 0 | 0 | 0 | 0 | 0 | 0 | 0 | 0 | 0 | 0 | 0 | 0 | 0 | 0 | 0 | 0 | 0 | 0 | 0 | 0 | 0 | 0 | 0 | 0 | 0 | 0 | 0 | 0 | 0 | 0 | 0 | 0 | 0 | 0 | 0 | 0 | 0 | 0 | 0 | 0 | 0 | 0 | 0 | 0 | 0 | 0 | 0 | 0 | 0 | 0 | 0 | 0 | 0 | 0 | 0 | 0 | 0 | 0 | 0 | 0 | 0 | 0 | 0 | 0 | 0 | 0 | 0 | 0 | 0 | 0 | 0 | 0 | 0 | 0 | 0 | 0 | 0 | 0 | 0 | 0 | 0 | 0 | 0 | 0 | 0 | 0 | 0 | 0 | 0 | 0 | 0 | 0 | 0 | 0 | 0 | 0 | 0 | 0 | 0 | 0 | 0 | 0 | 0 | 0 | 0 | 0 | 0 | 0 | 0 | 0 | 0 | 0 | 0 | 0 | 0 | 0 | 0 | 0 | 0 | 0 | 0 | 0 | 0 | 0 | 0 | 0 | 0 | 0 | 0 | 0 | 0 | 0 | 0 | 0 | 0 | 0 | 0 | 0 | 0 | 0 | 0 | 0 | 0 | 0 | 0 | 0 | 0 | 0 | 0 | 0 | 0 | 0 | 0 | 0 | 0 | 0 | 0 | 0 | 0 | 0 | 0 | 0 | 0 | 0 | 0 | 0 | 0 | 0 | 0 | 0 | 0 | 0 | 0 | 0 | 0 | 0 | 0 | 0 | 0 | 0 | 0 | 0 | 0 | 0 | 0 | 0 | 0 | 0 | 0 | 0 | 0 | 0 | 0 | 0 | 0 | 0 | 0 | 0 | 0 | 0 | 0 | 0 | 0 | 0 | 0 | 0 | 0 | 0 | 0 | 0 | 0 | 0 | 0 | 0 | 0 | 0 | 0 | 0 | 0 | 0 | 0 | 0 | 0 | 0 | 0 | 0 | 0 | 0 | 0 | 0 | 0 | 0 | 0 | 0 | 0 | 0 | 0 | 0 | 0 | 0 | 0 | 0 | 0 | 0 | 0 | 0 | 0 | 0 | 0 | 0 | 0 | 0 | 0 | 0 | 0 | 0 | 0 | 0 | 0 | 0 | 0 | 0 | 0 | 0 | 0 | 0 | 0 | 0 | 0 | 0 | 0 | 0 | 0 | 0 | 0 | 0 | 0 | 0 | 0 | 0 | 0 | 0 | 0 | 0 | 0 | 0 | 0 | 0 | 0 | 0 | 0 | 0 | 0 | 0 | 0 | 0 | 0 | 0 | 0 | 0 | 0 | 0 | 0 | 0 | 0 | 0 | 0 | 0 | 0 | 0 | 0 | 0 | 0 | 0 | 0 | 0 | 0 | 0 | 0 | 0 | 0 | 0 | 0 | 0 | 0 | 0 | 0 | 0 | 0 | 0 | 0 | 0 | 0 | 0 | 0 | 0 | 0 | 0 | 0 | 0 | 0 | 0 | 0 | 0 | 0 | 0 | 0 | 0 | 0 | 0 | 0 | 0 | 0 | 0 | 0 | 0 | 0 | 0 | 0 | 0 | 0 | 0 | 0 | 0 | 0 | 0 | 0 | 0 | 0 | 0 | 0 | 0 | 0 | 0 | 0 | 0 | 0 | 0 | 0 | 0 | 0 | 0 | 0 | 0 | 0 | 0 | 0 | 0 | 0 | 0 | 0 | 0 | 0 | 0 | 0 | 0 | 0 | 0 | 0 | 0 | 0 | 0 | 0 | 0 | 0 | 0 | 0 | 0 | 0 | 0 | 0 | 0 | 0 | 0 | 0 | 0 | 0 | 0 | 0 | 0 | 0 | 0 | 0 | 0 | 0 | 0 | 0 | 0 | 0 | 0 | 0 | 0 | 0 | 0 | 0 | 0 | 0 | 0 | 0 | 0 | 0 | 0 | 0 | 0 | 0 | 0 | 0 | 0 | 0 | 0 | 0 | 0 | 0 | 0 | 0 | 0 | 0 | 0 | 0 | 0 | 0 | 0 | 0 | 0 | 0 | 0 | 0 | 0 | 0 | 0 | 0 | 0 | 0 | 0 | 0 | 0 | 0 | 0 | 0 | 0 | 0 | 0 | 0 | 0 | 0 | 0 | 0 | 0 | 0 | 0 | 0 | 0 | 0 | 0 | 0 | 0 | 0 | 0 | 0 | 0 | 0 | 0 | 0 | 0 | 0 | 0 | 0 | 0 | 0 | 0 | 0 | 0 | 0 | 0 | 0 | 0 | 0 | 0 | 0 | 0 | 0 | 0 | 0 | 0 | 0 | 0 | 0 | 0 | 0 | 0 | 0 | 0 | 0 | 0 | 0 | 0 | 0 | 0 | 0 | 0 | 0 | 0 | 0 | 0 | 0 | 0 | 0 | 0 | 0 | 0 | 0 | 0 | 0 | 0 | 0 | 0 | 0 | 0 | 0 | 0 | 0 | 0 | 0 | 0 | 0 | 0 | 0 | 0 | 0 | 0 | 0 | 0 | 0 | 0 | 0 | 0 | 0 | 0 | 0 | 0 | 0 | 0 | 0 | 0 | 0 | 0 | 0 | 0 | 0 | 0 | 0 | 0 | 0 | 0 | 0 | 0 | 0 | 0 | 0 | 0 | 0 | 0 | 0 | 0 | 0 | 0 | 0 | 0 | 0 | 0 | 0 | 0 | 0 | 0 | 0 | 0 | 0 | 0 | 0 | 0 | 0 | 0 | 0 | 0 | 0 | 0 | 0 | 0 | 0 | 0 | 0 | 0 | 0 | 0 | 0 | 0 | 0 | 0 | 0 | 0 | 0 | 0 | 0 | 0 | 0 | 0 | 0 | 0 | 0 | 0 | 0 | 0 | 0 | 0 | 0 | 0 | 0 | 0 | 0 | 0 | 0 | 0 | 0 | 0 | 0 | 0 | 0 | 0 | 0 | 0 | 0 | 0 | 0 | 0 | 0 | 0 | 0 | 0 | 0 | 0 | 0 | 0 | 0 | 0 | 0 | 0 | 0 | 0 | 0 | 0 | 0 | 0 | 0 | 0 | 0 | 0 | 0 | 0 | 0 | 0 | 0 | 0 | 0 | 0 | 0 | 0 | 0 | 0 | 0 | 0 | 0 | 0 | 0 | 0 | 0 | 0 | 0 | 0 | 0 | 0 | 0 | 0 | 0 | 0 | 0 | 0 | 0 | 0 | 0 | 0 | 0 | 0 | 0 | 0 | 0 | 0 | 0 | 0 | 0 | 0 | 0 | 0 | 0 | 0 | 0 | 0 | 0 | 0 | 0 | 0 | 0 | 0 | 0 | 0 | 0 | 0 | 0 | 0 | 0 | 0 | 0 | 0 | 0 | 0 | 0 | 0 | 0 | 0 | 0 | 0 | 0 | 0 | 0 | 0 | 0 | 0 | 0 | 0 | 0 | 0 | 0 | 0 | 0 | 0 | 0 | 0 | 0 | 0 | 0 | 0 | 0 | 0 | 0 | 0 | 0 | 0 | 0 | 0 | 0 | 0 | 0 | 0 | 0 | 0 | 0 | 0 | 0 | 0 | 0 | 0 | 0 | 0 | 0 | 0 | 0 | 0 | 0 | 0 | 0 | 0 | 0 | 0 | 0 | 0 | 0 | 0 | 0 | 0 | 0 | 0 | 0 | 0 | 0 | 0 | 0 | 0 | 0 | 0 | 0 | 0 | 0 | 0 | 0 | 0 | 0 | 0 | 0 | 0 | 0 | 0 | 0 | 0 | 0 | 0 | 0 | 0 | 0 | 0 | 0 | 0 | 0 | 0 | 0 | 0 | 0 | 0 | 0 | 0 | 0 | 0 | 0 | 0 | 0 | 0 | 0 | 0 | 0 | 0 | 0 | 0 | 0 | 0 | 0 | 0 | 0 | 0 | 0 | 0 | 0 | 0 | 0 | 0 | 0 | 0 | 0 | 0 | 0 | 0 | 0 | 0 | 0 | 0 | 0 | 0 | 0 | 0 | 0 | 0 | 0 | 0 | 0 | 0 | 0 | 0 | 0 | 0 | 0 | 0 | 0 | 0 | 0 | 0 | 0 | 0 | 0 | 0 | 0 | 0 | 0 | 0 | 0 | 0 | 0 | 0 | 0 | 0 | 0 | 0 | 0 | 0 | 0 | 0 | 0 | 0 | 0 | 0 | 0 | 0 | 0 | 0 | 0 | 0 | 0 | 0 | 0 | 0 | 0 | 0 | 0 | 0 | 0 | 0 | 0 | 0 | 0 | 0 | 0 | 0 | 0 | 0 | 0 | 0 | 0 | 0 | 0 | 0 | 0 | 0 | 0 | 0 | 0 | 0 | 0 | 0 | 0 | 0 | 0 | 0 | 0 | 0 | 0 | 0 | 0 | 0 | 0 | 0 | 0 | 0 | 0 | 0 | 0 | 0 | 0 | 0 | 0 | 0 | 0 | 0 | 0 | 0 | 0 | 0 | 0 | 0 | 0 | 0 | 0 | 0 | 0 | 0 | 0 | 0 | 0 | 0 | 0 | 0 | 0 | 0 | 0 | 0 | 0 | 0 | 0 | 0 | 0 | 0 | 0 | 0 | 0 | 0 | 0 | 0 | 0 | 0 | 0 | 0 | 0 | 0 | 0 | 0 | 0 | 0 | 0 | 0 | 0 | 0 | 0 | 0 | 0 | 0 | 0 | 0 | 0 | 0 | 0 | 0 | 0 | 0 | 0 | 0 | 0 | 0 | 0 | 0 | 0 | 0 | 0 | 0 | 0 | 0 | 0 | 0 | 0 | 0 | 0 | 0 | 0 | 0 | 0 | 0 | 0 | 0 | 0 | 0 | 0 | 0 | 0 | 0 | 0 | 0 | 0 | 0 | 0 | 0 | 0 | 0 | 0 | 0 | 0 | 0 | 0 | 0 | 0 | 0 | 0 | 0 | 0 | 0 | 0 | 0 | 0 | 0 | 0 | 0 | 0 | 0 | 0 | 0 | 0 | 0 | 0 | 0 | 0 | 0 | 0 | 0 | 0 | 0 | 0 | 0 | 0 | 0 | 0 | 0 | 0 | 0 | 0 | 0 | 0 | 0 | 0 | 0 | 0 | 0 | 0 | 0 | 0 | 0 | 0 | 0 | 0 | 0 | 0 | 0 | 0 | 0 | 0 | 0 | 0 | 0 | 0 | 0 | 0 | 0 | 0 | 0 | 0 | 0 | 0 | 0 | 0 | 0 | 0 | 0 | 0 | 0 | 0 | 0 | 0 | 0 | 0 | 0 | 0 | 0 | 0 | 0 | 0 | 0 | 0 | 0 | 0 | 0 | 0 | 0 | 0 | 0 | 0 | 0 | 0 | 0 | 0 | 0 | 0 | 0 | 0 | 0 | 0 | 0 | 0 | 0 | 0 | 0 | 0 | 0 | 0 | 0 | 0 | 0 | 0 | 0 | 0 | 0 | 0 | 0 | 0 | 0 | 0 | 0 | 0 | 0 | 0 | 0 | 0 | 0 | 0 | 0 | 0 | 0 | 0 | 0 | 0 | 0 | 0 | 0 | 0 | 0 | 0 | 0 | 0 | 0 | 0 | 0 | 0 | 0 | 0 | 0 | 0 | 0 | 0 | 0 | 0 | 0 | 0 | 0 | 0 | 0 | 0 | 0 | 0 | 0 | 0 | 0 | 0 | 0 | 0 | 0 | 0 | 0 | 0 | 0 | 0 | 0 | 0 | 0 | 0 | 0 | 0 | 0 | 0 | 0 | 0 | 0 | 0 | 0 | 0 | 0 | 0 | 0 | 0 | 0 | 0 | 0 | 0 | 0 | 0 | 0 | 0 | 0 | 0 | 0 | 0 | 0 | 0 | 0 | 0 | 0 | 0 | 0 | 0 | 0 | 0 | 0 | 0 | 0 | 0 | 0 | 0 | 0 | 0 | 0 | 0 | 0 | 0 | 0 | 0 | 0 | 0 | 0 | 0 | 0 | 0 | 0 | 0 | 0 | 0 | 0 | 0 | 0 | 0 | 0 | 0 | 0 | 0 | 0 | 0 | 0 | 0 | 0 | 0 | 0 | 0 | 0 | 0 | 0 | 0 | 0 | 0 | 0 | 0 | 0 | 0 | 0 | 0 | 0 | 0 | 0 | 0 | 0 | 0 | 0 | 0 | 0 | 0 | 0 | 0 | 0 | 0 | 0 | 0 | 0 | 0 | 0 | 0 | 0 | 0 | 0 | 0 | 0 | 0 | 0 | 0 | 0 | 0 | 0 | 0 | 0 | 0 | 0 | 0 | 0 | 0 | 0 | 0 | 0 | 0 | 0 | 0 | 0 | 0 | 0 | 0 | 0 | 0 | 0 | 0 | 0 | 0 | 0 | 0 | 0 | 0 | 0 | 0 | 0 | 0 | 0 | 0 | 0 | 0 | 0 | 0 | 0 | 0 | 0 | 0 | 0 | 0 | 0 | 0 | 0 | 0 | 0 | 0 | 0 | 0 | 0 | 0 | 0 | 0 | 0 | 0 | 0 | 0 | 0 | 0 | 0 | 0 | 0 | 0 | 0 | 0 | 0 | 0 | 0 | 0 | 0 | 0 | 0 | 0 | 0 | 0 | 0 | 0 | 0 | 0 | 0 | 0 | 0 | 0 | 0 | 0 | 0 | 0 | 0 | 0 | 0 | 0 | 0 | 0 | 0 | 0 | 0 | 0 | 0 | 0 | 0 | 0 | 0 | 0 | 0 | 0 | 0 | 0 | 0 | 0 | 0 | 0 | 0 | 0 | 0 | 0 | 0 | 0 | 0 | 0 | 0 | 0 | 0 | 0 | 0 | 0 | 0 | 0 | 0 | 0 | 0 | 0 | 0 | 0 | 0 | 0 | 0 | 0 | 0 | 0 | 0 | 0 | 0 | 0 | 0 | 0 | 0 | 0 | 0 | 0 | 0 | 0 | 0 | 0 | 0 | 0 | 0 | 0 | 0 | 0 | 0 | 0 | 0 | 0 | 0 | 0 | 0 | 0 | 0 | 0 | 0 | 0 | 0 | 0 | 0 | 0 | 0 | 0 | 0 | 0 | 0 | 0 | 0 | 0 | 0 | 0 | 0 | 0 | 0 | 0 | 0 | 0 | 0 | 0 | 0 | 0 | 0 | 0 | 0 | 0 | 0 | 0 | 0 | 0 | 0 | 0 | 0 | 0 | 0 | 0 | 0 | 0 | 0 | 0 | 0 | 0 | 0 | 0 | 0 | 0 | 0 | 0 | 0 | 0 | 0 | 0 | 0 | 0 | 0 | 0 | 0 | 0 | 0 | 0 | 0 | 0 | 0 | 0 | 0 | 0 | 0 | 0 | 0 | 0 | 0 | 0 | 0 | 0 | 0 | 0 | 0 | 0 | 0 | 0 | 0 | 0 | 0 | 0 | 0 | 0 | 0 | 0 | 0 | 0 | 0 | 0 | 0 | 0 | 0 | 0 | 0 | 0 | 0 | 0 | 0 | 0 | 0 | 0 | 0 | 0 | 0 | 0 | 0 | 0 | 0 | 0 | 0 | 0 | 0 | 0 | 0 | 0 | 0 | 0 | 0 | 0 | 0 | 0 | 0 | 0 | 0 | 0 | 0 | 0 | 0 | 0 | 0 | 0 | 0 | 0 | 0 | 0 | 0 | 0 | 0 | 0 | 0 | 0 | 0 | 0 | 0 | 0 | 0 | 0 | 0 | 0 | 0 | 0 | 0 | 0 | 0 | 0 | 0 | 0 | 0 | 0 | 0 | 0 | 0 | 0 | 0 | 0 | 0 | 0 | 0 | 0 | 0 | 0 | 0 | 0 | 0 | 0 | 0 | 0 | 0 | 0 | 0 | 0 | 0 | 0 | 0 | 0 | 0 | 0 | 0 | 0 | 0 | 0 | 0 | 0 | 0 | 0 | 0 | 0 | 0 | 0 | 0 | 0 | 0 | 0 | 0 | 0 | 0 | 0 | 0 | 0 | 0 | 0 | 0 | 0 | 0 | 0 | 0 | 0 | 0 | 0 | 0 | 0 | 0 | 0 | 0 | 0 | 0 | 0 | 0 | 0 | 0 | 0 | 0 | 0 | 0 | 0 | 0 | 0 | 0 | 0 | 0 | 0 | 0 | 0 | 0 | 0 | 0 | 0 | 0 | 0 | 0 | 0 | 0 | 0 | 0 | 0 | 0 | 0 | 0 | 0 | 0 | 0 | 0 | 0 | 0 | 0 | 0 | 0 | 0 | 0 | 0 | 0 | 0 | 0 | 0 | 0 | 0 | 0 | 0 | 0 | 0 | 0 | 0 | 0 | 0 | 0 | 0 | 0 | 0 | 0 | 0 | 0 | 0 | 0 | 0 | 0 | 0 | 0 | 0 | 0 | 0 | 0 | 0 | 0 | 0 | 0 | 0 | 0 | 0 | 0 | 0 | 0 | 0 | 0 | 0 | 0 | 0 | 0 | 0 | 0 | 0 | 0 | 0 | 0 | 0 | 0 | 0 | 0 | 0 | 0 | 0 | 0 | 0 | 0 | 0 | 0 | 0 | 0 | 0 | 0 | 0 | 0 | 0 | 0 | 0 | 0 | 0 | 0 | 0 | 0 | 0 | 0 | 0 | 0 | 0 | 0 | 0 | 0 | 0 | 0 | 0 | 0 | 0 | 0 | 0 | 0 | 0 | 0 | 0 | 0 | 0 | 0 | 0 | 0 | 0 | 0 | 0 | 0 | 0 | 0 | 0 | 0 | 0 | 0 | 0 | 0 | 0 | 0 | 0 | 0 | 0 | 0 | 0 | 0 | 0 | 0 | 0 | 0 | 0 | 0 | 0 | 0 | 0 | 0 | 0 | 0 | 0 | 0 | 0 | 0 | 0 | 0 | 0 | 0 | 0 | 0 | 0 | 0 | 0 | 0 | 0 | 0 | 0 | 0 | 0 | 0 | 0 | 0 | 0 | 0 | 0 | 0 | 0 | 0 | 0 | 0 | 0 | 0 | 0 | 0 | 0 | 0 | 0 | 0 | 0 | 0 | 0 | 0 | 0 | 0 | 0 | 0 | 0 | 0 | 0 | 0 | 0 | 0 | 0 | 0 | 0 | 0 | 0 | 0 | 0 | 0 | 0 | 0 | 0 | 0 | 0 | 0 | 0 | 0 | 0 | 0 | 0 | 0 | 0 | 0 | 0 | 0 | 0 | 0 | 0 | 0 | 0 | 0 | 0 | 0 | 0 | 0 | 0 | 0 | 0 | 0 | 0 | 0 | 0 | 0 | 0 | 0 | 0 | 0 | 0 | 0 | 0 | 0 | 0 | 0 | 0 | 0 | 0 | 0 | 0 | 0 | 0 | 0 | 0 | 0 | 0 | 0 | 0 | 0 | 0 | 0 | 0 | 0 | 0 | 0 | 0 | 0 | 0 | 0 | 0 | 0 | 0 | 0 | 0 | 0 | 0 | 0 | 0 | 0 | 0 | 0 | 0 | 0 | 0 | 0 | 0 | 0 | 0 | 0 | 0 | 0 | 0 | 0 | 0 | 0 | 0 | 0 | 0 | 0 | 0 | 0 | 0 | 0 | 0 | 0 | 0 | 0 | 0 | 0 | 0 | 0 | 0 | 0 | 0 | 0 | 0 | 0 | 0 | 0 | 0 | 0 | 0 | 0 | 0 | 0 | 0 | 0 | 0 | 0 | 0 | 0 | 0 | 0 | 0 | 0 | 0 | 0 | 0 | 0 | 0 | 0 | 0 | 0 | 0 | 0 | 0 | 0 | 0 | 0 | 0 | 0 | 0 | 0 | 0 | 0 | 0 | 0 | 0 | 0 | 0 | 0 | 0 | 0 | 0 | 0 | 0 | 0 | 0 | 0 | 0 | 0 | 0 | 0 | 0 | 0 | 0 | 0 | 0 | 0 | 0 | 0 | 0 | 0 | 0 | 0 | 0 | 0 | 0 | 0 | 0 | 0 | 0 | 0 | 0 | 0 | 0 | 0 | 0 | 0 | 0 | 0 | 0 | 0 | 0 | 0 | 0 | 0 | 0 | 0 | 0 | 0 | 0 | 0 | 0 | 0 | 0 | 0 | 0 | 0 | 0 | 0 | 0 | 0 | 0 | 0 | 0 | 0 | 0 | 0 | 0 | 0 | 0 | 0 | 0 | 0 | 0 | 0 | 0 | 0 | 0 | 0 | 0 | 0 | 0 | 0 | 0 | 0 | 0 | 0 | 0 | 0 | 0 | 0 | 0 | 0 | 0 | 0 | 0 | 0 | 0 | 0 | 0 | 0 | 0 | 0 | 0 | 0 | 0 | 0 | 0 | 0 | 0 | 0 | 0 | 0 | 0 | 0 | 0 | 0 | 0 | 0 | 0 | 0 | 0 | 0 | 0 | 0 | 0 | 0 | 0 | 0 | 0 | 0 | 0 | 0 | 0 | 0 | 0 | 0 | 0 | 0 | 0 | 0 | 0 | 0 | 0 | 0 | 0 | 0 | 0 | 0 | 0 | 0 | 0 | 0 | 0 | 0 | 0 | 0 | 0 | 0 | 0 | 0 | 0 | 0 | 0 | 0 | 0 | 0 | 0 | 0 | 0 | 0 | 0 | 0 | 0 | 0 | 0 | 0 | 0 | 0 | 0 | 0 | 0 | 0 | 0 | 0 | 0 | 0 | 0 | 0 | 0 | 0 | 0 | 0 | 0 | 0 | 0 | 0 | 0 | 0 | 0 | 0 | 0 | 0 | 0 | 0 | 0 | 0 | 0 | 0 | 0 | 0 | 0 | 0 | 0 | 0 | 0 | 0 | 0 | 0 | 0 | 0 | 0 | 0 | 0 | 0 | 0 | 0 | 0 | 0 | 0 | 0 | 0 | 0 | 0 | 0 | 0 | 0 | 0 | 0 | 0 | 0 | 0 | 0 | 0 | 0 | 0 | 0 | 0 | 0 | 0 | 0 | 0 | 0 | 0 | 0 | 0 | 0 | 0 | 0 | 0 | 0 | 0 | 0 | 0 | 0 | 0 | 0 | 0 | 0 | 0 | 0 | 0 | 0 | 0 | 0 | 0 | 0 | 0 | 0 | 0 | 0 | 0 | 0 | 0 | 0 | 0 | 0 | 0 | 0 | 0 | 0 | 0 | 0 | 0 | 0 | 0 | 0 | 0 | 0 | 0 | 0 | 0 | 0 | 0 | 0 | 0 | 0 | 0 | 0 | 0 | 0 | 0 | 0 | 0 | 0 | 0 | 0 | 0 | 0 | 0 | 0 | 0 | 0 | 0 | 0 | 0 | 0 | 0 | 0 | 0 | 0 | 0 | 0 | 0 | 0 | 0 | 0 | 0 | 0 | 0 | 0 | 0 | 0 | 0 | 0 | 0 | 0 | 0 | 0 | 0 | 0 | 0 | 0 | 0 | 0 | 0 | 0 | 0 | 0 | 0 | 0 | 0 | 0 | 0 | 0 | 0 | 0 | 0 | 0 | 0 | 0 | 0 | 0 | 0 | 0 | 0 | 0 | 0 | 0 | 0 | 0 | 0 | 0 | 0 | 0 | 0 | 0 | 0 | 0 | 0 | 0 | 0 | 0 | 0 | 0 | 0 | 0 | 0 | 0 | 0 | 0 | 0 | 0 | 0 | 0 | 0 | 0 | 0 | 0 | 0 | 0 | 0 | 0 | 0 | 0 | 0 | 0 | 0 | 0 | 0 | 0 | 0 | 0 | 0 | 0 | 0 | 0 | 0 | 0 | 0 | 0 | 0 | 0 | 0 | 0 | 0 | 0 | 0 | 0 | 0 | 0 | 0 | 0 | 0 | 0 | 0 | 0 | 0 | 0 | 0 | 0 | 0 | 0 | 0 | 0 | 0 | 0 | 0 | 0 | 0 | 0 | 0 | 0 | 0 | 0 | 0 | 0 | 0 | 0 | 0 | 0 | 0 | 0 | 0 | 0 | 0 | 0 | 0 | 0 | 0 | 0 | 0 | 0 | 0 | 0 | 0 | 0 | 0 | 0 | 0 | 0 | 0 | 0 | 0 | 0 | 0 | 0 | 0 | 0 | 0 | 0 | 0 | 0 | 0 | 0 | 0 | 0 | 0 | 0 | 0 | 0 | 0 | 0 | 0 | 0 | 0 | 0 | 0 | 0 | 0 | 0 | 0 | 0 | 0 | 0 | 0 | 0 | 0 | 0 | 0 | 0 | 0 | 0 | 0 | 0 | 0 | 0 | 0 | 0 | 0 | 0 | 0 | 0 | 0 | 0 | 0 | 0 | 0 | 0 | 0 | 0 | 0 | 0 | 0 | 0 | 0 | 0 | 0 | 0 | 0 | 0 | 0 | 0 | 0 | 0 | 0 | 0 | 0 | 0 | 0 | 0 | 0 | 0 | 0 | 0 | 0 | 0 | 0 | 0 | 0 | 0 | 0 | 0 | 0 | 0 | 0 | 0 | 0 | 0 | 0 | 0 | 0 | 0 | 0 | 0 | 0 | 0 | 0 | 0 | 0 | 0 | 0 | 0 | 0 | 0 | 0 | 0 | 0 | 0 | 0 | 0 | 0 | 0 | 0 | 0 | 0 | 0 | 0 | 0 | 0 | 0 | 0 | 0 | 0 | 0 | 0 | 0 | 0 | 0 | 0 | 0 | 0 | 0 | 0 | 0 | 0 | 0 | 0 | 0 | 0 | 0 | 0 | 0 | 0 | 0 | 0 | 0 | 0 | 0 | 0 | 0 | 0 | 0 | 0 | 0 | 0 | 0 | 0 | 0 | 0 | 0 | 0 | 0 | 0 | 0 | 0 | 0 | 0 | 0 | 0 | 0 | 0 | 0 | 0 | 0 | 0 | 0 | 0 | 0 | 0 | 0 | 0 | 0 | 0 | 0 | 0 | 0 | 0 | 0 | 0 | 0 | 0 | 0 | 0 | 0 | 0 | 0 | 0 | 0 | 0 | 0 | 0 | 0 | 0 | 0 | 0 | 0 | 0 | 0 | 0 | 0 | 0 | 0 | 0 | 0 | 0 | 0 | 0 | 0 | 0 | 0 | 0 | 0 | 0 | 0 | 0 | 0 | 0 | 0 | 0 | 0 | 0 | 0 | 0 | 0 | 0 | 0 | 0 | 0 | 0 | 0 | 0 | 0 | 0 | 0 | 0 | 0 | 0 | 0 | 0 | 0 | 0 | 0 | 0 | 0 | 0 | 0 | 0 | 0 | 0 | 0 | 0 | 0 | 0 | 0 | 0 | 0 | 0 | 0 | 0 | 0 | 0 | 0 | 0 | 0 | 0 | 0 | 0 | 0 | 0 | 0 | 0 | 0 | 0 | 0 | 0 | 0 | 0 | 0 | 0 | 0 | 0 | 0 | 0 | 0 | 0 | 0 | 0 | 0 | 0 | 0 | 0 | 0 | 0 | 0 | 0 | 0 | 0 | 0 | 0 | 0 | 0 | 0 | 0 | 0 | 0 | 0 | 0 | 0 | 0 | 0 | 0 | 0 | 0 | 0 | 0 | 0 | 0 | 0 | 0 | 0 | 0 | 0 | 0 | 0 | 0 | 0 | 0 | 0 | 0 | 0 | 0 | 0 | 0 | 0 | 0 | 0 | 0 | 0 | 0 | 0 | 0 | 0 | 0 | 0 | 0 | 0 | 0 | 0 | 0 | 0 | 0 | 0 | 0 | 0 | 0 | 0 | 0 | 0 | 0 | 0 | 0 | 0 | 0 | 0 | 0 | 0 | 0 | 0 | 0 | 0 | 0 | 0 | 0 | 0 | 0 | 0 | 0 | 0 | 0 | 0 | 0 | 0 | 0 | 0 | 0 | 0 | 0 | 0 | 0 | 0 | 0 | 0 | 0 | 0 | 0 | 0 | 0 | 0 | 0 | 0 | 0 | 0 | 0 | 0 | 0 | 0 | 0 | 0 | 0 | 0 | 0 | 0 | 0 | 0 | 0 | 0 | 0 | 0 | 0 | 0 | 0 | 0 | 0 | 0 | 0 | 0 | 0 | 0 | 0 | 0 | 0 | 0 | 0 | 0 | 0 | 0 | 0 | 0 | 0 | 0 | 0 | 0 | 0 | 0 | 0 | 0 | 0 | 0 | 0 | 0 | 0 | 0 | 0 | 0 | 0 | 0 | 0 | 0 | 0 | 0 | 0 | 0 | 0 | 0 | 0 | 0 | 0 | 0 | 0 | 0 | 0 | 0 | 0 | 0 | 0 | 0 | 0 | 0 | 0 | 0 | 0 | 0 | 0 | 0 | 0 | 0 | 0 | 0 | 0 | 0 | 0 | 0 | 0 | 0 | 0 | 0 | 0 | 0 | 0 | 0 | 0 | 0 | 0 | 0 | 0 | 0 | 0 | 0 | 0 | 0 | 0 | 0 | 0 | 0 | 0 | 0 | 0 | 0 | 0 | 0 | 0 | 0 | 0 | 0 | 0 | 0 | 0 | 0 | 0 | 0 | 0 | 0 | 0 | 0 | 0 | 0 | 0 | 0 | 0 | 0 | 0 | 0 | 0 | 0 | 0 | 0 | 0 | 0 | 0 | 0 | 0 | 0 | 0 | 0 | 0 | 0 | 0 | 0 | 0 | 0 | 0 | 0 | 0 | 0 | 0 | 0 | 0 | 0 | 0 | 0 | 0 | 0 | 0 | 0 | 0 | 0 | 0 | 0 | 0 | 0 | 0 | 0 | 0 | 0 | 0 | 0 | 0 | 0 | 0 | 0 | 0 | 0 | 0 | 0 | 0 | 0 | 0 | 0 | 0 | 0 | 0 | 0 | 0 | 0 | 0 | 0 | 0 | 0 | 0 | 0 | 0 | 0 | 0 | 0 | 0 | 0 | 0 | 0 | 0 | 0 | 0 | 0 | 0 | 0 | 0 | 0 | 0 | 0 | 0 | 0 | 0 | 0 | 0 | 0 | 0 | 0 | 0 | 0 | 0 | 0 | 0 | 0 | 0 | 0 | 0 | 0 | 0 | 0 | 0 | 0 | 0 | 0 | 0 | 0 | 0 | 0 | 0 | 0 | 0 | 0 | 0 | 0 | 0 | 0 | 0 | 0 | 0 | 0 | 0 | 0 | 0 | 0 | 0 | 0 | 0 | 0 | 0 | 0 | 0 | 0 | 0 | 0 | 0 | 0 | 0 | 0 | 0 | 0 | 0 | 0 | 0 | 0 | 0 | 0 | 0 | 0 | 0 | 0 | 0 | 0 | 0 | 0 | 0 | 0 | 0 | 0 | 0 | 0 | 0 | 0 | 0 | 0 | 0 | 0 | 0 | 0 | 0 | 0 | 0 | 0 | 0 | 0 | 0 | 0 | 0 | 0 | 0 | 0 | 0 | 0 | 0 | 0 | 0 | 0 | 0 | 0 | 0 | 0 | 0 | 0 | 0 | 0 | 0 | 0 | 0 | 0 | 0 | 0 | 0 | 0 | 0 | 0 | 0 | 0 | 0 | 0 | 0 | 0 | 0 | 0 | 0 | 0 | 0 | 0 | 0 | 0 | 0 | 0 | 0 | 0 | 0 | 0 | 0 | 0 | 0 | 0 | 0 | 0 | 0 | 0 | 0 | 0 | 0 | 0 | 0 | 0 | 0 | 0 | 0 | 0 | 0 | 0 | 0 | 0 | 0 | 0 | 0 | 0 | 0 | 0 | 0 | 0 | 0 | 0 | 0 | 0 | 0 | 0 | 0 | 0 | 0 | 0 | 0 | 0 | 0 | 0 | 0 | 0 | 0 | 0 | 0 | 0 | 0 | 0 | 0 | 0 | 0 | 0 | 0 | 0 | 0 | 0 | 0 | 0 | 0 | 0 | 0 | 0 | 0 | 0 | 0 | 0 | 0 | 0 | 0 | 0 | 0 | 0 | 0 | 0 | 0 | 0 | 0 | 0 | 0 | 0 | 0 | 0 | 0 | 0 | 0 | 0 | 0 | 0 | 0 | 0 | 0 | 0 | 0 | 0 | 0 | 0 | 0 | 0 | 0 | 0 | 0 | 0 | 0 | 0 | 0 | 0 | 0 | 0 | 0 | 0 | 0 | 0 | 0 | 0 | 0 | 0 | 0 | 0 | 0 | 0 | 0 | 0 | 0 | 0 | 0 | 0 | 0 | 0 | 0 | 0 | 0 | 0 | 0 | 0 | 0 | 0 | 0 | 0 | 0 | 0 | 0 | 0 | 0 | 0 | 0 | 0 | 0 | 0 | 0 | 0 | 0 | 0 | 0 | 0 | 0 | 0 | 0 | 0 | 0 | 0 | 0 | 0 | 0 | 0 | 0 | 0 | 0 | 0 | 0 | 0 | 0 | 0 | 0 | 0 | 0 | 0 | 0 | 0 | 0 | 0 | 0 | 0 | 0 | 0 | 0 | 0 | 0 | 0 | 0 | 0 | 0 | 0 | 0 | 0 | 0 | 0 | 0 | 0 | 0 | 0 | 0 | 0 | 0 | 0 | 0 | 0 | 0 | 0 | 0 | 0 | 0 | 0 | 0 | 0 | 0 | 0 | 0 | 0 | 0 | 0 | 0 | 0 | 0 | 0 | 0 | 0 | 0 | 0 | 0 | 0 | 0 | 0 | 0 | 0 | 0 | 0 | 0 | 0 | 0 | 0 | 0 | 0 | 0 | 0 | 0 | 0 | 0 | 0 | 0 | 0 | 0 | 0 | 0 | 0 | 0 | 0 | 0 | 0 | 0 | 0 | 0 | 0 | 0 | 0 | 0 | 0 | 0 | 0 | 0 | 0 | 0 | 0 | 0 | 0 | 0 | 0 | 0 | 0 | 0 | 0 | 0 | 0 | 0 | 0 | 0 | 0 | 0 | 0 | 0 | 0 | 0 | 0 | 0 | 0 | 0 | 0 | 0 | 0 | 0 | 0 | 0 | 0 | 0 | 0 | 0 | 0 | 0 | 0 | 0 | 0 | 0 | 0 | 0 | 0 | 0 | 0 | 0 | 0 | 0 | 0 | 0 | 0 | 0 | 0 | 0 | 0 | 0 | 0 | 0 | 0 | 0 | 0 | 0 | 0 | 0 | 0 | 0 | 0 | 0 | 0 | 0 | 0 | 0 | 0 | 0 | 0 | 0 | 0 | 0 | 0 | 0 | 0 | 0 | 0 | 0 | 0 | 0 | 0 | 0 | 0 | 0 | 0 | 0 | 0 | 0 | 0 | 0 | 0 | 0 | 0 | 0 | 0 | 0 | 0 | 0 | 0 | 0 | 0 | 0 | 0 | 0 | 0 | 0 | 0 | 0 | 0 | 0 | 0 | 0 | 0 | 0 | 0 | 0 | 0 | 0 | 0 | 0 | 0 | 0 | 0 | 0 | 0 | 0 | 0 | 0 | 0 | 0 | 0 | 0 | 0 | 0 | 0 | 0 | 0 | 0 | 0 | 0 | 0 | 0 | 0 | 0 | 0 | 0 | 0 | 0 | 0 | 0 | 0 | 0 | 0 | 0 | 0 | 0 | 0 | 0 | 0 | 0 | 0 | 0 | 0 | 0 | 0 | 0 | 0 | 0 | 0 | 0 | 0 | 0 | 0 | 0 | 0 | 0 | 0 | 0 | 0 | 0 | 0 | 0 | 0 | 0 | 0 | 0 | 0 | 0 | 0 | 0 | 0 | 0 | 0 | 0 | 0 | 0 | 0 | 0 | 0 | 0 | 0 | 0 | 0 | 0 | 0 | 0 | 0 | 0 | 0 | 0 | 0 | 0 | 0 | 0 | 0 | 0 | 0 | 0 | 0 | 0 | 0 | 0 | 0 | 0 | 0 | 0 | 0 | 0 | 0 | 0 | 0 | 0 | 0 | 0 | 0 | 0 | 0 | 0 | 0 | 0 | 0 | 0 | 0 | 0 | 0 | 0 | 0 | 0 | 0 | 0 | 0 | 0 | 0 | 0 | 0 | 0 | 0 | 0 | 0 | 0 | 0 | 0 | 0 | 0 | 0 | 0 | 0 | 0 | 0 | 0 | 0 | 0 | 0 | 0 | 0 | 0 | 0 | 0 | 0 | 0 | 0 | 0 | 0 | 0 | 0 | 0 | 0 | 0 | 0 | 0 | 0 | 0 | 0 | 0 | 0 | 0 | 0 | 0 | 0 | 0 | 0 | 0 | 0 | 0 | 0 | 0 | 0 | 0 | 0 | 0 | 0 | 0 | 0 | 0 | 0 | 0 | 0 | 0 | 0 | 0 | 0 | 0 | 0 | 0 | 0 | 0 | 0 | 0 | 0 | 0 | 0 | 0 | 0 | 0 | 0 | 0 | 0 | 0 | 0 | 0 | 0 | 0 | 0 | 0 | 0 | 0 | 0 | 0 | 0 | 0 | 0 | 0 | 0 | 0 | 0 | 0 | 0 | 0 | 0 | 0 | 0 | 0 | 0 | 0 | 0 | 0 | 0 | 0 | 0 | 0 | 0 | 0 | 0 | 0 | 0 | 0 | 0 | 0 | 0 | 0 | 0 | 0 | 0 | 0 | 0 | 0 | 0 | 0 | 0 | 0 | 0 | 0 | 0 | 0 | 0 | 0 | 0 | 0 | 0 | 0 | 0 | 0 | 0 | 0 | 0 | 0 | 0 | 0 | 0 | 0 | 0 | 0 | 0 | 0 | 0 | 0 | 0 | 0 | 0 | 0 | 0 | 0 | 0 | 0 | 0 | 0 | 0 | 0 | 0 | 0 | 0 | 0 | 0 | 0 | 0 | 0 | 0 | 0 | 0 | 0 | 0 | 0 | 0 | 0 | 0 | 0 | 0 | 0 | 0 | 0 | 0 | 0 | 0 | 0 | 0 | 0 | 0 | 0 | 0 | 0 | 0 | 0 | 0 | 0 | 0 | 0 | 0 | 0 | 0 | 0 | 0 | 0 | 0 | 0 | 0 | 0 | 0 | 0 | 0 | 0 | 0 | 0 | 0 | 0 | 0 | 0 | 0 | 0 | 0 | 0 | 0 | 0 | 0 | 0 | 0 | 0 | 0 | 0 | 0 | 0 | 0 | 0 | 0 | 0 | 0 | 0 | 0 | 0 | 0 | 0 | 0 | 0 | 0 | 0 | 0 | 0 | 0 | 0 | 0 | 0 | 0 | 0 | 0 | 0 | 0 | 0 | 0 | 0 | 0 | 0 | 0 | 0 | 0 | 0 | 0 | 0 | 0 | 0 | 0 | 0 | 0 | 0 | 0 | 0 | 0 | 0 | 0 | 0 | 0 | 0 | 0 | 0 | 0 | 0 | 0 | 0 | 0 | 0 | 0 | 0 | 0 | 0 | 0 | 0 | 0 | 0 | 0 | 0 | 0 | 0 | 0 | 0 | 0 | 0 | 0 | 0 | 0 | 0 | 0 | 0 | 0 | 0 | 0 | 0 | 0 | 0 | 0 | 0 | 0 | 0 | 0 | 0 | 0 | 0 | 0 | 0 | 0 | 0 | 0 | 0 | 0 | 0 | 0 | 0 | 0 | 0 | 0 | 0 | 0 | 0 | 0 | 0 | 0 | 0 | 0 | 0 | 0 | 0 | 0 | 0 | 0 | 0 | 0 | 0 | 0 | 0 | 0 | 0 | 0 | 0 | 0 | 0 | 0 | 0 | 0 | 0 | 0 | 0 | 0 | 0 | 0 | 0 | 0 | 0 | 0 | 0 | 0 | 0 | 0 | 0 | 0 | 0 | 0 | 0 | 0 | 0 | 0 | 0 | 0 | 0 | 0 | 0 | 0 | 0 | 0 | 0 | 0 | 0 | 0 | 0 | 0 | 0 | 0 | 0 | 0 | 0 | 0 | 0 | 0 | 0 | 0 | 0 | 0 | 0 | 0 | 0 | 0 | 0 | 0 | 0 | 0 | 0 | 0 | 0 | 0 | 0 | 0 | 0 | 0 | 0 | 0 | 0 | 0 | 0 | 0 | 0 | 0 | 0 | 0 | 0 | 0 | 0 | 0 | 0 | 0 | 0 | 0 | 0 | 0 | 0 | 0 | 0 | 0 | 0 | 0 | 0 | 0 | 0 | 0 | 0 | 0 | 0 | 0 | 0 | 0 | 0 | 0 | 0 | 0 | 0 | 0 | 0 | 0 | 0 | 0 | 0 | 0 | 0 | 0 | 0 | 0 | 0 | 0 | 0 | 0 | 0 | 0 | 0 | 0 | 0 | 0 | 0 | 0 | 0 | 0 | 0 | 0 | 0 | 0 | 0 | 0 | 0 | 0 | 0 | 0 | 0 | 0 | 0 | 0 | 0 | 0 | 0 | 0 | 0 | 0 | 0 | 0 | 0 | 0 | 0 | 0 | 0 | 0 | 0 | 0 | 0 | 0 | 0 | 0 | 0 | 0 | 0 | 0 | 0 | 0 | 0 | 0 | 0 | 0 | 0 | 0 | 0 | 0 | 0 | 0 | 0 | 0 | 0 | 0 | 0 | 0 | 0 | 0 | 0 | 0 | 0 | 0 | 0 | 0 | 0 | 0 | 0 | 0 | 0 | 0 | 0 | 0 | 0 | 0 | 0 | 0 | 0 | 0 | 0 | 0 | 0 | 0 | 0 | 0 | 0 | 0 | 0 | 0 | 0 | 0 | 0 | 0 | 0 | 0 | 0 | 0 | 0 | 0 | 0 | 0 | 0 | 0 | 0 | 0 | 0 | 0 | 0 | 0 | 0 | 0 | 0 | 0 | 0 | 0 | 0 | 0 | 0 | 0 | 0 | 0 | 0 | 0 | 0 | 0 | 0 | 0 | 0 | 0 | 0 | 0 | 0 | 0 | 0 | 0 | 0 | 0 | 0 | 0 | 0 | 0 | 0 | 0 | 0 | 0 | 0 | 0 | 0 | 0 | 0 | 0 | 0 | 0 | 0 | 0 | 0 | 0 | 0 | 0 | 0 | 0 | 0 | 0 | 0 | 0 | 0 | 0 | 0 | 0 | 0 | 0 | 0 | 0 | 0 | 0 | 0 | 0 | 0 | 0 | 0 | 0 | 0 | 0 | 0 | 0 | 0 | 0 | 0 | 0 | 0 | 0 | 0 | 0 | 0 | 0 | 0 | 0 | 0 | 0 | 0 | 0 | 0 | 0 | 0 | 0 | 0 | 0 | 0 | 0 | 0 | 0 | 0 | 0 | 0 | 0 | 0 | 0 | 0 | 0 | 0 | 0 | 0 | 0 | 0 | 0 | 0 | 0 | 0 | 0 | 0 | 0 | 0 | 0 | 0 | 0 | 0 | 0 | 0 | 0 | 0 | 0 | 0 | 0 | 0 | 0 | 0 | 0 | 0 | 0 | 0 | 0 | 0 | 0 | 0 | 0 | 0 | 0 | 0 | 0 | 0 | 0 | 0 | 0 | 0 | 0 | 0 | 0 | 0 | 0 | 0 | 0 | 0 | 0 | 0 | 0 | 0 | 0 | 0 | 0 | 0 | 0 | 0 | 0 | 0 | 0 | 0 | 0 | 0 | 0 | 0 | 0 | 0 | 0 | 0 | 0 | 0 | 0 | 0 | 0 | 0 | 0 | 0 | 0 | 0 | 0 | 0 | 0 | 0 | 0 | 0 | 0 | 0 | 0 | 0 | 0 | 0 | 0 | 0 | 0 | 0 | 0 | 0 | 0 | 0 | 0 | 0 | 0 | 0 | 0 | 0 | 0 | 0 | 0 | 0 | 0 | 0 | 0 | 0 | 0 | 0 | 0 | 0 | 0 | 0 | 0 | 0 | 0 | 0 | 0 | 0 | 0 | 0 | 0 | 0 | 0 | 0 | 0 | 0 | 0 | 0 | 0 | 0 | 0 | 0 | 0 | 0 | 0 | 0 | 0 | 0 | 0 | 0 | 0 | 0 | 0 | 0 | 0 | 0 | 0 | 0 | 0 | 0 | 0 | 0 | 0 | 0 | 0 | 0 | 0 | 0 | 0 | 0 | 0 | 0 | 0 | 0 | 0 | 0 | 0 | 0 | 0 | 0 | 0 | 0 | 0 | 0 | 0 | 0 | 0 | 0 | 0 | 0 | 0 | 0 | 0 | 0 | 0 | 0 | 0 | 0 | 0 | 0 | 0 | 0 | 0 | 0 | 0 | 0 | 0 | 0 | 0 | 0 | 0 | 0 | 0 | 0 | 0 | 0 | 0 | 0 | 0 | 0 | 0 | 0 | 0 | 0 | 0 | 0 | 0 | 0 | 0 | 0 | 0 | 0 | 0 | 0 | 0 | 0 | 0 | 0 | 0 | 0 | 0 | 0 | 0 | 0 | 0 | 0 | 0 | 0 | 0 | 0 | 0 | 0 | 0 | 0 | 0 | 0 | 0 | 0 | 0 | 0 | 0 | 0 | 0 | 0 | 0 | 0 | 0 | 0 | 0 | 0 | 0 | 0 | 0 | 0 | 0 | 0 | 0 | 0 | 0 | 0 | 0 | 0 | 0 | 0 | 0 | 0 | 0 | 0 | 0 | 0 | 0 | 0 | 0 | 0 | 0 | 0 | 0 | 0 | 0 | 0 | 0 | 0 | 0 | 0 | 0 | 0 | 0 | 0 | 0 | 0 | 0 | 0 | 0 | 0 | 0 | 0 | 0 | 0 | 0 | 0 | 0 | 0 | 0 | 0 | 0 | 0 | 0 | 0 | 0 | 0 | 0 | 0 | 0 | 0 | 0 | 0 | 0 | 0 | 0 | 0 | 0 | 0 | 0 | 0 | 0 | 0 | 0 | 0 | 0 | 0 | 0 | 0 | 0 | 0 | 0 | 0 | 0 | 0 | 0 | 0 | 0 | 0 | 0 | 0 | 0 | 0 | 0 | 0 | 0 | 0 | 0 | 0 | 0 | 0 | 0 | 0 | 0 | 0 | 0 | 0 | 0 | 0 | 0 | 0 | 0 | 0 | 0 | 0 | 0 | 0 | 0 | 0 | 0 | 0 | 0 | 0 | 0 | 0 | 0 | 0 | 0 | 0 | 0 | 0 | 0 | 0 | 0 | 0 | 0 | 0 | 0 | 0 | 0 | 0 | 0 | 0 | 0 | 0 | 0 | 0 | 0 | 0 | 0 | 0 | 0 | 0 | 0 | 0 | 0 | 0 | 0 | 0 | 0 | 0 | 0 | 0 | 0 | 0 | 0 | 0 | 0 | 0 | 0 | 0 | 0 | 0 | 0 | 0 | 0 | 0 | 0 | 0 | 0 | 0 | 0 | 0 | 0 | 0 | 0 | 0 | 0 | 0 | 0 | 0 | 0 | 0 | 0 | 0 | 0 | 0 | 0 | 0 | 0 | 0 | 0 | 0 | 0 | 0 | 0 | 0 | 0 | 0 | 0 | 0 | 0 | 0 | 0 | 0 | 0 | 0 | 0 | 0 | 0 | 0 | 0 | 0 | 0 | 0 | 0 | 0 | 0 | 0 | 0 | 0 | 0 | 0 | 0 | 0 | 0 | 0 | 0 | 0 | 0 | 0 | 0 | 0 | 0 | 0 | 0 | 0 | 0 | 0 | 0 | 0 | 0 | 0 | 0 | 0 | 0 | 0 | 0 | 0 | 0 | 0 | 0 | 0 | 0 | 0 | 0 | 0 | 0 | 0 | 0 | 0 | 0 | 0 | 0 | 0 | 0 | 0 | 0 | 0 | 0 | 0 | 0 | 0 | 0 | 0 | 0 | 0 | 0 | 0 | 0 | 0 | 0 | 0 | 0 | 0 | 0 | 0 | 0 | 0 | 0 | 0 | 0 | 0 | 0 | 0 | 0 | 0 | 0 | 0 | 0 | 0 | 0 | 0 | 0 | 0 | 0 | 0 | 0 | 0 | 0 | 0 | 0 | 0 | 0 | 0 | 0 | 0 | 0 | 0 | 0 | 0 | 0 | 0 | 0 | 0 | 0 | 0 | 0 | 0 | 0 | 0 | 0 | 0 | 0 | 0 | 0 | 0 | 0 | 0 | 0 | 0 | 0 | 0 | 0 | 0 | 0 | 0 | 0 | 0 | 0 | 0 | 0 | 0 | 0 | 0 | 0 | 0 | 0 | 0 | 0 | 0 | 0 | 0 | 0 | 0 | 0 | 0 | 0 | 0 | 0 | 0 | 0 | 0 | 0 | 0 | 0 | 0 | 0 | 0 | 0 | 0 | 0 | 0 | 0 | 0 | 0 | 0 | 0 | 0 | 0 | 0 | 0 | 0 | 0 | 0 | 0 | 0 | 0 | 0 | 0 | 0 | 0 | 0 | 0 | 0 | 0 | 0 | 0 | 0 | 0 | 0 | 0 | 0 | 0 | 0 | 0 | 0 | 0 | 0 | 0 | 0 | 0 | 0 | 0 | 0 | 0 | 0 | 0 | 0 | 0 | 0 | 0 | 0 | 0 | 0 | 0 | 0 | 0 | 0 | 0 | 0 | 0 | 0 | 0 | 0 | 0 | 0 | 0 | 0 | 0 | 0 | 0 | 0 | 0 | 0 | 0 | 0 | 0 | 0 | 0 | 0 | 0 | 0 | 0 | 0 | 0 | 0 | 0 | 0 | 0 | 0 | 0 | 0 | 0 | 0 | 0 | 0 | 0 | 0 | 0 | 0 | 0 | 0 | 0 | 0 | 0 | 0 | 0 | 0 | 0 | 0 | 0 | 0 | 0 | 0 | 0 | 0 | 0 | 0 | 0 | 0 | 0 | 0 | 0 | 0 | 0 | 0 | 0 | 0 | 0 | 0 | 0 | 0 | 0 | 0 | 0 | 0 | 0 | 0 | 0 | 0 | 0 | 0 | 0 | 0 | 0 | 0 | 0 | 0 | 0 | 0 | 0 | 0 | 0 | 0 | 0 | 0 | 0 | 0 | 0 | 0 | 0 | 0 | 0 | 0 | 0 | 0 | 0 | 0 | 0 | 0 | 0 | 0 | 0 | 0 | 0 | 0 | 0 | 0 | 0 | 0 | 0 | 0 | 0 | 0 | 0 | 0 | 0 | 0 | 0 | 0 | 0 | 0 | 0 | 0 | 0 | 0 | 0 | 0 | 0 | 0 | 0 | 0 | 0 | 0 | 0 | 0 | 0 | 0 | 0 | 0 | 0 | 0 | 0 | 0 | 0 | 0 | 0 | 0 | 0 | 0 | 0 | 0 | 0 | 0 | 0 | 0 | 0 | 0 | 0 | 0 | 0 | 0 | 0 | 0 | 0 | 0 | 0 | 0 | 0 | 0 | 0 | 0 | 0 | 0 | 0 | 0 | 0 | 0 | 0 | 0 | 0 | 0 | 0 | 0 | 0 | 0 | 0 | 0 | 0 | 0 | 0 | 0 | 0 | 0 | 0 | 0 | 0 | 0 | 0 | 0 | 0 | 0 | 0 | 0 | 0 | 0 | 0 | 0 | 0 | 0 | 0 | 0 | 0 | 0 | 0 | 0 | 0 | 0 | 0 | 0 | 0 | 0 | 0 | 0 | 0 | 0 | 0 | 0 | 0 | 0 | 0 | 0 | 0 | 0 | 0 | 0 | 0 | 0 | 0 | 0 | 0 | 0 | 0 | 0 | 0 | 0 | 0 | 0 | 0 | 0 | 0 | 0 | 0 | 0 | 0 | 0 | 0 | 0 | 0 | 0 | 0 | 0 | 0 | 0 | 0 | 0 | 0 | 0 | 0 | 0 | 0 | 0 | 0 | 0 | 0 | 0 | 0 | 0 | 0 | 0 | 0 | 0 | 0 | 0 | 0 | 0 | 0 | 0 | 0 | 0 | 0 | 0 | 0 | 0 | 0 | 0 | 0 | 0 | 0 | 0 | 0 | 0 | 0 | 0 | 0 | 0 | 0 | 0 | 0 | 0 | 0 | 0 | 0 | 0 | 0 | 0 | 0 | 0 | 0 | 0 | 0 | 0 | 0 | 0 | 0 | 0 | 0 | 0 | 0 | 0 | 0 | 0 | 0 | 0 | 0 | 0 | 0 | 0 | 0 | 0 | 0 | 0 | 0 | 0 | 0 | 0 | 0 | 0 | 0 | 0 | 0 | 0 | 0 | 0 | 0 | 0 | 0 | 0 | 0 | 0 | 0 | 0 | 0 | 0 | 0 | 0 | 0 | 0 | 0 | 0 | 0 | 0 | 0 | 0 | 0 | 0 | 0 | 0 | 0 | 0 | 0 | 0 | 0 | 0 | 0 | 0 | 0 | 0 | 0 | 0 | 0 | 0 | 0 | 0 | 0 | 0 | 0 | 0 | 0 | 0 | 0 | 0 | 0 | 0 | 0 | 0 | 0 | 0 | 0 | 0 | 0 | 0 | 0 | 0 | 0 | 0 | 0 | 0 | 0 | 0 | 0 | 0 | 0 | 0 | 0 | 0 | 0 | 0 | 0 | 0 | 0 | 0 | 0 | 0 | 0 | 0 | 0 | 0 | 0 | 0 | 0 | 0 | 0 | 0 | 0 | 0 | 0 | 0 | 0 | 0 | 0 | 0 | 0 | 0 | 0 | 0 | 0 | 0 | 0 | 0 | 0 | 0 | 0 | 0 | 0 | 0 | 0 | 0 | 0 | 0 | 0 | 0 | 0 | 0 | 0 | 0 | 0 | 0 | 0 | 0 | 0 | 0 | 0 | 0 | 0 | 0 | 0 | 0 | 0 | 0 | 0 | 0 | 0 | 0 | 0 | 0 | 0 | 0 | 0 | 0 | 0 | 0 | 0 | 0 | 0 | 0 | 0 | 0 | 0 | 0 | 0 | 0 | 0 | 0 | 0 | 0 | 0 | 0 | 0 | 0 | 0 | 0 | 0 | 0 | 0 | 0 | 0 | 0 | 0 | 0 | 0 | 0 | 0 | 0 | 0 | 0 | 0 | 0 | 0 | 0 | 0 | 0 | 0 | 0 | 0 | 0 | 0 | 0 | 0 | 0 | 0 | 0 | 0 | 0 | 0 | 0 | 0 | 0 | 0 | 0 | 0 | 0 | 0 | 0 | 0 | 0 | 0 | 0 | 0 | 0 | 0 | 0 | 0 | 0 | 0 | 0 | 0 | 0 | 0 | 0 | 0 | 0 | 0 | 0 | 0 | 0 | 0 | 0 | 0 | 0 | 0 | 0 | 0 | 0 | 0 | 0 | 0 | 0 | 0 | 0 | 0 | 0 | 0 | 0 | 0 | 0 | 0 | 0 | 0 | 0 | 0 | 0 | 0 | 0 | 0 | 0 | 0 | 0 | 0 | 0 | 0 | 0 | 0 | 0 | 0 | 0 | 0 | 0 | 0 | 0 | 0 | 0 | 0 | 0 | 0 | 0 | 0 | 0 | 0 | 0 | 0 | 0 | 0 | 0 | 0 | 0 | 0 | 0 | 0 | 0 | 0 | 0 | 0 | 0 | 0 | 0 | 0 | 0 | 0 | 0 | 0 | 0 | 0 | 0 | 0 | 0 | 0 | 0 | 0 | 0 | 0 | 0 | 0 | 0 | 0 | 0 | 0 | 0 | 0 | 0 | 0 | 0 | 0 | 0 | 0 | 0 | 0 | 0 | 0 | 0 | 0 | 0 | 0 | 0 | 0 | 0 | 0 | 0 | 0 | 0 | 0 | 0 | 0 | 0 | 0 | 0 | 0 | 0 | 0 | 0 | 0 | 0 | 0 | 0 | 0 | 0 | 0 | 0 | 0 | 0 | 0 | 0 | 0 | 0 | 0 | 0 | 0 | 0 | 0 | 0 | 0 | 0 | 0 | 0 | 0 | 0 | 0 | 0 | 0 | 0 | 0 | 0 | 0 | 0 | 0 | 0 | 0 | 0 | 0 | 0 | 0 | 0 | 0 | 0 | 0 | 0 | 0 | 0 | 0 | 0 | 0 | 0 | 0 | 0 | 0 | 0 | 0 | 0 | 0 | 0 | 0 | 0 | 0 | 0 | 0 | 0 | 0 | 0 | 0 | 0 | 0 | 0 | 0 | 0 | 0 | 0 | 0 | 0 | 0 | 0 | 0 | 0 | 0 | 0 | 0 | 0 | 0 | 0 | 0 | 0 | 0 | 0 | 0 | 0 | 0 | 0 | 0 | 0 | 0 | 0 | 0 | 0 | 0 | 0 | 0 | 0 | 0 | 0 | 0 | 0 | 0 | 0 | 0 | 0 | 0 | 0 | 0 | 0 | 0 | 0 | 0 | 0 | 0 | 0 | 0 | 0 | 0 | 0 | 0 | 0 | 0 | 0 | 0 | 0 | 0 | 0 | 0 | 0 | 0 | 0 | 0 | 0 | 0 | 0 | 0 | 0 | 0 | 0 | 0 | 0 | 0 | 0 | 0 | 0 | 0 | 0 | 0 | 0 | 0 | 0 | 0 | 0 | 0 | 0 | 0 | 0 | 0 | 0 | 0 | 0 | 0 | 0 | 0 | 0 | 0 | 0 | 0 | 0 | 0 | 0 | 0 | 0 | 0 | 0 | 0 | 0 | 0 | 0 | 0 | 0 | 0 | 0 | 0 | 0 | 0 | 0 | 0 | 0 | 0 | 0 | 0 | 0 | 0 | 0 | 0 | 0 | 0 | 0 | 0 | 0 | 0 | 0 | 0 | 0 | 0 | 0 | 0 | 0 | 0 | 0 | 0 | 0 | 0 | 0 | 0 | 0 | 0 | 0 | 0 | 0 | 0 | 0 | 0 | 0 | 0 | 0 | 0 | 0 | 0 | 0 | 0 | 0 | 0 | 0 | 0 | 0 | 0 | 0 | 0 | 0 | 0 | 0 | 0 | 0 | 0 | 0 | 0 | 0 | 0 | 0 | 0 | 0 | 0 | 0 | 0 | 0 | 0 | 0 | 0 | 0 | 0 | 0 | 0 | 0 | 0 | 0 | 0 | 0 | 0 | 0 | 0 | 0 | 0 | 0 | 0 | 0 | 0 | 0 | 0 | 0 | 0 | 0 | 0 | 0 | 0 | 0 | 0 | 0 | 0 | 0 | 0 | 0 | 0 | 0 | 0 | 0 | 0 | 0 | 0 | 0 | 0 | 0 | 0 | 0 | 0 | 0 | 0 | 0 | 0 | 0 | 0 | 0 | 0 | 0 | 0 | 0 | 0 | 0 | 0 | 0 | 0 | 0 | 0 | 0 | 0 | 0 | 0 | 0 | 0 | 0 | 0 | 0 | 0 | 0 | 0 | 0 | 0 | 0 | 0 | 0 | 0 | 0 | 0 | 0 | 0 | 0 | 0 | 0 | 0 | 0 | 0 | 0 | 0 | 0 | 0 | 0 | 0 | 0 | 0 | 0 | 0 | 0 | 0 | 0 | 0 | 0 | 0 | 0 | 0 | 0 | 0 | 0 | 0 | 0 | 0 | 0 | 0 | 0 | 0 | 0 | 0 | 0 | 0 | 0 | 0 | 0 | 0 | 0 | 0 | 0 | 0 | 0 | 0 | 0 | 0 | 0 | 0 | 0 | 0 | 0 | 0 | 0 | 0 | 0 | 0 | 0 | 0 | 0 | 0 | 0 | 0 | 0 | 0 | 0 | 0 | 0 | 0 | 0 | 0 | 0 | 0 | 0 | 0 | 0 | 0 | 0 | 0 | 0 | 0 | 0 | 0 | 0 | 0 | 0 | 0 | 0 | 0 | 0 | 0 | 0 | 0 | 0 | 0 | 0 | 0 | 0 | 0 | 0 | 0 | 0 | 0 | 0 | 0 | 0 | 0 | 0 | 0 | 0 | 0 | 0 | 0 | 0 | 0 | 0 | 0 | 0 | 0 | 0 | 0 | 0 | 0 | 0 | 0 | 0 | 0 | 0 | 0 | 0 | 0 | 0 | 0 | 0 | 0 | 0 | 0 | 0 | 0 | 0 | 0 | 0 | 0 | 0 | 0 | 0 | 0 | 0 | 0 | 0 | 0 | 0 | 0 | 0 | 0 | 0 | 0 | 0 | 0 | 0 | 0 | 0 | 0 | 0 | 0 | 0 | 0 | 0 | 0 | 0 | 0 | 0 | 0 | 0 | 0 | 0 | 0 | 0 | 0 | 0 | 0 | 0 | 0 | 0 | 0 | 0 | 0 | 0 | 0 | 0 | 0 | 0 | 0 | 0 | 0 | 0 | 0 | 0 | 0 | 0 | 0 | 0 | 0 | 0 | 0 | 0 | 0 | 0 | 0 | 0 | 0 | 0 | 0 | 0 | 0 | 0 | 0 | 0 | 0 | 0 | 0 | 0 | 0 | 0 | 0 | 0 | 0 | 0 | 0 | 0 | 0 | 0 | 0 | 0 | 0 | 0 | 0 | 0 | 0 | 0 | 0 | 0 | 0 | 0 | 0 | 0 | 0 | 0 | 0 | 0 | 0 | 0 | 0 | 0 | 0 | 0 | 0 | 0 | 0 | 0 | 0 | 0 | 0 | 0 | 0 | 0 | 0 | 0 | 0 | 0 | 0 | 0 | 0 | 0 | 0 | 0 | 0 | 0 | 0 | 0 | 0 | 0 | 0 | 0 | 0 | 0 | 0 | 0 | 0 | 0 | 0 | 0 | 0 | 0 | 0 | 0 | 0 | 0 | 0 | 0 | 0 | 0 | 0 | 0 | 0 | 0 | 0 | 0 | 0 | 0 | 0 | 0 | 0 | 0 | 0 | 0 | 0 | 0 | 0 | 0 | 0 | 0 | 0 | 0 | 0 | 0 | 0 | 0 | 0 | 0 | 0 | 0 | 0 | 0 | 0 | 0 | 0 | 0 | 0 | 0 | 0 | 0 | 0 | 0 | 0 | 0 | 0 | 0 | 0 | 0 | 0 | 0 | 0 | 0 | 0 | 0 | 0 | 0 | 0 | 0 | 0 | 0 | 0 | 0 | 0 | 0 | 0 | 0 | 0 | 0 | 0 | 0 | 0 | 0 | 0 | 0 | 0 | 0 | 0 | 0 | 0 | 0 | 0 | 0 | 0 | 0 | 0 | 0 | 0 | 0 | 0 | 0 | 0 | 0 | 0 | 0 | 0 | 0 | 0 | 0 | 0 | 0 | 0 | 0 | 0 | 0 | 0 | 0 | 0 | 0 | 0 | 0 | 0 | 0 | 0 | 0 | 0 | 0 | 0 | 0 | 0 | 0 | 0 | 0 | 0 | 0 | 0 | 0 | 0 | 0 | 0 | 0 | 0 | 0 | 0 | 0 | 0 | 0 | 0 | 0 | 0 | 0 | 0 | 0 | 0 | 0 | 0 | 0 | 0 | 0 | 0 | 0 | 0 | 0 | 0 | 0 | 0 | 0 | 0 | 0 | 0 | 0 | 0 | 0 | 0 | 0 | 0 | 0 | 0 | 0 | 0 | 0 | 0 | 0 | 0 | 0 | 0 | 0 | 0 | 0 | 0 | 0 | 0 | 0 | 0 | 0 | 0 | 0 | 0 | 0 | 0 | 0 | 0 | 0 | 0 | 0 | 0 | 0 | 0 | 0 | 0 | 0 | 0 | 0 | 0 | 0 | 0 | 0 | 0 | 0 | 0 | 0 | 0 | 0 | 0 | 0 | 0 | 0 | 0 | 0 | 0 | 0 | 0 | 0 | 0 | 0 | 0 | 0 | 0 | 0 | 0 | 0 | 0 | 0 | 0 | 0 | 0 | 0 | 0 | 0 | 0 | 0 | 0 | 0 | 0 | 0 | 0 | 0 | 0 | 0 | 0 | 0 | 0 | 0 | 0 | 0 | 0 | 0 | 0 | 0 | 0 | 0 | 0 | 0 | 0 | 0 | 0 | 0 | 0 | 0 | 0 | 0 | 0 | 0 | 0 | 0 | 0 | 0 | 0 | 0 | 0 | 0 | 0 | 0 | 0 | 0 | 0 | 0 | 0 | 0 | 0 | 0 | 0 | 0 | 0 | 0 | 0 | 0 | 0 | 0 | 0 | 0 | 0 | 0 | 0 | 0 | 0 | 0 | 0 | 0 | 0 | 0 | 0 | 0 | 0 | 0 | 0 | 0 | 0 | 0 | 0 | 0 | 0 | 0 | 0 | 0 | 0 | 0 | 0 | 0 | 0 | 0 | 0 | 0 | 0 | 0 | 0 | 0 | 0 | 0 | 0 | 0 | 0 | 0 | 0 | 0 | 0 | 0 | 0 | 0 | 0 | 0 | 0 | 0 | 0 | 0 | 0 | 0 | 0 | 0 | 0 | 0 | 0 | 0 | 0 | 0 | 0 | 0 | 0 | 0 | 0 | 0 | 0 | 0 | 0 | 0 | 0 | 0 | 0 | 0 | 0 | 0 | 0 | 0 | 0 | 0 | 0 | 0 | 0 | 0 | 0 | 0 | 0 | 0 | 0 | 0 | 0 | 0 | 0 | 0 | 0 | 0 | 0 | 0 | 0 | 0 | 0 | 0 | 0 | 0 | 0 | 0 | 0 | 0 | 0 | 0 | 0 | 0 | 0 | 0 | 0 | 0 | 0 | 0 | 0 | 0 | 0 | 0 | 0 | 0 | 0 | 0 | 0 | 0 | 0 | 0 | 0 | 0 | 0 | 0 | 0 | 0 | 0 | 0 | 0 | 0 | 0 | 0 | 0 | 0 | 0 | 0 | 0 | 0 | 0 | 0 | 0 | 0 | 0 | 0 | 0 | 0 | 0 | 0 | 0 | 0 | 0 | 0 | 0 | 0 | 0 | 0 | 0 | 0 | 0 | 0 | 0 | 0 | 0 | 0 | 0 | 0 | 0 | 0 | 0 | 0 | 0 | 0 | 0 | 0 | 0 | 0 | 0 | 0 | 0 | 0 | 0 | 0 | 0 | 0 | 0 | 0 | 0 | 0 | 0 | 0 | 0 | 0 | 0 | 0 | 0 | 0 | 0 | 0 | 0 | 0 | 0 | 0 | 0 | 0 | 0 | 0 | 0 | 0 | 0 | 0 | 0 | 0 | 0 | 0 | 0 | 0 | 0 | 0 | 0 | 0 | 0 | 0 | 0 | 0 | 0 | 0 | 0 | 0 | 0 | 0 | 0 | 0 | 0 | 0 | 0 | 0 | 0 | 0 | 0 | 0 | 0 | 0 | 0 | 0 | 0 | 0 | 0 | 0 | 0 | 0 | 0 | 0 | 0 | 0 | 0 | 0 | 0 | 0 | 0 | 0 | 0 | 0 | 0 | 0 | 0 | 0 | 0 | 0 | 0 | 0 | 0 | 0 | 0 | 0 | 0 | 0 | 0 | 0 | 0 | 0 | 0 | 0 | 0 | 0 | 0 | 0 | 0 | 0 | 0 | 0 | 0 | 0 | 0 | 0 | 0 | 0 | 0 | 0 | 0 | 0 | 0 | 0 | 0 | 0 | 0 | 0 | 0 | 0 | 0 | 0 | 0 | 0 | 0 | 0 | 0 | 0 | 0 | 0 | 0 | 0 | 0 | 0 | 0 | 0 | 0 | 0 | 0 | 0 | 0 | 0 | 0 | 0 | 0 | 0 | 0 | 0 | 0 | 0 | 0 | 0 | 0 | 0 | 0 | 0 | 0 | 0 | 0 | 0 | 0 | 0 | 0 | 0 | 0 | 0 | 0 | 0 | 0 | 0 | 0 | 0 | 0 | 0 | 0 | 0 | 0 | 0 | 0 | 0 | 0 | 0 | 0 | 0 | 0 | 0 | 0 | 0 | 0 | 0 | 0 | 0 | 0 | 0 | 0 | 0 | 0 | 0 | 0 | 0 | 0 | 0 | 0 | 0 | 0 | 0 | 0 | 0 | 0 | 0 | 0 | 0 | 0 | 0 | 0 | 0 | 0 | 0 | 0 | 0 | 0 | 0 | 0 | 0 | 0 | 0 | 0 | 0 | 0 | 0 | 0 | 0 | 0 | 0 | 0 | 0 | 0 | 0 | 0 | 0 | 0 | 0 | 0 | 0 | 0 | 0 | 0 | 0 | 0 | 0 | 0 | 0 | 0 | 0 | 0 | 0 | 0 | 0 | 0 | 0 | 0 | 0 | 0 | 0 | 0 | 0 | 0 | 0 | 0 | 0 | 0 | 0 | 0 | 0 | 0 | 0 | 0 | 0 | 0 | 0 | 0 | 0 | 0 | 0 | 0 | 0 | 0 | 0 | 0 | 0 | 0 | 0 | 0 | 0 | 0 | 0 | 0 | 0 | 0 | 0 | 0 | 0 | 0 | 0 | 0 | 0 | 0 | 0 | 0 | 0 | 0 | 0 | 0 | 0 | 0 | 0 | 0 | 0 | 0 | 0 | 0 | 0 | 0 | 0 | 0 | 0 | 0 | 0 | 0 | 0 | 0 | 0 | 0 | 0 | 0 | 0 | 0 | 0 | 0 | 0 | 0 | 0 | 0 | 0 | 0 | 0 | 0 | 0 | 0 | 0 | 0 | 0 | 0 | 0 | 0 | 0 | 0 | 0 | 0 | 0 | 0 | 0 | 0 | 0 | 0 | 0 | 0 | 0 | 0 | 0 | 0 | 0 | 0 | 0 | 0 | 0 | 0 | 0 | 0 | 0 | 0 | 0 | 0 | 0 | 0 | 0 | 0 | 0 | 0 | 0 | 0 | 0 | 0 | 0 | 0 | 0 | 0 | 0 | 0 | 0 | 0 | 0 | 0 | 0 | 0 | 0 | 0 | 0 | 0 | 0 | 0 | 0 | 0 | 0 | 0 | 0 | 0 | 0 | 0 | 0 | 0 | 0 | 0 | 0 | 0 | 0 | 0 | 0 | 0 | 0 | 0 | 0 | 0 | 0 | 0 | 0 | 0 | 0 | 0 | 0 | 0 | 0 | 0 | 0 | 0 | 0 | 0 | 0 | 0 | 0 | 0 | 0 | 0 | 0 | 0 | 0 | 0 | 0 | 0 | 0 | 0 | 0 | 0 | 0 | 0 | 0 | 0 | 0 | 0 | 0 | 0 | 0 | 0 | 0 | 0 | 0 | 0 | 0 | 0 | 0 | 0 | 0 | 0 | 0 | 0 | 0 | 0 | 0 | 0 | 0 | 0 | 0 | 0 | 0 | 0 | 0 | 0 | 0 | 0 | 0 | 0 | 0 | 0 | 0 | 0 | 0 | 0 | 0 | 0 | 0 | 0 | 0 | 0 | 0 | 0 | 0 | 0 | 0 | 0 | 0 | 0 | 0 | 0 | 0 | 0 | 0 | 0 | 0 | 0 | 0 | 0 | 0 | 0 | 0 | 0 | 0 | 0 | 0 | 0 | 0 | 0 | 0 | 0 | 0 | 0 | 0 | 0 | 0 | 0 | 0 | 0 | 0 | 0 | 0 | 0 | 0 | 0 | 0 | 0 | 0 | 0 | 0 | 0 | 0 | 0 | 0 | 0 | 0 | 0 | 0 | 0 | 0 | 0 | 0 | 0 | 0 | 0 | 0 | 0 | 0 | 0 | 0 | 0 | 0 | 0 | 0 | 0 | 0 | 0 | 0 | 0 | 0 | 0 | 0 | 0 | 0 | 0 | 0 | 0 | 0 | 0 | 0 | 0 | 0 | 0 | 0 | 0 | 0 | 0 | 0 | 0 | 0 | 0 | 0 | 0 | 0 | 0 | 0 | 0 | 0 | 0 | 0 | 0 | 0 | 0 | 0 | 0 | 0 | 0 | 0 | 0 | 0 | 0 | 0 | 0 | 0 | 0 | 0 | 0 | 0 | 0 | 0 | 0 | 0 | 0 | 0 | 0 | 0 | 0 | 0 | 0 | 0 | 0 | 0 | 0 | 0 | 0 | 0 | 0 | 0 | 0 | 0 | 0 | 0 | 0 | 0 | 0 | 0 | 0 | 0 | 0 | 0 | 0 | 0 | 0 | 0 | 0 | 0 | 0 | 0 | 0 | 0 | 0 | 0 | 0 | 0 | 0 | 0 | 0 | 0 | 0 | 0 | 0 | 0 | 0 | 0 | 0 | 0 | 0 | 0 | 0 | 0 | 0 | 0 | 0 | 0 | 0 | 0 | 0 | 0 | 0 | 0 | 0 | 0 | 0 | 0 | 0 | 0 | 0 | 0 | 0 | 0 | 0 | 0 | 0 | 0 | 0 | 0 | 0 | 0 | 0 | 0 | 0 | 0 | 0 | 0 | 0 | 0 | 0 | 0 | 0 | 0 | 0 | 0 | 0 | 0 | 0 | 0 | 0 | 0 | 0 | 0 | 0 | 0 | 0 | 0 | 0 | 0 | 0 | 0 | 0 | 0 | 0 | 0 | 0 | 0 | 0 | 0 | 0 | 0 | 0 | 0 | 0 | 0 | 0 | 0 | 0 | 0 | 0 | 0 | 0 | 0 | 0 | 0 | 0 | 0 | 0 | 0 | 0 | 0 | 0 | 0 | 0 | 0 | 0 | 0 | 0 | 0 | 0 | 0 | 0 | 0 | 0 | 0 | 0 | 0 | 0 | 0 | 0 | 0 | 0 | 0 | 0 | 0 | 0 | 0 | 0 | 0 | 0 | 0 | 0 | 0 | 0 | 0 | 0 | 0 | 0 | 0 | 0 | 0 | 0 | 0 | 0 | 0 | 0 | 0 | 0 | 0 | 0 | 0 | 0 | 0 | 0 | 0 | 0 | 0 | 0 | 0 | 0 | 0 | 0 | 0 | 0 | 0 | 0 | 0 | 0 | 0 | 0 | 0 | 0 | 0 | 0 | 0 | 0 | 0 | 0 | 0 | 0 | 0 | 0 | 0 | 0 | 0 | 0 | 0 | 0 | 0 | 0 | 0 | 0 | 0 | 0 | 0 | 0 | 0 | 0 | 0 | 0 | 0 | 0 | 0 | 0 | 0 | 0 | 0 | 0 | 0 | 0 | 0 | 0 | 0 | 0 | 0 | 0 | 0 | 0 | 0 | 0 | 0 | 0 | 0 | 0 | 0 | 0 | 0 | 0 | 0 | 0 | 0 | 0 | 0 | 0 | 0 | 0 | 0 | 0 | 0 | 0 | 0 | 0 | 0 | 0 | 0 | 0 | 0 | 0 | 0 | 0 | 0 | 0 | 0 | 0 | 0 | 0 | 0 | 0 | 0 | 0 | 0 | 0 | 0 | 0 | 0 | 0 | 0 | 0 | 0 | 0 | 0 | 0 | 0 | 0 | 0 | 0 | 0 | 0 | 0 | 0 | 0 | 0 | 0 | 0 | 0 | 0 | 0 | 0 | 0 | 0 | 0 | 0 | 0 | 0 | 0 | 0 | 0 | 0 | 0 | 0 | 0 | 0 | 0 | 0 | 0 | 0 | 0 | 0 | 0 | 0 | 0 | 0 | 0 | 0 | 0 | 0 | 0 | 0 | 0 | 0 | 0 | 0 | 0 | 0 | 0 | 0 | 0 | 0 | 0 | 0 | 0 | 0 | 0 | 0 | 0 | 0 | 0 | 0 | 0 | 0 | 0 | 0 | 0 | 0 | 0 | 0 | 0 | 0 | 0 | 0 | 0 | 0 | 0 | 0 | 0 | 0 | 0 | 0 | 0 | 0 | 0 | 0 | 0 | 0 | 0 | 0 | 0 | 0 | 0 | 0 | 0 | 0 | 0 | 0 | 0 | 0 | 0 | 0 | 0 | 0 | 0 | 0 | 0 | 0 | 0 | 0 | 0 | 0 | 0 | 0 | 0 | 0 | 0 | 0 | 0 | 0 | 0 | 0 | 0 | 0 | 0 | 0 | 0 | 0 | 0 | 0 | 0 | 0 | 0 | 0 | 0 | 0 | 0 | 0 | 0 | 0 | 0 | 0 | 0 | 0 | 0 | 0 | 0 | 0 | 0 | 0 | 0 | 0 | 0 | 0 | 0 | 0 | 0 | 0 | 0 | 0 | 0 | 0 | 0 | 0 | 0 | 0 | 0 | 0 | 0 | 0 | 0 | 0 | 0 | 0 | 0 | 0 | 0 | 0 | 0 | 0 | 0 | 0 | 0 | 0 | 0 | 0 | 0 | 0 | 0 | 0 | 0 | 0 | 0 | 0 | 0 | 0 | 0 | 0 | 0 | 0 | 0 | 0 | 0 | 0 | 0 | 0 | 0 | 0 | 0 | 0 | 0 | 0 | 0 | 0 | 0 | 0 | 0 | 0 | 0 | 0 | 0 | 0 | 0 | 0 | 0 | 0 | 0 | 0 | 0 | 0 | 0 | 0 | 0 | 0 | 0 | 0 | 0 | 0 | 0 | 0 | 0 | 0 | 0 | 0 | 0 | 0 | 0 | 0 | 0 | 0 | 0 | 0 | 0 | 0 | 0 | 0 | 0 | 0 | 0 | 0 | 0 | 0 | 0 | 0 | 0 | 0 | 0 | 0 | 0 | 0 | 0 | 0 | 0 | 0 | 0 | 0 | 0 | 0 | 0 | 0 | 0 | 0 | 0 | 0 | 0 | 0 | 0 | 0 | 0 | 0 | 0 | 0 | 0 | 0 | 0 | 0 | 0 | 0 | 0 | 0 | 0 | 0 | 0 | 0 | 0 | 0 | 0 | 0 | 0 | 0 | 0 | 0 | 0 | 0 | 0 | 0 | 0 | 0 | 0 | 0 | 0 | 0 | 0 | 0 | 0 | 0 | 0 | 0 | 0 | 0 | 0 | 0 | 0 | 0 | 0 | 0 | 0 | 0 | 0 | 0 | 0 | 0 | 0 | 0 | 0 | 0 | 0 | 0 | 0 | 0 | 0 | 0 | 0 | 0 | 0 | 0 | 0 | 0 | 0 | 0 | 0 | 0 | 0 | 0 | 0 | 0 | 0 | 0 | 0 | 0 | 0 | 0 | 0 | 0 | 0 | 0 | 0 | 0 | 0 | 0 | 0 | 0 | 0 | 0 | 0 | 0 | 0 | 0 | 0 | 0 | 0 | 0 | 0 | 0 | 0 | 0 | 0 | 0 | 0 | 0 | 0 | 0 | 0 | 0 | 0 | 0 | 0 | 0 | 0 | 0 | 0 | 0 | 0 | 0 | 0 | 0 | 0
lung deposition fraction k | k | uniform | 0.43 | 0.65 | - | The fraction of inhaled aerosols that deposit in the respiratory tract of a susceptible individual | k | 0.63104 | 0.50227 | 0.63262 | 0.55381 | 0.61195 | 0.64967 | 0.60387 | 0.44421 | 0.64119 | 0.48552 | 0.53835 | 0.58278 | 0.52152 | 0.51276 | 0.59642 | 0.64523 | 0.58068 | 0.56312 | 0.48893 | 0.48919 | 0.64912 | 0.52758 | 0.50968 | 0.50927 | 0.54882 | 0.63811 | 0.56234 | 0.55664 | 0.49506 | 0.64066 | 0.56264 | 0.56674 | 0.58457 | 0.50734 | 0.58797 | 0.58459 | 0.43517 | 0.52296 | 0.56833 | 0.59182 | 0.60062 | 0.46219 | 0.43653 | 0.55779 | 0.4803 | 0.55967 | 0.62983 | 0.64154 | 0.52606 | 0.53884 | 0.48727 | 0.55567 | 0.60796 | 0.60938 | 0.43295 | 0.47212 | 0.46439 | 0.49226 | 0.55086 | 0.52876 | 0.45184 | 0.46428 | 0.61581 | 0.51887 | 0.50699 | 0.45356 | 0.47247 | 0.4863 | 0.60968 | 0.43013 | 0.45144 | 0.49776 | 0.55045 | 0.55549 | 0.43496 | 0.52898 | 0.55672 | 0.54236 | 0.53131 | 0.46717 | 0.58069 | 0.44541 | 0.62429 | 0.60754 | 0.47863 | 0.47487 | 0.61518 | 0.6072 | 0.5053 | 0.45319 | 0.58207 | 0.44474 | 0.46842 | 0.63784 | 0.5068 | 0.46512 | 0.43993 | 0.45829 | 0.58876 | 0.63539 | 0.61293 | 0.60179 | 0.50402 | 0.54116 | 0.55123 | 0.52185 | 0.47509 | 0.46081 | 0.45256 | 0.48895 | 0.60395 | 0.62795 | 0.44861 | 0.52397 | 0.43787 | 0.60847 | 0.54046 | 0.43062 | 0.55286 | 0.49726 | 0.6344 | 0.57664 | 0.54888 | 0.50231 | 0.61218 | 0.46406 | 0.63692 | 0.55906 | 0.49759 | 0.4354 | 0.52217 | 0.51388 | 0.50671 | 0.55249 | 0.47832 | 0.52007 | 0.61863 | 0.64333 | 0.46727 | 0.47096 | 0.49106 | 0.50889 | 0.44845 | 0.59397 | 0.5491 | 0.43637 | 0.51786 | 0.50787 | 0.45143 | 0.54799 | 0.62208 | 0.57158 | 0.45795 | 0.48576 | 0.47913 | 0.44441 | 0.49227 | 0.57955 | 0.49905 | 0.4545 | 0.48164 | 0.43774 | 0.44542 | 0.55972 | 0.53107 | 0.62266 | 0.47024 | 0.51853 | 0.49552 | 0.5715 | 0.5122 | 0.51625 | 0.51477 | 0.514 | 0.55129 | 0.55791 | 0.59286 | 0.58778 | 0.6436 | 0.47959 | 0.52524 | 0.51095 | 0.51718 | 0.5061 | 0.45521 | 0.50532 | 0.49202 | 0.4714 | 0.62326 | 0.57355 | 0.55679 | 0.59095 | 0.54656 | 0.46765 | 0.61094 | 0.63703 | 0.4734 | 0.52179 | 0.50108 | 0.64885 | 0.52914 | 0.57611 | 0.56083 | 0.4602 | 0.51292 | 0.61388 | 0.63415 | 0.43862 | 0.45772 | 0.57197 | 0.45229 | 0.46707 | 0.47944 | 0.49808 | 0.57294 | 0.47381 | 0.48977 | 0.56817 | 0.51477 | 0.46253 | 0.43765 | 0.44173 | 0.49997 | 0.54762 | 0.63579 | 0.45112 | 0.59415 | 0.50008 | 0.5962 | 0.64605 | 0.53901 | 0.50559 | 0.47925 | 0.56641 | 0.53461 | 0.50486 | 0.45977 | 0.4607 | 0.62786 | 0.5126 | 0.51043 | 0.60529 | 0.60223 | 0.45472 | 0.57458 | 0.56284 | 0.55865 | 0.44629 | 0.63697 | 0.50499 | 0.58234 | 0.49772 | 0.57645 | 0.57372 | 0.49375 | 0.50811 | 0.57843 | 0.58877 | 0.44616 | 0.50402 | 0.5392 | 0.55919 | 0.58512 | 0.63968 | 0.59607 | 0.57653 | 0.58318 | 0.47463 | 0.53697 | 0.49063 | 0.54057 | 0.5345 | 0.4395 | 0.53857 | 0.55292 | 0.62424 | 0.53907 | 0.58151 | 0.49614 | 0.44887 | 0.45658 | 0.57276 | 0.45454 | 0.56052 | 0.64434 | 0.51519 | 0.44715 | 0.54421 | 0.57903 | 0.64835 | 0.64336 | 0.58026 | 0.49637 | 0.54492 | 0.48192 | 0.47856 | 0.64439 | 0.49809 | 0.53223 | 0.54974 | 0.48029 | 0.46996 | 0.57357 | 0.59055 | 0.55639 | 0.594 | 0.43968 | 0.61377 | 0.49214 | 0.60557 | 0.49767 | 0.64002 | 0.51512 | 0.6181 | 0.4381 | 0.49591 | 0.47539 | 0.44103 | 0.60539 | 0.46027 | 0.47049 | 0.63193 | 0.57283 | 0.63701 | 0.60875 | 0.43613 | 0.6205 | 0.59879 | 0.62594 | 0.63974 | 0.58918 | 0.59278 | 0.61355 | 0.51315 | 0.64425 | 0.60676 | 0.62978 | 0.61995 | 0.61948 | 0.48081 | 0.59991 | 0.49692 | 0.64714 | 0.45267 | 0.53524 | 0.56447 | 0.43003 | 0.48468 | 0.5775 | 0.58321 | 0.64762 | 0.45281 | 0.43384 | 0.63743 | 0.56813 | 0.49695 | 0.45943 | 0.45374 | 0.53237 | 0.55227 | 0.46639 | 0.54408 | 0.45928 | 0.4573 | 0.5921 | 0.43408 | 0.63303 | 0.48903 | 0.64184 | 0.61552 | 0.55496 | 0.45458 | 0.4476 | 0.43237 | 0.58151 | 0.60375 | 0.54614 | 0.47952 | 0.48442 | 0.4857 | 0.45805 | 0.56502 | 0.57773 | 0.45051 | 0.48831 | 0.44849 | 0.53777 | 0.5987 | 0.46435 | 0.54794 | 0.64799 | 0.48686 | 0.52164 | 0.51029 | 0.50627 | 0.57381 | 0.44426 | 0.6181 | 0.55723 | 0.64933 | 0.48299 | 0.5145 | 0.53232 | 0.45543 | 0.49569 | 0.58011 | 0.47921 | 0.64801 | 0.60046 | 0.52087 | 0.43109 | 0.43524 | 0.58589 | 0.64575 | 0.6421 | 0.51736 | 0.53463 | 0.62921 | 0.43596 | 0.60325 | 0.63877 | 0.6453 | 0.431 | 0.59465 | 0.46795 | 0.46687 | 0.54469 | 0.59598 | 0.5498 | 0.62821 | 0.45758 | 0.48286 | 0.6395 | 0.56241 | 0.46991 | 0.54579 | 0.6117 | 0.63296 | 0.48342 | 0.6445 | 0.63424 | 0.55027 | 0.47558 | 0.45975 | 0.60008 | 0.60967 | 0.57733 | 0.54748 | 0.58769 | 0.61357 | 0.46235 | 0.59469 | 0.50922 | 0.47411 | 0.58959 | 0.584 | 0.58434 | 0.60286 | 0.51625 | 0.58453 | 0.54744 | 0.57129 | 0.46224 | 0.57947 | 0.61857 | 0.50596 | 0.48316 | 0.44084 | 0.49952 | 0.62913 | 0.46861 | 0.57632 | 0.60662 | 0.59142 | 0.46509 | 0.60842 | 0.5294 | 0.45383 | 0.5492 | 0.62478 | 0.44 | 0.50994 | 0.64006 | 0.45095 | 0.57379 | 0.60256 | 0.60231 | 0.59548 | 0.43801 | 0.44091 | 0.62932 | 0.62156 | 0.60145 | 0.63106 | 0.47089 | 0.54239 | 0.46798 | 0.6045 | 0.62035 | 0.62654 | 0.49611 | 0.59065 | 0.44688 | 0.64681 | 0.47806 | 0.5019 | 0.50168 | 0.51062 | 0.45152 | 0.46766 | 0.59879 | 0.6039 | 0.47118 | 0.58776 | 0.64508 | 0.44791 | 0.57406 | 0.58855 | 0.51282 | 0.62206 | 0.57465 | 0.52567 | 0.62602 | 0.45487 | 0.48698 | 0.64359 | 0.51508 | 0.62084 | 0.43006 | 0.53917 | 0.5032 | 0.52954 | 0.59878 | 0.56836 | 0.58577 | 0.47609 | 0.48915 | 0.44906 | 0.48702 | 0.48508 | 0.57965 | 0.48761 | 0.51568 | 0.51266 | 0.588 | 0.63081 | 0.52591 | 0.61618 | 0.62237 | 0.50286 | 0.52774 | 0.48639 | 0.47651 | 0.43005 | 0.58679 | 0.52788 | 0.47822 | 0.61317 | 0.46462 | 0.58203 | 0.63996 | 0.62278 | 0.50535 | 0.57832 | 0.50201 | 0.64895 | 0.60929 | 0.4867 | 0.61019 | 0.50171 | 0.55512 | 0.47901 | 0.6224 | 0.52563 | 0.49371 | 0.47673 | 0.44857 | 0.54251 | 0.50992 | 0.48083 | 0.55803 | 0.43232 | 0.44602 | 0.58846 | 0.46935 | 0.44515 | 0.62347 | 0.54484 | 0.57222 | 0.51966 | 0.60598 | 0.56654 | 0.43437 | 0.5553 | 0.47066 | 0.62594 | 0.47688 | 0.57745 | 0.51487 | 0.61614 | 0.59485 | 0.5615 | 0.53452 | 0.6038 | 0.54224 | 0.48509 | 0.51251 | 0.46298 | 0.58863 | 0.50901 | 0.6041 | 0.54745 | 0.56208 | 0.6156 | 0.5235 | 0.50637 | 0.43963 | 0.58945 | 0.49898 | 0.43015 | 0.5124 | 0.59919 | 0.55004 | 0.50186 | 0.5651 | 0.56066 | 0.5957 | 0.54519 | 0.47009 | 0.58564 | 0.48785 | 0.59894 | 0.4593 | 0.47134 | 0.58196 | 0.57607 | 0.5197 | 0.45039 | 0.64378 | 0.51276 | 0.53246 | 0.6426 | 0.52194 | 0.62654 | 0.53622 | 0.58693 | 0.47861 | 0.55308 | 0.44406 | 0.59927 | 0.44362 | 0.4514 | 0.48296 | 0.54602 | 0.57797 | 0.5385 | 0.64754 | 0.60772 | 0.47243 | 0.6485 | 0.45759 | 0.50943 | 0.64796 | 0.50649 | 0.57915 | 0.49646 | 0.63608 | 0.4427 | 0.54341 | 0.5343 | 0.51665 | 0.55954 | 0.61192 | 0.55914 | 0.55522 | 0.52449 | 0.43802 | 0.59566 | 0.61179 | 0.44125 | 0.5821 | 0.64254 | 0.45439 | 0.56463 | 0.61695 | 0.45158 | 0.50487 | 0.45529 | 0.55441 | 0.50023 | 0.57431 | 0.61843 | 0.47956 | 0.61576 | 0.47335 | 0.47532 | 0.45289 | 0.43825 | 0.5838 | 0.51893 | 0.59715 | 0.52882 | 0.44199 | 0.50574 | 0.63004 | 0.4442 | 0.47449 | 0.49662 | 0.59639 | 0.44892 | 0.48447 | 0.49631 | 0.59654 | 0.57915 | 0.53904 | 0.51068 | 0.45505 | 0.49562 | 0.51654 | 0.53373 | 0.48706 | 0.54079 | 0.43365 | 0.6358 | 0.57735 | 0.55628 | 0.43418 | 0.49078 | 0.5767 | 0.47214 | 0.50311 | 0.54218 | 0.57071 | 0.46786 | 0.43572 | 0.6104 | 0.5329 | 0.46539 | 0.48511 | 0.46757 | 0.58554 | 0.48628 | 0.58536 | 0.62677 | 0.52415 | 0.45979 | 0.51451 | 0.5988 | 0.51256 | 0.49195 | 0.44672 | 0.54496 | 0.51001 | 0.61099 | 0.44254 | 0.55095 | 0.43669 | 0.59646 | 0.47556 | 0.52397 | 0.52872 | 0.44656 | 0.4811 | 0.49723 | 0.56762 | 0.44947 | 0.62938 | 0.54545 | 0.44173 | 0.56818 | 0.58768 | 0.53978 | 0.50962 | 0.47582 | 0.56757 | 0.58419 | 0.61193 | 0.57077 | 0.49512 | 0.57751 | 0.53007 | 0.52989 | 0.63615 | 0.56326 | 0.53953 | 0.46775 | 0.60852 | 0.47291 | 0.47707 | 0.59701 | 0.4705 | 0.60139 | 0.43055 | 0.52303 | 0.57153 | 0.52845 | 0.44911 | 0.63861 | 0.60084 | 0.56401 | 0.49856 | 0.62067 | 0.6376 | 0.45409 | 0.54699 | 0.61483 | 0.55668 | 0.43505 | 0.5285 | 0.48399 | 0.64821 | 0.50736 | 0.61808 | 0.58041 | 0.48384 | 0.63418 | 0.47752 | 0.61024 | 0.54633 | 0.43662 | 0.53542 | 0.63894 | 0.47303 | 0.51386 | 0.62357 | 0.57104 | 0.51593 | 0.60203 | 0.46307 | 0.62911 | 0.63124 | 0.54845 | 0.54222 | 0.49149 | 0.43471 | 0.644 | 0.63666 | 0.4961 | 0.61775 | 0.46011 | 0.45013 | 0.47625 | 0.44798 | 0.57273 | 0.49578 | 0.57875 | 0.61433 | 0.56911 | 0.51623 | 0.57061 | 0.64959 | 0.5821 | 0.46498 | 0.54617 | 0.5462 | 0.50491 | 0.61199 | 0.63711 | 0.53647 | 0.51072 | 0.63907 | 0.60188 | 0.52756 | 0.52078 | 0.48219 | 0.4375 | 0.43124 | 0.54229 | 0.5202 | 0.54612 | 0.62062 | 0.61516 | 0.51593 | 0.43803 | 0.46011 | 0.55552 | 0.60205 | 0.53853 | 0.51984 | 0.43592 | 0.45331 | 0.60897 | 0.51862 | 0.44557 | 0.56543 | 0.46614 | 0.52797 | 0.62675 | 0.44028 | 0.453 | 0.56314 | 0.50173 | 0.63012 | 0.52037 | 0.47887 | 0.59634 | 0.54524 | 0.54086 | 0.49988 | 0.63623 | 0.59016 | 0.53198 | 0.60419 | 0.54856 | 0.45926 | 0.54741 | 0.61383 | 0.58293 | 0.4587 | 0.52727 | 0.44795 | 0.43799 | 0.51587 | 0.57283 | 0.59061 | 0.62278 | 0.59632 | 0.57421 | 0.4558 | 0.43273 | 0.47783 | 0.49219 | 0.52947 | 0.60776 | 0.53468 | 0.58087 | 0.4345 | 0.6358 | 0.49387 | 0.64334 | 0.49054 | 0.60422 | 0.5154 | 0.47479 | 0.47936 | 0.48288 | 0.53139 | 0.46772 | 0.60681 | 0.524 | 0.44419 | 0.53231 | 0.44427 | 0.4492 | 0.47031 | 0.60711 | 0.43168 | 0.51355 | 0.58 | 0.60409 | 0.43503 | 0.51987 | 0.49643 | 0.46058 | 0.52621 | 0.62507 | 0.54166 | 0.61012 | 0.64308 | 0.62883 | 0.56983 | 0.54187 | 0.52662 | 0.59204 | 0.63245 | 0.6196 | 0.4368 | 0.54731 | 0.49219 | 0.49569 | 0.63679 | 0.54716 | 0.48875 | 0.43302 | 0.49113 | 0.50865 | 0.49792 | 0.50282 | 0.61971 | 0.57935 | 0.5549 | 0.60879 | 0.45038 | 0.53069 | 0.45188 | 0.61465 | 0.50733 | 0.57508 | 0.63877 | 0.63901 | 0.4797 | 0.55288 | 0.59878 | 0.56432 | 0.61286 | 0.48705 | 0.60927 | 0.45061 | 0.50354 | 0.55101 | 0.46675 | 0.47998 | 0.56366 | 0.61768 | 0.44979 | 0.43071 | 0.44917 | 0.57137 | 0.51517 | 0.48484 | 0.49801 | 0.5587 | 0.43111 | 0.47406 | 0.48536 | 0.55093 | 0.64186 | 0.53583 | 0.55744 | 0.6191 | 0.63467 | 0.598 | 0.51335 | 0.5737 | 0.58235 | 0.53007 | 0.52634 | 0.60788 | 0.55454 | 0.4942 | 0.44686 | 0.61214 | 0.54816 | 0.50181 | 0.61168 | 0.63994 | 0.4623 | 0.47416 | 0.48055 | 0.43132 | 0.5454 | 0.4706 | 0.51085 | 0.51088 | 0.45075 | 0.59438 | 0.61479 | 0.5318 | 0.53289 | 0.49723 | 0.64998 | 0.48385 | 0.61318 | 0.49458 | 0.64902 | 0.51903 | 0.4661 | 0.59032 | 0.46463 | 0.47609 | 0.62661 | 0.56615 | 0.61104 | 0.51596 | 0.4768 | 0.54622 | 0.55802 | 0.44752 | 0.55935 | 0.64235 | 0.48106 | 0.58263 | 0.63403 | 0.45463 | 0.44726 | 0.60326 | 0.43772 | 0.47605 | 0.48582 | 0.53798 | 0.43849 | 0.61154 | 0.52958 | 0.53487 | 0.57502 | 0.47117 | 0.49774 | 0.62684 | 0.51269 | 0.51706 | 0.47272 | 0.53887 | 0.47732 | 0.60177 | 0.59937 | 0.51404 | 0.52065 | 0.63437 | 0.49928 | 0.62419 | 0.59362 | 0.59119 | 0.52053 | 0.49211 | 0.60624 | 0.61261 | 0.61007 | 0.43199 | 0.56867 | 0.56817 | 0.47056 | 0.48587 | 0.49057 | 0.49402 | 0.63916 | 0.43677 | 0.62803 | 0.5423 | 0.64326 | 0.49043 | 0.61024 | 0.51225 | 0.54629 | 0.62762 | 0.59171 | 0.62893 | 0.60212 | 0.50975 | 0.46417 | 0.43232 | 0.47077 | 0.51728 | 0.55575 | 0.62099 | 0.50032 | 0.58935 | 0.52346 | 0.44626 | 0.50534 | 0.52157 | 0.56172 | 0.46258 | 0.60726 | 0.64029 | 0.47433 | 0.58566 | 0.47056 | 0.6383 | 0.61616 | 0.48279 | 0.49976 | 0.56014 | 0.47892 | 0.50866 | 0.55304 | 0.56787 | 0.51181 | 0.59096 | 0.5015 | 0.53658 | 0.53532 | 0.46128 | 0.45806 | 0.64599 | 0.45655 | 0.53994 | 0.5595 | 0.52405 | 0.49993 | 0.53503 | 0.49144 | 0.43771 | 0.4926 | 0.4496 | 0.45981 | 0.52925 | 0.51314 | 0.45261 | 0.57439 | 0.54317 | 0.59489 | 0.59305 | 0.59515 | 0.49836 | 0.44386 | 0.61062 | 0.57534 | 0.62148 | 0.51431 | 0.55232 | 0.49876 | 0.55455 | 0.6018 | 0.52952 | 0.5269 | 0.61379 | 0.54605 | 0.60316 | 0.64594 | 0.49245 | 0.58597 | 0.56038 | 0.47688 | 0.46549 | 0.62767 | 0.49226 | 0.55238 | 0.56203 | 0.51499 | 0.44425 | 0.53417 | 0.51586 | 0.49356 | 0.52757 | 0.63476 | 0.58173 | 0.5317 | 0.55676 | 0.50372 | 0.64534 | 0.5469 | 0.63011 | 0.44716 | 0.5546 | 0.47949 | 0.64099 | 0.52668 | 0.64442 | 0.46267 | 0.49805 | 0.47654 | 0.50509 | 0.57736 | 0.55593 | 0.48221 | 0.62767 | 0.59485 | 0.59085 | 0.60916 | 0.59244 | 0.44311 | 0.45316 | 0.48503 | 0.61143 | 0.44915 | 0.51231 | 0.61829 | 0.55522 | 0.62029 | 0.48808 | 0.60346 | 0.62661 | 0.51641 | 0.53524 | 0.51384 | 0.47792 | 0.53582 | 0.55606 | 0.53934 | 0.59234 | 0.54516 | 0.6368 | 0.61545 | 0.48305 | 0.55137 | 0.49294 | 0.61943 | 0.43097 | 0.61377 | 0.5851 | 0.57371 | 0.63121 | 0.57251 | 0.47603 | 0.43783 | 0.45504 | 0.64781 | 0.55823 | 0.52071 | 0.52968 | 0.52852 | 0.56585 | 0.59415 | 0.48826 | 0.59019 | 0.64322 | 0.44455 | 0.4857 | 0.63404 | 0.49564 | 0.55897 | 0.48546 | 0.47381 | 0.44008 | 0.58398 | 0.56722 | 0.51822 | 0.43835 | 0.46931 | 0.6046 | 0.44707 | 0.53775 | 0.5119 | 0.51714 | 0.6169 | 0.45725 | 0.50744 | 0.60764 | 0.57034 | 0.60012 | 0.59232 | 0.59974 | 0.47744 | 0.49102 | 0.63476 | 0.43986 | 0.6116 | 0.49204 | 0.58627 | 0.63616 | 0.48246 | 0.46416 | 0.64649 | 0.49365 | 0.44623 | 0.51719 | 0.57857 | 0.4759 | 0.46533 | 0.44081 | 0.56686 | 0.60812 | 0.64328 | 0.43896 | 0.47844 | 0.56371 | 0.58597 | 0.62772 | 0.46484 | 0.61558 | 0.57084 | 0.46136 | 0.46795 | 0.49803 | 0.59881 | 0.4656 | 0.59174 | 0.48244 | 0.49463 | 0.64694 | 0.64217 | 0.626 | 0.62302 | 0.54797 | 0.47041 | 0.52879 | 0.49916 | 0.45411 | 0.49942 | 0.55915 | 0.54261 | 0.47632 | 0.57509 | 0.56397 | 0.45213 | 0.47617 | 0.51147 | 0.56466 | 0.61474 | 0.6301 | 0.62885 | 0.60003 | 0.44499 | 0.5272 | 0.51591 | 0.51149 | 0.56097 | 0.47227 | 0.4312 | 0.55113 | 0.55411 | 0.48726 | 0.57184 | 0.45022 | 0.56276 | 0.54065 | 0.5203 | 0.51945 | 0.55624 | 0.54838 | 0.61675 | 0.62823 | 0.43422 | 0.56671 | 0.56857 | 0.60098 | 0.63484 | 0.54327 | 0.56005 | 0.53661 | 0.52014 | 0.6337 | 0.54167 | 0.56882 | 0.50543 | 0.56831 | 0.60546 | 0.54195 | 0.48127 | 0.63679 | 0.43371 | 0.43729 | 0.5286 | 0.46347 | 0.49955 | 0.44067 | 0.457 | 0.61605 | 0.47184 | 0.43422 | 0.60523 | 0.59126 | 0.53951 | 0.48155 | 0.5202 | 0.57774 | 0.53843 | 0.59488 | 0.44743 | 0.61343 | 0.43029 | 0.62195 | 0.51586 | 0.55615 | 0.61995 | 0.54234 | 0.53815 | 0.57423 | 0.45724 | 0.57447 | 0.46236 | 0.63746 | 0.63304 | 0.47538 | 0.45486 | 0.63694 | 0.43878 | 0.59737 | 0.63298 | 0.44492 | 0.58854 | 0.53354 | 0.48213 | 0.58819 | 0.51474 | 0.61911 | 0.48106 | 0.52832 | 0.44341 | 0.61763 | 0.63477 | 0.5616 | 0.64393 | 0.64982 | 0.44984 | 0.62946 | 0.45073 | 0.56312 | 0.59517 | 0.52382 | 0.47681 | 0.50567 | 0.43557 | 0.56966 | 0.51344 | 0.54772 | 0.62864 | 0.52535 | 0.573 | 0.62096 | 0.60264 | 0.55158 | 0.46707 | 0.50341 | 0.45174 | 0.47205 | 0.4303 | 0.62423 | 0.63257 | 0.49718 | 0.48958 | 0.58142 | 0.62581 | 0.46653 | 0.51748 | 0.45806 | 0.48704 | 0.64732 | 0.62021 | 0.53539 | 0.61489 | 0.48882 | 0.5757 | 0.47425 | 0.63214 | 0.63046 | 0.43413 | 0.52085 | 0.43484 | 0.59191 | 0.61401 | 0.43576 | 0.45969 | 0.45917 | 0.51688 | 0.62891 | 0.55861 | 0.58067 | 0.57693 | 0.53595 | 0.53389 | 0.50007 | 0.51987 | 0.58013 | 0.44317 | 0.55149 | 0.6398 | 0.58135 | 0.60491 | 0.62447 | 0.48623 | 0.58281 | 0.44837 | 0.60893 | 0.63536 | 0.49197 | 0.49445 | 0.47256 | 0.61467 | 0.54799 | 0.49045 | 0.60865 | 0.58116 | 0.51588 | 0.53237 | 0.57929 | 0.64623 | 0.49254 | 0.43175 | 0.57177 | 0.54753 | 0.62832 | 0.63278 | 0.49628 | 0.50815 | 0.50372 | 0.52078 | 0.53627 | 0.46707 | 0.62741 | 0.50879 | 0.54699 | 0.54936 | 0.52366 | 0.5146 | 0.56628 | 0.51165 | 0.53015 | 0.54336 | 0.4895 | 0.648 | 0.48636 | 0.50781 | 0.48443 | 0.49368 | 0.55126 | 0.57666 | 0.62628 | 0.55909 | 0.5339 | 0.61997 | 0.58344 | 0.48036 | 0.45944 | 0.58148 | 0.49104 | 0.53511 | 0.45982 | 0.44152 | 0.641 | 0.45532 | 0.44652 | 0.59194 | 0.46762 | 0.5846 | 0.49286 | 0.61719 | 0.58068 | 0.56208 | 0.51371 | 0.45652 | 0.60304 | 0.44893 | 0.52309 | 0.60087 | 0.49217 | 0.53034 | 0.52868 | 0.61548 | 0.59966 | 0.5538 | 0.49452 | 0.48181 | 0.59039 | 0.44826 | 0.53095 | 0.57574 | 0.6362 | 0.43403 | 0.46937 | 0.63829 | 0.4399 | 0.61324 | 0.4829 | 0.63499 | 0.44963 | 0.64336 | 0.54502 | 0.4965 | 0.47228 | 0.47501 | 0.47608 | 0.64336 | 0.57885 | 0.47948 | 0.57196 | 0.44294 | 0.44795 | 0.55213 | 0.54683 | 0.61326 | 0.59201 | 0.56069 | 0.6373 | 0.64811 | 0.56434 | 0.59742 | 0.60978 | 0.54116 | 0.6148 | 0.57599 | 0.51439 | 0.46998 | 0.6347 | 0.64917 | 0.55206 | 0.4505 | 0.58896 | 0.45143 | 0.47076 | 0.46317 | 0.62439 | 0.60085 | 0.44306 | 0.47618 | 0.49662 | 0.43425 | 0.4508 | 0.63825 | 0.55996 | 0.55134 | 0.45136 | 0.45878 | 0.43006 | 0.60086 | 0.6316 | 0.49207 | 0.44511 | 0.64025 | 0.44783 | 0.57766 | 0.5007 | 0.59892 | 0.50306 | 0.59234 | 0.62994 | 0.47508 | 0.4924 | 0.55933 | 0.63725 | 0.6356 | 0.55291 | 0.5896 | 0.63482 | 0.58642 | 0.52521 | 0.61693 | 0.5115 | 0.63478 | 0.50022 | 0.5613 | 0.51186 | 0.6186 | 0.63936 | 0.63707 | 0.643 | 0.45914 | 0.61733 | 0.50589 | 0.6419 | 0.43435 | 0.48485 | 0.64447 | 0.64192 | 0.63525 | 0.6462 | 0.61838 | 0.57935 | 0.54461 | 0.51327 | 0.45438 | 0.5891 | 0.49604 | 0.5689 | 0.5983 | 0.49775 | 0.59862 | 0.61687 | 0.47978 | 0.61579 | 0.52971 | 0.52519 | 0.59576 | 0.58905 | 0.59356 | 0.55363 | 0.57054 | 0.47556 | 0.58502 | 0.56852 | 0.57012 | 0.57803 | 0.60239 | 0.53672 | 0.54361 | 0.43685 | 0.43358 | 0.56673 | 0.45462 | 0.54091 | 0.47508 | 0.64457 | 0.50144 | 0.52476 | 0.54121 | 0.63663 | 0.44959 | 0.53872 | 0.54344 | 0.43373 | 0.52089 | 0.50769 | 0.51526 | 0.58118 | 0.63141 | 0.57766 | 0.47087 | 0.59888 | 0.56678 | 0.62594 | 0.58405 | 0.56684 | 0.53838 | 0.58003 | 0.45971 | 0.55402 | 0.57912 | 0.60184 | 0.51656 | 0.5844 | 0.49683 | 0.63325 | 0.61498 | 0.55686 | 0.61994 | 0.49746 | 0.60671 | 0.50569 | 0.64909 | 0.63182 | 0.50791 | 0.50394 | 0.62392 | 0.50077 | 0.64545 | 0.56245 | 0.6172 | 0.6313 | 0.57254 | 0.57604 | 0.59242 | 0.52556 | 0.6454 | 0.44025 | 0.53817 | 0.4956 | 0.57106 | 0.46635 | 0.61607 | 0.50597 | 0.44423 | 0.55395 | 0.59216 | 0.56005 | 0.49034 | 0.55957 | 0.56542 | 0.59657 | 0.44264 | 0.54488 | 0.43637 | 0.54149 | 0.4369 | 0.54693 | 0.58463 | 0.52601 | 0.6148 | 0.62526 | 0.62172 | 0.46553 | 0.45191 | 0.58922 | 0.55498 | 0.52045 | 0.61519 | 0.50732 | 0.47711 | 0.58659 | 0.56295 | 0.5913 | 0.46417 | 0.51145 | 0.44247 | 0.49653 | 0.4422 | 0.45892 | 0.44042 | 0.60695 | 0.60591 | 0.58971 | 0.51881 | 0.55169 | 0.44594 | 0.5659 | 0.48725 | 0.59613 | 0.52982 | 0.44064 | 0.63201 | 0.60837 | 0.47766 | 0.55573 | 0.46831 | 0.56806 | 0.46262 | 0.60408 | 0.45959 | 0.51949 | 0.63873 | 0.47865 | 0.48472 | 0.55352 | 0.46151 | 0.47359 | 0.45349 | 0.57795 | 0.46229 | 0.60242 | 0.60454 | 0.45279 | 0.53478 | 0.57604 | 0.48108 | 0.47132 | 0.6451 | 0.59753 | 0.47631 | 0.44713 | 0.475 | 0.59161 | 0.585 | 0.44187 | 0.57992 | 0.51675 | 0.62527 | 0.50679 | 0.45949 | 0.52719 | 0.58511 | 0.63451 | 0.50916 | 0.46785 | 0.46768 | 0.46516 | 0.6464 | 0.60053 | 0.51825 | 0.52404 | 0.5386 | 0.44481 | 0.55544 | 0.4738 | 0.5609 | 0.58661 | 0.56424 | 0.51728 | 0.47448 | 0.49596 | 0.58623 | 0.4448 | 0.64738 | 0.62858 | 0.57774 | 0.6189 | 0.56155 | 0.45518 | 0.44802 | 0.44715 | 0.61222 | 0.55483 | 0.46256 | 0.45776 | 0.45488 | 0.60893 | 0.47147 | 0.6287 | 0.43018 | 0.58336 | 0.62353 | 0.47014 | 0.54737 | 0.46613 | 0.44097 | 0.43001 | 0.47355 | 0.61868 | 0.5332 | 0.55682 | 0.57569 | 0.48475 | 0.48965 | 0.51695 | 0.4325 | 0.56613 | 0.60463 | 0.47448 | 0.45994 | 0.54628 | 0.50521 | 0.47717 | 0.59391 | 0.53583 | 0.56852 | 0.51569 | 0.52214 | 0.63426 | 0.6206 | 0.445 | 0.46429 | 0.48006 | 0.59502 | 0.51134 | 0.4764 | 0.45704 | 0.6061 | 0.49948 | 0.47941 | 0.50575 | 0.57882 | 0.46981 | 0.6016 | 0.64703 | 0.4644 | 0.43959 | 0.51826 | 0.61221 | 0.53733 | 0.45644 | 0.51295 | 0.49387 | 0.54658 | 0.64705 | 0.46198 | 0.52887 | 0.47426 | 0.63517 | 0.59531 | 0.46306 | 0.45243 | 0.62955 | 0.43985 | 0.43094 | 0.46822 | 0.64878 | 0.45625 | 0.58738 | 0.56562 | 0.64113 | 0.63124 | 0.57428 | 0.4519 | 0.6146 | 0.5188 | 0.55777 | 0.52428 | 0.63849 | 0.5963 | 0.46943 | 0.43284 | 0.54781 | 0.49155 | 0.62277 | 0.56131 | 0.61401 | 0.57062 | 0.58786 | 0.50802 | 0.48652 | 0.53227 | 0.51589 | 0.46267 | 0.55291 | 0.59751 | 0.55883 | 0.49117 | 0.58847 | 0.5783 | 0.497 | 0.49835 | 0.49275 | 0.50955 | 0.60241 | 0.43666 | 0.52963 | 0.49807 | 0.44135 | 0.62062 | 0.6016 | 0.47217 | 0.46677 | 0.5409 | 0.46685 | 0.47676 | 0.5253 | 0.61801 | 0.48376 | 0.54129 | 0.53073 | 0.56509 | 0.43972 | 0.61404 | 0.64872 | 0.64998 | 0.55786 | 0.549 | 0.60048 | 0.54347 | 0.51297 | 0.5037 | 0.64994 | 0.64117 | 0.45974 | 0.60785 | 0.48357 | 0.47962 | 0.48166 | 0.46948 | 0.57596 | 0.43335 | 0.55912 | 0.43743 | 0.44863 | 0.47414 | 0.52354 | 0.46752 | 0.45414 | 0.47771 | 0.64891 | 0.43591 | 0.63339 | 0.49659 | 0.57075 | 0.43978 | 0.47328 | 0.45974 | 0.4666 | 0.58802 | 0.44556 | 0.54619 | 0.5745 | 0.47591 | 0.51723 | 0.46314 | 0.51856 | 0.44033 | 0.59078 | 0.58017 | 0.46719 | 0.48648 | 0.55494 | 0.44199 | 0.45016 | 0.50167 | 0.48173 | 0.4482 | 0.51055 | 0.64834 | 0.59205 | 0.54136 | 0.60618 | 0.45639 | 0.62034 | 0.52938 | 0.55978 | 0.61097 | 0.59612 | 0.57238 | 0.48074 | 0.63228 | 0.46988 | 0.47418 | 0.44598 | 0.44205 | 0.59707 | 0.44152 | 0.55243 | 0.49332 | 0.52939 | 0.62794 | 0.61363 | 0.46719 | 0.58858 | 0.64313 | 0.48741 | 0.61704 | 0.58239 | 0.43138 | 0.52331 | 0.54842 | 0.61003 | 0.59165 | 0.60827 | 0.58801 | 0.51344 | 0.45457 | 0.53477 | 0.54118 | 0.51667 | 0.43164 | 0.60229 | 0.55266 | 0.43609 | 0.46 | 0.51115 | 0.44512 | 0.50937 | 0.64971 | 0.58307 | 0.53686 | 0.44959 | 0.50966 | 0.55914 | 0.4434 | 0.53206 | 0.53478 | 0.51079 | 0.44409 | 0.44322 | 0.63751 | 0.54117 | 0.53859 | 0.43527 | 0.5523 | 0.53306 | 0.54029 | 0.4445 | 0.52225 | 0.53444 | 0.46843 | 0.64085 | 0.50953 | 0.52298 | 0.4638 | 0.50478 | 0.60269 | 0.48043 | 0.52174 | 0.52553 | 0.60434 | 0.49817 | 0.58358 | 0.54368 | 0.62846 | 0.59778 | 0.58832 | 0.44528 | 0.48608 | 0.57004 | 0.45757 | 0.44297 | 0.608 | 0.60887 | 0.5449 | 0.61126 | 0.49818 | 0.5844 | 0.50896 | 0.44316 | 0.54885 | 0.56851 | 0.59144 | 0.43432 | 0.48474 | 0.52132 | 0.52942 | 0.53571 | 0.61734 | 0.46647 | 0.46206 | 0.61074 | 0.61578 | 0.64912 | 0.63168 | 0.49234 | 0.60357 | 0.51198 | 0.43859 | 0.64814 | 0.48728 | 0.54156 | 0.51922 | 0.43138 | 0.60791 | 0.4348 | 0.52995 | 0.56342 | 0.45207 | 0.52343 | 0.5381 | 0.59689 | 0.57265 | 0.44678 | 0.62657 | 0.43966 | 0.64828 | 0.53804 | 0.52776 | 0.43336 | 0.63254 | 0.62089 | 0.58762 | 0.49318 | 0.47579 | 0.43702 | 0.5899 | 0.48544 | 0.54349 | 0.641 | 0.45754 | 0.56759 | 0.49829 | 0.56097 | 0.46351 | 0.55277 | 0.64487 | 0.44122 | 0.55534 | 0.44529 | 0.61483 | 0.61986 | 0.44456 | 0.57082 | 0.57543 | 0.53745 | 0.46764 | 0.47691 | 0.47589 | 0.56504 | 0.55163 | 0.43735 | 0.57376 | 0.57313 | 0.49667 | 0.47309 | 0.51043 | 0.53198 | 0.53967 | 0.61989 | 0.51141 | 0.55997 | 0.51888 | 0.4545 | 0.63822 | 0.63514 | 0.59762 | 0.5253 | 0.57237 | 0.51706 | 0.56013 | 0.57003 | 0.59955 | 0.60378 | 0.55451 | 0.57954 | 0.50168 | 0.52193 | 0.44779 | 0.58406 | 0.49635 | 0.52406 | 0.62284 | 0.59145 | 0.46925 | 0.47273 | 0.60192 | 0.47157 | 0.52452 | 0.47526 | 0.58599 | 0.59642 | 0.478 | 0.58228 | 0.59817 | 0.60308 | 0.58785 | 0.59946 | 0.61028 | 0.63141 | 0.47645 | 0.44502 | 0.63785 | 0.55524 | 0.49213 | 0.55652 | 0.64533 | 0.44778 | 0.58184 | 0.5899 | 0.503 | 0.45194 | 0.61419 | 0.50374 | 0.48685 | 0.638 | 0.55287 | 0.5585 | 0.50272 | 0.62212 | 0.56438 | 0.45765 | 0.46565 | 0.58453 | 0.46379 | 0.62663 | 0.56455 | 0.45037 | 0.46931 | 0.64159 | 0.606 | 0.60262 | 0.51215 | 0.53572 | 0.56285 | 0.60072 | 0.48994 | 0.55772 | 0.43816 | 0.46673 | 0.63487 | 0.45371 | 0.59066 | 0.57967 | 0.51348 | 0.52821 | 0.61148 | 0.55454 | 0.56774 | 0.4597 | 0.58507 | 0.46224 | 0.48081 | 0.63541 | 0.64339 | 0.43891 | 0.64688 | 0.59727 | 0.4305 | 0.48744 | 0.45694 | 0.61887 | 0.56889 | 0.47067 | 0.54625 | 0.48942 | 0.49915 | 0.59507 | 0.61249 | 0.47479 | 0.52834 | 0.61379 | 0.58075 | 0.52784 | 0.54208 | 0.55195 | 0.47568 | 0.45436 | 0.49999 | 0.61679 | 0.53331 | 0.48035 | 0.57943 | 0.62089 | 0.48824 | 0.45534 | 0.43667 | 0.54361 | 0.57572 | 0.58922 | 0.47625 | 0.5767 | 0.58996 | 0.58594 | 0.59125 | 0.49478 | 0.45867 | 0.63236 | 0.56617 | 0.52493 | 0.62453 | 0.56252 | 0.53781 | 0.59339 | 0.49354 | 0.58606 | 0.49688 | 0.56478 | 0.55145 | 0.43708 | 0.56554 | 0.61551 | 0.43883 | 0.58097 | 0.57954 | 0.55133 | 0.45432 | 0.62392 | 0.5967 | 0.63505 | 0.63482 | 0.53529 | 0.56217 | 0.56804 | 0.59912 | 0.5794 | 0.51696 | 0.44317 | 0.45068 | 0.58417 | 0.46976 | 0.64753 | 0.50039 | 0.52634 | 0.49633 | 0.55979 | 0.55791 | 0.52949 | 0.47758 | 0.55934 | 0.60918 | 0.61957 | 0.5722 | 0.64179 | 0.59033 | 0.45114 | 0.62086 | 0.61675 | 0.48486 | 0.5526 | 0.50615 | 0.53187 | 0.64242 | 0.62737 | 0.51243 | 0.59264 | 0.48512 | 0.43567 | 0.48283 | 0.59741 | 0.45367 | 0.60963 | 0.46149 | 0.55808 | 0.51273 | 0.62662 | 0.46358 | 0.61317 | 0.57788 | 0.55057 | 0.49575 | 0.57288 | 0.64314 | 0.50094 | 0.49873 | 0.57306 | 0.59192 | 0.57963 | 0.5208 | 0.45577 | 0.44676 | 0.59011 | 0.46537 | 0.50424 | 0.54315 | 0.51606 | 0.52856 | 0.50817 | 0.51171 | 0.60382 | 0.45931 | 0.49193 | 0.62784 | 0.54636 | 0.62318 | 0.59293 | 0.62117 | 0.48769 | 0.61865 | 0.51071 | 0.52387 | 0.44367 | 0.61256 | 0.56616 | 0.52018 | 0.61812 | 0.61151 | 0.47776 | 0.64477 | 0.43891 | 0.4869 | 0.51676 | 0.60676 | 0.51529 | 0.43207 | 0.54514 | 0.45143 | 0.47362 | 0.55091 | 0.51788 | 0.54005 | 0.52108 | 0.48552 | 0.64198 | 0.524 | 0.49037 | 0.50081 | 0.59121 | 0.61338 | 0.49739 | 0.54875 | 0.55153 | 0.54447 | 0.44091 | 0.54295 | 0.6145 | 0.5519 | 0.64776 | 0.46192 | 0.55242 | 0.43022 | 0.46524 | 0.43242 | 0.50114 | 0.56481 | 0.53363 | 0.55379 | 0.43584 | 0.50766 | 0.51713 | 0.62299 | 0.50178 | 0.43458 | 0.56251 | 0.49757 | 0.58764 | 0.59922 | 0.48285 | 0.52089 | 0.43003 | 0.52715 | 0.59748 | 0.51735 | 0.53478 | 0.43446 | 0.47504 | 0.58858 | 0.62528 | 0.46968 | 0.55748 | 0.46258 | 0.5495 | 0.56454 | 0.62343 | 0.54979 | 0.64879 | 0.44688 | 0.45964 | 0.49972 | 0.56451 | 0.56835 | 0.54387 | 0.62418 | 0.50157 | 0.62404 | 0.48747 | 0.51985 | 0.54646 | 0.44551 | 0.56172 | 0.43671 | 0.53051 | 0.64608 | 0.64592 | 0.63738 | 0.55007 | 0.5016 | 0.43375 | 0.64103 | 0.63668 | 0.43076 | 0.44069 | 0.58924 | 0.51028 | 0.48323 | 0.47642 | 0.54597 | 0.64602 | 0.48758 | 0.47371 | 0.56591 | 0.46194 | 0.48207 | 0.47117 | 0.43171 | 0.58761 | 0.46925 | 0.55205 | 0.63558 | 0.57384 | 0.51042 | 0.58334 | 0.5934 | 0.43383 | 0.45643 | 0.4326 | 0.59859 | 0.62506 | 0.63584 | 0.4316 | 0.44355 | 0.47944 | 0.52374 | 0.58495 | 0.6158 | 0.59217 | 0.55086 | 0.55458 | 0.59245 | 0.57585 | 0.63875 | 0.5759 | 0.4884 | 0.62 | 0.60363 | 0.6186 | 0.59991 | 0.64992 | 0.43508 | 0.46983 | 0.43809 | 0.63757 | 0.52847 | 0.45154 | 0.56925 | 0.43794 | 0.57669 | 0.59878 | 0.56674 | 0.56615 | 0.55826 | 0.51745 | 0.50008 | 0.58554 | 0.46724 | 0.47689 | 0.45977 | 0.537 | 0.45391 | 0.52748 | 0.47324 | 0.52074 | 0.60954 | 0.43802 | 0.47677 | 0.49439 | 0.53048 | 0.54899 | 0.60983 | 0.64815 | 0.58217 | 0.44681 | 0.49007 | 0.56802 | 0.60688 | 0.63056 | 0.52004 | 0.64288 | 0.43447 | 0.58617 | 0.58311 | 0.56858 | 0.44915 | 0.6102 | 0.58117 | 0.46262 | 0.56352 | 0.63193 | 0.4748 | 0.46857 | 0.43482 | 0.44593 | 0.47954 | 0.63122 | 0.4328 | 0.57111 | 0.47625 | 0.62096 | 0.56159 | 0.50023 | 0.4589 | 0.53421 | 0.53355 | 0.55351 | 0.48069 | 0.54338 | 0.49908 | 0.50391 | 0.5962 | 0.61078 | 0.49969 | 0.64658 | 0.53019 | 0.61489 | 0.54013 | 0.51851 | 0.4755 | 0.58036 | 0.6266 | 0.59977 | 0.49646 | 0.43878 | 0.43181 | 0.54472 | 0.57276 | 0.63445 | 0.56105 | 0.60927 | 0.47407 | 0.58011 | 0.5863 | 0.51682 | 0.56276 | 0.4582 | 0.62159 | 0.57346 | 0.64009 | 0.48034 | 0.53932 | 0.45152 | 0.47344 | 0.64576 | 0.49872 | 0.47683 | 0.53155 | 0.54823 | 0.56099 | 0.60674 | 0.45815 | 0.55357 | 0.53785 | 0.45234 | 0.59852 | 0.49717 | 0.47698 | 0.58342 | 0.56702 | 0.60445 | 0.57683 | 0.48313 | 0.55875 | 0.50369 | 0.52864 | 0.58379 | 0.5971 | 0.48793 | 0.44587 | 0.46365 | 0.58757 | 0.43271 | 0.58255 | 0.49313 | 0.51512 | 0.63063 | 0.60803 | 0.4565 | 0.44644 | 0.50584 | 0.62313 | 0.57781 | 0.62351 | 0.44209 | 0.44799 | 0.49838 | 0.56809 | 0.53519 | 0.51634 | 0.6451 | 0.50425 | 0.53609 | 0.44049 | 0.64528 | 0.49885 | 0.61602 | 0.61761 | 0.4359 | 0.57849 | 0.58817 | 0.62224 | 0.48066 | 0.49187 | 0.58096 | 0.63629 | 0.63339 | 0.45868 | 0.53996 | 0.50524 | 0.48548 | 0.64525 | 0.53074 | 0.46582 | 0.60462 | 0.4983 | 0.54648 | 0.45437 | 0.6141 | 0.49494 | 0.63722 | 0.57274 | 0.51922 | 0.59438 | 0.55826 | 0.62639 | 0.55676 | 0.53238 | 0.60574 | 0.48518 | 0.47042 | 0.51174 | 0.5722 | 0.58851 | 0.5127 | 0.46584 | 0.5353 | 0.54554 | 0.49562 | 0.57116 | 0.62802 | 0.56194 | 0.50653 | 0.63041 | 0.62099 | 0.44822 | 0.59433 | 0.62188 | 0.43781 | 0.53614 | 0.62837 | 0.62457 | 0.56374 | 0.6099 | 0.56874 | 0.53191 | 0.4859 | 0.62644 | 0.50043 | 0.64447 | 0.6434 | 0.53061 | 0.52457 | 0.43073 | 0.57242 | 0.64683 | 0.5205 | 0.64176 | 0.5035 | 0.50594 | 0.45863 | 0.59526 | 0.46936 | 0.49516 | 0.50214 | 0.56135 | 0.48844 | 0.45295 | 0.43982 | 0.54166 | 0.45605 | 0.57676 | 0.64723 | 0.63118 | 0.60448 | 0.59546 | 0.501 | 0.59303 | 0.49951 | 0.48133 | 0.57121 | 0.46077 | 0.60612 | 0.53857 | 0.64399 | 0.48824 | 0.4598 | 0.46404 | 0.47028 | 0.43529 | 0.61228 | 0.53638 | 0.56845 | 0.44259 | 0.59684 | 0.53835 | 0.49109 | 0.58 | 0.55953 | 0.52529 | 0.49875 | 0.63498 | 0.43702 | 0.58056 | 0.51024 | 0.60622 | 0.60757 | 0.46578 | 0.51731 | 0.4759 | 0.51641 | 0.53796 | 0.60936 | 0.61063 | 0.44265 | 0.63158 | 0.50388 | 0.46396 | 0.43476 | 0.4692 | 0.52946 | 0.51538 | 0.49787 | 0.57064 | 0.4503 | 0.61248 | 0.43398 | 0.46156 | 0.62774 | 0.58736 | 0.4644 | 0.48316 | 0.58874 | 0.45826 | 0.53668 | 0.62167 | 0.49396 | 0.60474 | 0.46791 | 0.52121 | 0.61756 | 0.57151 | 0.63493 | 0.51459 | 0.45161 | 0.54469 | 0.60351 | 0.59421 | 0.5948 | 0.62796 | 0.60552 | 0.54953 | 0.59996 | 0.62537 | 0.49924 | 0.61013 | 0.512 | 0.53136 | 0.59409 | 0.46929 | 0.55892 | 0.51218 | 0.64215 | 0.64375 | 0.62327 | 0.61996 | 0.47688 | 0.52395 | 0.60664 | 0.49824 | 0.43377 | 0.5024 | 0.64077 | 0.58241 | 0.6099 | 0.51615 | 0.49312 | 0.54244 | 0.53658 | 0.62108 | 0.59035 | 0.63749 | 0.5717 | 0.49585 | 0.57357 | 0.47922 | 0.54675 | 0.43316 | 0.61775 | 0.58576 | 0.50049 | 0.60843 | 0.63655 | 0.51281 | 0.45445 | 0.47268 | 0.60148 | 0.4485 | 0.57519 | 0.53639 | 0.45255 | 0.50488 | 0.53641 | 0.63307 | 0.48176 | 0.52828 | 0.58262 | 0.61063 | 0.45016 | 0.62277 | 0.50782 | 0.5609 | 0.58339 | 0.53925 | 0.50677 | 0.64559 | 0.6409 | 0.52096 | 0.58061 | 0.44299 | 0.50677 | 0.46552 | 0.64395 | 0.46001 | 0.46698 | 0.59092 | 0.59611 | 0.59273 | 0.63036 | 0.56882 | 0.64949 | 0.64886 | 0.55909 | 0.59231 | 0.62581 | 0.58567 | 0.55048 | 0.48034 | 0.45168 | 0.64992 | 0.54603 | 0.62885 | 0.6228 | 0.57889 | 0.43261 | 0.56508 | 0.50501 | 0.4507 | 0.53288 | 0.57506 | 0.60155 | 0.47155 | 0.6385 | 0.55067 | 0.60204 | 0.4995 | 0.64398 | 0.56035 | 0.60457 | 0.48714 | 0.57859 | 0.44003 | 0.46917 | 0.47781 | 0.48251 | 0.56882 | 0.48821 | 0.57104 | 0.64405 | 0.60816 | 0.52992 | 0.49071 | 0.57256 | 0.57912 | 0.46544 | 0.46911 | 0.51306 | 0.52937 | 0.48223 | 0.49185 | 0.60226 | 0.44833 | 0.57431 | 0.54888 | 0.51934 | 0.57307 | 0.44797 | 0.52865 | 0.4552 | 0.51949 | 0.60095 | 0.57984 | 0.54779 | 0.43488 | 0.53683 | 0.57691 | 0.50629 | 0.51349 | 0.48329 | 0.6166 | 0.4706 | 0.55858 | 0.62598 | 0.55266 | 0.45638 | 0.58259 | 0.49777 | 0.53414 | 0.50791 | 0.54667 | 0.48822 | 0.6352 | 0.54964 | 0.52894 | 0.49202 | 0.5711 | 0.57551 | 0.43334 | 0.64033 | 0.54339 | 0.62442 | 0.46763 | 0.4463 | 0.45001 | 0.56061 | 0.49986 | 0.51715 | 0.56848 | 0.57864 | 0.62935 | 0.47834 | 0.53307 | 0.59321 | 0.46804 | 0.52516 | 0.48222 | 0.58128 | 0.64776 | 0.48191 | 0.4413 | 0.64948 | 0.64647 | 0.43106 | 0.44966 | 0.52485 | 0.62408 | 0.48616 | 0.64886 | 0.59652 | 0.46308 | 0.43704 | 0.6003 | 0.58783 | 0.54855 | 0.54791 | 0.51338 | 0.5479 | 0.45632 | 0.49412 | 0.56699 | 0.6358 | 0.4472 | 0.54672 | 0.55463 | 0.52645 | 0.63676 | 0.64668 | 0.48425 | 0.57211 | 0.47213 | 0.45606 | 0.61826 | 0.56044 | 0.52566 | 0.63775 | 0.62819 | 0.50216 | 0.62204 | 0.48662 | 0.5784 | 0.55282 | 0.59381 | 0.44267 | 0.59233 | 0.61536 | 0.61984 | 0.55143 | 0.59416 | 0.51614 | 0.5739 | 0.64151 | 0.54695 | 0.47056 | 0.58933 | 0.48965 | 0.59128 | 0.53188 | 0.57665 | 0.50886 | 0.61182 | 0.47403 | 0.62059 | 0.64493 | 0.4498 | 0.56626 | 0.45875 | 0.47702 | 0.468 | 0.45646 | 0.47345 | 0.54331 | 0.46857 | 0.44953 | 0.57251 | 0.52822 | 0.61895 | 0.52825 | 0.50129 | 0.55499 | 0.5116 | 0.63326 | 0.62238 | 0.50731 | 0.49875 | 0.62484 | 0.61594 | 0.5825 | 0.57333 | 0.51617 | 0.59245 | 0.61502 | 0.53681 | 0.60469 | 0.49997 | 0.45679 | 0.47845 | 0.48325 | 0.5158 | 0.63071 | 0.48158 | 0.47079 | 0.63051 | 0.45059 | 0.61892 | 0.60453 | 0.58059 | 0.52443 | 0.59823 | 0.56494 | 0.64557 | 0.5418 | 0.48644 | 0.60692 | 0.47318 | 0.63615 | 0.48574 | 0.4878 | 0.4316 | 0.59248 | 0.59283 | 0.48755 | 0.43157 | 0.57033 | 0.54031 | 0.51376 | 0.59914 | 0.46611 | 0.61502 | 0.5697 | 0.51573 | 0.62833 | 0.44926 | 0.63748 | 0.49763 | 0.58361 | 0.53709 | 0.61315 | 0.54421 | 0.55199 | 0.51381 | 0.56476 | 0.50841 | 0.61592 | 0.62326 | 0.62073 | 0.63708 | 0.62907 | 0.54018 | 0.56278 | 0.64247 | 0.43797 | 0.57867 | 0.55283 | 0.52374 | 0.4833 | 0.62041 | 0.48334 | 0.45697 | 0.50959 | 0.47629 | 0.64134 | 0.49643 | 0.60891 | 0.54834 | 0.51716 | 0.50211 | 0.54666 | 0.47817 | 0.45699 | 0.56821 | 0.53615 | 0.61032 | 0.58972 | 0.45055 | 0.49265 | 0.43219 | 0.55834 | 0.46794 | 0.49563 | 0.46542 | 0.50829 | 0.61537 | 0.61983 | 0.45117 | 0.6455 | 0.4837 | 0.60295 | 0.4926 | 0.454 | 0.49126 | 0.44792 | 0.46453 | 0.51197 | 0.62855 | 0.58188 | 0.61227 | 0.63239 | 0.56896 | 0.64234 | 0.49614 | 0.5866 | 0.55462 | 0.61095 | 0.44893 | 0.53512 | 0.59641 | 0.52738 | 0.54931 | 0.63797 | 0.45597 | 0.46623 | 0.51667 | 0.54434 | 0.47868 | 0.55664 | 0.57424 | 0.63599 | 0.64455 | 0.57557 | 0.46013 | 0.49397 | 0.64986 | 0.6074 | 0.61944 | 0.50282 | 0.54838 | 0.64189 | 0.60132 | 0.63328 | 0.46445 | 0.59268 | 0.5983 | 0.58308 | 0.5405 | 0.49083 | 0.43348 | 0.46842 | 0.5065 | 0.5069 | 0.44052 | 0.61216 | 0.58881 | 0.52076 | 0.4964 | 0.57161 | 0.61292 | 0.55431 | 0.54954 | 0.44171 | 0.59441 | 0.44286 | 0.49916 | 0.61781 | 0.46945 | 0.52083 | 0.5545 | 0.5795 | 0.51852 | 0.55526 | 0.46751 | 0.50906 | 0.51563 | 0.54239 | 0.5043 | 0.55203 | 0.57516 | 0.47889 | 0.47242 | 0.4733 | 0.47198 | 0.6334 | 0.62486 | 0.48033 | 0.5105 | 0.4466 | 0.58252 | 0.45444 | 0.61171 | 0.44667 | 0.50837 | 0.58184 | 0.63401 | 0.58438 | 0.5849 | 0.48064 | 0.5349 | 0.55152 | 0.43077 | 0.51282 | 0.64266 | 0.58298 | 0.51456 | 0.56784 | 0.55567 | 0.49283 | 0.60383 | 0.53554 | 0.51962 | 0.49401 | 0.46483 | 0.60654 | 0.57683 | 0.45365 | 0.61268 | 0.45989 | 0.44585 | 0.64213 | 0.48793 | 0.51467 | 0.53825 | 0.50006 | 0.54646 | 0.46192 | 0.44343 | 0.5116 | 0.62186 | 0.4314 | 0.49512 | 0.49391 | 0.57073 | 0.44733 | 0.5101 | 0.52953 | 0.45536 | 0.5789 | 0.50592 | 0.52201 | 0.48953 | 0.4563 | 0.489 | 0.57821 | 0.50435 | 0.60002 | 0.50701 | 0.63954 | 0.55969 | 0.44518 | 0.61725 | 0.51434 | 0.57689 | 0.44444 | 0.61853 | 0.61999 | 0.6382 | 0.47714 | 0.45258 | 0.64877 | 0.51959 | 0.57169 | 0.64259 | 0.51814 | 0.61454 | 0.48734 | 0.64969 | 0.48599 | 0.48658 | 0.56975 | 0.6126 | 0.53926 | 0.55856 | 0.55458 | 0.43753 | 0.56647 | 0.46941 | 0.61043 | 0.45325 | 0.5513 | 0.57844 | 0.58698 | 0.51834 | 0.44835 | 0.4303 | 0.48888 | 0.60055 | 0.57643 | 0.46347 | 0.63506 | 0.58147 | 0.46053 | 0.54002 | 0.62667 | 0.46264 | 0.61107 | 0.59417 | 0.52319 | 0.64124 | 0.54125 | 0.59262 | 0.54853 | 0.51114 | 0.63648 | 0.50787 | 0.46499 | 0.54391 | 0.62676 | 0.57956 | 0.64695 | 0.60237 | 0.46879 | 0.57605 | 0.47298 | 0.58944 | 0.59374 | 0.46793 | 0.45231 | 0.4913 | 0.52972 | 0.58047 | 0.51529 | 0.57663 | 0.55244 | 0.54561 | 0.55022 | 0.63512 | 0.51535 | 0.54955 | 0.59052 | 0.59325 | 0.62979 | 0.6109 | 0.62267 | 0.515 | 0.57443 | 0.57207 | 0.59308 | 0.49623 | 0.55724 | 0.44243 | 0.48733 | 0.43776 | 0.52055 | 0.59339 | 0.64863 | 0.55198 | 0.44779 | 0.63411 | 0.45361 | 0.48994 | 0.45025 | 0.58156 | 0.64713 | 0.48859 | 0.614 | 0.5273 | 0.52308 | 0.59899 | 0.50755 | 0.63062 | 0.6271 | 0.51551 | 0.5356 | 0.55637 | 0.43294 | 0.45084 | 0.57828 | 0.44277 | 0.64448 | 0.57561 | 0.56615 | 0.59212 | 0.49459 | 0.59163 | 0.52454 | 0.60316 | 0.45905 | 0.46765 | 0.48801 | 0.61019 | 0.49142 | 0.47876 | 0.47668 | 0.53265 | 0.43259 | 0.52796 | 0.43544 | 0.46097 | 0.47082 | 0.59449 | 0.62735 | 0.45934 | 0.4719 | 0.57336 | 0.50526 | 0.4406 | 0.51916 | 0.44091 | 0.57173 | 0.5958 | 0.59167 | 0.50129 | 0.47404 | 0.55919 | 0.61524 | 0.45163 | 0.56825 | 0.6336 | 0.491 | 0.57194 | 0.58822 | 0.63366 | 0.53371 | 0.5618 | 0.61744 | 0.59346 | 0.56935 | 0.51088 | 0.43871 | 0.57583 | 0.49017 | 0.5725 | 0.43422 | 0.47496 | 0.47615 | 0.54059 | 0.60307 | 0.46133 | 0.63721 | 0.57103 | 0.5018 | 0.51708 | 0.4539 | 0.46312 | 0.47919 | 0.54779 | 0.48416 | 0.56026 | 0.56421 | 0.56414 | 0.60819 | 0.50689 | 0.5158 | 0.52041 | 0.61836 | 0.43135 | 0.58582 | 0.58495 | 0.6463 | 0.5159 | 0.52169 | 0.48675 | 0.55544 | 0.48141 | 0.5421 | 0.47563 | 0.53091 | 0.52208 | 0.59228 | 0.50365 | 0.48901 | 0.59713 | 0.6358 | 0.44642 | 0.48199 | 0.52348 | 0.59615 | 0.44306 | 0.60778 | 0.55357 | 0.45311 | 0.47973 | 0.46072 | 0.63482 | 0.61497 | 0.62317 | 0.49817 | 0.45242 | 0.53834 | 0.46763 | 0.51165 | 0.49187 | 0.58245 | 0.60604 | 0.50939 | 0.55569 | 0.56394 | 0.61443 | 0.5667 | 0.6095 | 0.62353 | 0.61706 | 0.52243 | 0.55372 | 0.62926 | 0.54464 | 0.62525 | 0.61192 | 0.61957 | 0.58858 | 0.47492 | 0.62725 | 0.46896 | 0.54795 | 0.63594 | 0.62303 | 0.44768 | 0.62581 | 0.58223 | 0.44933 | 0.45469 | 0.49921 | 0.54621 | 0.46249 | 0.64305 | 0.61744 | 0.56653 | 0.58946 | 0.6369 | 0.64228 | 0.64016 | 0.51048 | 0.58455 | 0.44091 | 0.43031 | 0.49068 | 0.50095 | 0.4519 | 0.43045 | 0.55067 | 0.60415 | 0.45302 | 0.60272 | 0.44251 | 0.4644 | 0.54423 | 0.44292 | 0.54808 | 0.51314 | 0.63653 | 0.5551 | 0.50861 | 0.53248 | 0.43547 | 0.447 | 0.64245 | 0.46777 | 0.46563 | 0.46299 | 0.4576 | 0.6358 | 0.54669 | 0.43734 | 0.60569 | 0.51349 | 0.4378 | 0.5112 | 0.54481 | 0.44276 | 0.57759 | 0.61562 | 0.49018 | 0.45032 | 0.53262 | 0.63342 | 0.4646 | 0.51427 | 0.58228 | 0.58937 | 0.57944 | 0.53699 | 0.43934 | 0.48371 | 0.59892 | 0.63009 | 0.6249 | 0.60086 | 0.59193 | 0.56361 | 0.64598 | 0.49473 | 0.46775 | 0.61082 | 0.44582 | 0.56366 | 0.45237 | 0.5599 | 0.46918 | 0.46677 | 0.56435 | 0.54271 | 0.58288 | 0.57338 | 0.55528 | 0.44027 | 0.64534 | 0.55922 | 0.50675 | 0.62731 | 0.5342 | 0.56395 | 0.64361 | 0.59252 | 0.47963 | 0.63758 | 0.4415 | 0.53828 | 0.46104 | 0.51002 | 0.55544 | 0.63674 | 0.61992 | 0.43903 | 0.60829 | 0.55478 | 0.433 | 0.51104 | 0.62542 | 0.56706 | 0.51557 | 0.64433 | 0.44968 | 0.6381 | 0.56438 | 0.5844 | 0.48888 | 0.52377 | 0.5063 | 0.54026 | 0.61888 | 0.60293 | 0.60419 | 0.58509 | 0.50085 | 0.64697 | 0.52977 | 0.59214 | 0.62884 | 0.58565 | 0.6008 | 0.60457 | 0.58723 | 0.53951 | 0.46947 | 0.59419 | 0.57335 | 0.44407 | 0.64347 | 0.4938 | 0.51223 | 0.43927 | 0.53882 | 0.47796 | 0.51347 | 0.44257 | 0.64663 | 0.45912 | 0.54627 | 0.54814 | 0.5807 | 0.5738 | 0.48349 | 0.51976 | 0.43804 | 0.54126 | 0.62917 | 0.43545 | 0.43886 | 0.62445 | 0.45798 | 0.56522 | 0.64187 | 0.51423 | 0.58227 | 0.62739 | 0.53539 | 0.5677 | 0.57485 | 0.56916 | 0.52682 | 0.51121 | 0.48892 | 0.482 | 0.56369 | 0.56648 | 0.48055 | 0.4705 | 0.63791 | 0.55376 | 0.44554 | 0.49295 | 0.50484 | 0.43557 | 0.46707 | 0.44028 | 0.61317 | 0.58041 | 0.50547 | 0.46336 | 0.4389 | 0.51276 | 0.5381 | 0.5961 | 0.48165 | 0.4743 | 0.47076 | 0.60846 | 0.58923 | 0.59632 | 0.48146 | 0.64688 | 0.6117 | 0.5242 | 0.6344 | 0.45796 | 0.52911 | 0.46294 | 0.4848 | 0.45846 | 0.60707 | 0.5321 | 0.47836 | 0.59901 | 0.62155 | 0.43932 | 0.61447 | 0.47525 | 0.51774 | 0.5713 | 0.61184 | 0.43755 | 0.59045 | 0.60762 | 0.46191 | 0.52433 | 0.62595 | 0.44001 | 0.53102 | 0.62637 | 0.48306 | 0.58674 | 0.51818 | 0.43866 | 0.60323 | 0.62994 | 0.61202 | 0.4821 | 0.52854 | 0.5501 | 0.58308 | 0.56827 | 0.58429 | 0.60408 | 0.52066 | 0.6381 | 0.45657 | 0.51932 | 0.62825 | 0.59675 | 0.64561 | 0.61983 | 0.48558 | 0.51842 | 0.51746 | 0.52493 | 0.61797 | 0.5563 | 0.57175 | 0.45518 | 0.543 | 0.56308 | 0.46207 | 0.62613 | 0.55994 | 0.62125 | 0.45533 | 0.54143 | 0.63056 | 0.49365 | 0.56445 | 0.53121 | 0.58235 | 0.54432 | 0.49377 | 0.45068 | 0.43257 | 0.56295 | 0.56792 | 0.4594 | 0.58745 | 0.54291 | 0.52984 | 0.46262 | 0.47109 | 0.5773 | 0.46837 | 0.62826 | 0.62905 | 0.6453 | 0.52236 | 0.54814 | 0.5822 | 0.6222 | 0.47521 | 0.54413 | 0.51304 | 0.54596 | 0.51758 | 0.53905 | 0.52237 | 0.58122 | 0.432 | 0.5972 | 0.56157 | 0.49589 | 0.59973 | 0.62396 | 0.61109 | 0.64709 | 0.46449 | 0.48717 | 0.60832 | 0.46821 | 0.57845 | 0.47632 | 0.57129 | 0.63122 | 0.5645 | 0.43982 | 0.52318 | 0.50942 | 0.62409 | 0.49682 | 0.48788 | 0.48782 | 0.62798 | 0.55538 | 0.64527 | 0.56662 | 0.61525 | 0.64341 | 0.5437 | 0.46367 | 0.56069 | 0.59449 | 0.52921 | 0.64513 | 0.43309 | 0.56253 | 0.51058 | 0.50912 | 0.58214 | 0.56975 | 0.5668 | 0.61731 | 0.58067 | 0.54296 | 0.53607 | 0.60159 | 0.58565 | 0.57186 | 0.6323 | 0.64132 | 0.53383 | 0.59207 | 0.43943 | 0.49193 | 0.53134 | 0.52564 | 0.62948 | 0.43513 | 0.56682 | 0.53516 | 0.51418 | 0.50652 | 0.48562 | 0.55717 | 0.53345 | 0.45313 | 0.46341 | 0.57161 | 0.62601 | 0.61679 | 0.51039 | 0.50409 | 0.54074 | 0.58449 | 0.53123 | 0.5473 | 0.45218 | 0.63959 | 0.60809 | 0.54958 | 0.60902 | 0.5171 | 0.56898 | 0.6369 | 0.56699 | 0.59074 | 0.49843 | 0.44832 | 0.50346 | 0.47944 | 0.47025 | 0.54802 | 0.58332 | 0.58477 | 0.44754 | 0.45626 | 0.46584 | 0.4862 | 0.63169 | 0.49018 | 0.48367 | 0.63573 | 0.56011 | 0.60841 | 0.54565 | 0.45635 | 0.46634 | 0.46647 | 0.58025 | 0.53968 | 0.49805 | 0.57089 | 0.62505 | 0.4556 | 0.52482 | 0.57081 | 0.53216 | 0.56777 | 0.59543 | 0.59905 | 0.47763 | 0.63195 | 0.5346 | 0.60753 | 0.58046 | 0.45467 | 0.54181 | 0.64771 | 0.48556 | 0.53119 | 0.54832 | 0.61435 | 0.52739 | 0.61512 | 0.5131 | 0.50847 | 0.45818 | 0.49828 | 0.52813 | 0.64704 | 0.46764 | 0.50323 | 0.4401 | 0.62215 | 0.5679 | 0.51499 | 0.472 | 0.46495 | 0.47383 | 0.56686 | 0.53322 | 0.64416 | 0.57528 | 0.55138 | 0.57126 | 0.63084 | 0.43537 | 0.56774 | 0.52388 | 0.46951 | 0.5071 | 0.4694 | 0.43726 | 0.43075 | 0.48351 | 0.62997 | 0.53924 | 0.62251 | 0.56031 | 0.5069 | 0.50564 | 0.48778 | 0.59278 | 0.5088 | 0.57645 | 0.54712 | 0.61233 | 0.62962 | 0.58974 | 0.44537 | 0.59853 | 0.52787 | 0.50666 | 0.46892 | 0.4981 | 0.44727 | 0.56182 | 0.6329 | 0.63204 | 0.63105 | 0.49437 | 0.63677 | 0.50148 | 0.57593 | 0.5799 | 0.58622 | 0.64765 | 0.46742 | 0.53707 | 0.57706 | 0.47573 | 0.44654 | 0.56031 | 0.57528 | 0.59896 | 0.46184 | 0.47355 | 0.57961 | 0.62421 | 0.4359 | 0.4948 | 0.63706 | 0.45555 | 0.54224 | 0.56452 | 0.63899 | 0.48431 | 0.47197 | 0.55378 | 0.54141 | 0.50937 | 0.50874 | 0.45957 | 0.44791 | 0.43266 | 0.54845 | 0.618 | 0.54086 | 0.5224 | 0.58865 | 0.59724 | 0.51793 | 0.43946 | 0.60337 | 0.45643 | 0.58551 | 0.54102 | 0.52799 | 0.63073 | 0.46551 | 0.60725 | 0.58049 | 0.49884 | 0.56575 | 0.6142 | 0.45372 | 0.47703 | 0.62847 | 0.63201 | 0.49084 | 0.55106 | 0.5241 | 0.55381 | 0.54085 | 0.43551 | 0.56753 | 0.43035 | 0.54984 | 0.58451 | 0.56378 | 0.47428 | 0.58315 | 0.45077 | 0.54981 | 0.55751 | 0.52922 | 0.44736 | 0.58237 | 0.49848 | 0.60718 | 0.49889 | 0.49375 | 0.6058 | 0.60067 | 0.57769 | 0.5261 | 0.56983 | 0.44997 | 0.59302 | 0.43946 | 0.43156 | 0.50892 | 0.62822 | 0.63889 | 0.48849 | 0.45903 | 0.62707 | 0.49797 | 0.49294 | 0.50859 | 0.49563 | 0.45532 | 0.49516 | 0.64133 | 0.58138 | 0.58465 | 0.43864 | 0.61971 | 0.50976 | 0.5408 | 0.6373 | 0.5474 | 0.4751 | 0.52182 | 0.47315 | 0.57329 | 0.52886 | 0.44947 | 0.58713 | 0.62655 | 0.48856 | 0.43534 | 0.60092 | 0.43458 | 0.58581 | 0.63179 | 0.44092 | 0.51471 | 0.50332 | 0.46558 | 0.62161 | 0.608 | 0.62383 | 0.59107 | 0.62465 | 0.46542 | 0.64494 | 0.6484 | 0.64022 | 0.45636 | 0.5246 | 0.63372 | 0.4737 | 0.48719 | 0.47896 | 0.45743 | 0.61748 | 0.63846 | 0.49608 | 0.61743 | 0.614 | 0.50873 | 0.51092 | 0.44992 | 0.56921 | 0.53934 | 0.45486 | 0.44915 | 0.64453 | 0.5552 | 0.50116 | 0.44321 | 0.53485 | 0.5471 | 0.63792 | 0.59696 | 0.57299 | 0.49206 | 0.49685 | 0.61758 | 0.50811 | 0.5856 | 0.45175 | 0.50307 | 0.44922 | 0.57583 | 0.55528 | 0.59202 | 0.59183 | 0.61949 | 0.58575 | 0.61493 | 0.49063 | 0.44469 | 0.49541 | 0.43711 | 0.57664 | 0.55305 | 0.63681 | 0.6262 | 0.62204 | 0.50051 | 0.4488 | 0.55461 | 0.56048 | 0.60351 | 0.44296 | 0.63774 | 0.56536 | 0.49607 | 0.61738 | 0.57897 | 0.49788 | 0.471 | 0.48051 | 0.59082 | 0.49502 | 0.53457 | 0.62549 | 0.51927 | 0.54483 | 0.54534 | 0.44689 | 0.57991 | 0.50216 | 0.64568 | 0.53461 | 0.55016 | 0.60901 | 0.4834 | 0.45335 | 0.64029 | 0.59256 | 0.59881 | 0.64195 | 0.51513 | 0.63879 | 0.60573 | 0.57815 | 0.60955 | 0.47659 | 0.58852 | 0.47555 | 0.45856 | 0.52882 | 0.45373 | 0.60148 | 0.50583 | 0.62592 | 0.56804 | 0.61397 | 0.46819 | 0.50439 | 0.64581 | 0.55349 | 0.46479 | 0.60087 | 0.60525 | 0.64822 | 0.62549 | 0.47135 | 0.53774 | 0.5056 | 0.52709 | 0.44811 | 0.53759 | 0.59475 | 0.45792 | 0.64383 | 0.63294 | 0.54023 | 0.60156 | 0.60223 | 0.56209 | 0.54585 | 0.45729 | 0.45113 | 0.44713 | 0.51465 | 0.6269 | 0.46024 | 0.51459 | 0.50623 | 0.6197 | 0.52628 | 0.61429 | 0.48537 | 0.59758 | 0.48676 | 0.60094 | 0.61027 | 0.56414 | 0.62761 | 0.46663 | 0.62296 | 0.47385 | 0.57888 | 0.59497 | 0.63915 | 0.47973 | 0.64376 | 0.64244 | 0.60316 | 0.59712 | 0.59847 | 0.58162 | 0.51955 | 0.51222 | 0.60618 | 0.59097 | 0.55324 | 0.46141 | 0.5397 | 0.44877 | 0.52104 | 0.54791 | 0.64967 | 0.57446 | 0.51452 | 0.4909 | 0.51484 | 0.64917 | 0.57992 | 0.49786 | 0.63606 | 0.51998 | 0.47436 | 0.63841 | 0.63094 | 0.60523 | 0.58831 | 0.61161 | 0.494 | 0.59052 | 0.50766 | 0.52736 | 0.51704 | 0.55953 | 0.5206 | 0.56175 | 0.45731 | 0.5976 | 0.63319 | 0.4852 | 0.63766 | 0.58851 | 0.56689 | 0.55994 | 0.57649 | 0.55983 | 0.54067 | 0.46405 | 0.5541 | 0.43732 | 0.60178 | 0.58547 | 0.46817 | 0.48355 | 0.53419 | 0.50129 | 0.48084 | 0.58621 | 0.56801 | 0.63488 | 0.47403 | 0.54784 | 0.49743 | 0.46284 | 0.53872 | 0.51365 | 0.47571 | 0.50301 | 0.64839 | 0.57262 | 0.51318 | 0.51653 | 0.48219 | 0.63478 | 0.56578 | 0.51957 | 0.62769 | 0.49189 | 0.56079 | 0.49644 | 0.58936 | 0.48889 | 0.447 | 0.54529 | 0.52187 | 0.43068 | 0.64644 | 0.56868 | 0.56321 | 0.52565 | 0.50047 | 0.55971 | 0.6418 | 0.43453 | 0.46382 | 0.50491 | 0.62203 | 0.55613 | 0.4835 | 0.63057 | 0.6041 | 0.55585 | 0.44503 | 0.5156 | 0.61706 | 0.53196 | 0.61094 | 0.62973 | 0.4683 | 0.59084 | 0.6067 | 0.62445 | 0.56811 | 0.60021 | 0.50686 | 0.54286 | 0.6383 | 0.43356 | 0.57883 | 0.43878 | 0.4988 | 0.56505 | 0.5712 | 0.5007 | 0.62909 | 0.53328 | 0.6141 | 0.48242 | 0.54894 | 0.48018 | 0.61469 | 0.62612 | 0.4407 | 0.56195 | 0.4857 | 0.60183 | 0.57817 | 0.54755 | 0.62183 | 0.58252 | 0.53682 | 0.4484 | 0.59786 | 0.4438 | 0.50861 | 0.57393 | 0.59226 | 0.55847 | 0.43881 | 0.62806 | 0.57534 | 0.50227 | 0.55122 | 0.61067 | 0.47372 | 0.4487 | 0.51207 | 0.48811 | 0.64438 | 0.50085 | 0.50547 | 0.5013 | 0.53711 | 0.52762 | 0.5285 | 0.46267 | 0.54027 | 0.58339 | 0.45596 | 0.51361 | 0.57287 | 0.51393 | 0.45065 | 0.48859 | 0.58002 | 0.61036 | 0.52265 | 0.61718 | 0.62796 | 0.49584 | 0.63537 | 0.64321 | 0.58189 | 0.54931 | 0.61164 | 0.56534 | 0.58114 | 0.59635 | 0.61212 | 0.48511 | 0.54689 | 0.47672 | 0.57719 | 0.50682 | 0.5362 | 0.51169 | 0.45242 | 0.55919 | 0.43261 | 0.47158 | 0.50585 | 0.61096 | 0.64111 | 0.55255 | 0.53731 | 0.58576 | 0.44273 | 0.49533 | 0.5735 | 0.56914 | 0.63732 | 0.43004 | 0.62064 | 0.59658 | 0.50427 | 0.54523 | 0.46993 | 0.47855 | 0.43513 | 0.48766 | 0.44495 | 0.62371 | 0.52523 | 0.43724 | 0.47377 | 0.55078 | 0.64999 | 0.48487 | 0.5925 | 0.57637 | 0.48065 | 0.55157 | 0.47894 | 0.6468 | 0.52192 | 0.57685 | 0.61174 | 0.53548 | 0.55936 | 0.60094 | 0.43084 | 0.50838 | 0.62765 | 0.63712 | 0.45743 | 0.62187 | 0.49034 | 0.61884 | 0.59793 | 0.47963 | 0.5919 | 0.44585 | 0.56603 | 0.58417 | 0.48745 | 0.50716 | 0.5285 | 0.63926 | 0.60413 | 0.57773 | 0.50388 | 0.48224 | 0.62144 | 0.60916 | 0.45633 | 0.53418 | 0.48449 | 0.52158 | 0.43631 | 0.54485 | 0.49286 | 0.54668 | 0.47544 | 0.54649 | 0.59508 | 0.52844 | 0.58704 | 0.59151 | 0.48489 | 0.47207 | 0.54145 | 0.46168 | 0.46385 | 0.52958 | 0.61291 | 0.64794 | 0.64208 | 0.60773 | 0.45915 | 0.56911 | 0.44464 | 0.51318 | 0.45434 | 0.45783 | 0.44995 | 0.43416 | 0.52705 | 0.53394 | 0.58905 | 0.59269 | 0.48574 | 0.49857 | 0.54273 | 0.49834 | 0.57562 | 0.58354 | 0.46701 | 0.47436 | 0.55155 | 0.48707 | 0.62847 | 0.48571 | 0.63163 | 0.53341 | 0.49958 | 0.55715 | 0.43936 | 0.53735 | 0.56039 | 0.53639 | 0.541 | 0.49579 | 0.58374 | 0.47614 | 0.43433 | 0.45353 | 0.4386 | 0.50054 | 0.54938 | 0.60008 | 0.56392 | 0.4609 | 0.5127 | 0.5615 | 0.64919 | 0.47553 | 0.51986 | 0.48628 | 0.4827 | 0.61433 | 0.45763 | 0.622 | 0.56023 | 0.64233 | 0.43244 | 0.48658 | 0.60258 | 0.44978 | 0.63298 | 0.47276 | 0.57708 | 0.48634 | 0.61751 | 0.623 | 0.60961 | 0.5089 | 0.43091 | 0.55758 | 0.61535 | 0.59326 | 0.57558 | 0.46956 | 0.47307 | 0.64048 | 0.47886 | 0.54886 | 0.45389 | 0.52222 | 0.54336 | 0.57399 | 0.4616 | 0.59744 | 0.52214 | 0.44893 | 0.60127 | 0.51029 | 0.44692 | 0.51531 | 0.487 | 0.58684 | 0.57393 | 0.43072 | 0.53941 | 0.51689 | 0.52008 | 0.60643 | 0.4342 | 0.49214 | 0.58208 | 0.60822 | 0.58767 | 0.63739 | 0.61197 | 0.62039 | 0.4534 | 0.55797 | 0.46437 | 0.58824 | 0.52421 | 0.53419 | 0.5241 | 0.44443 | 0.57786 | 0.46437 | 0.53982 | 0.54544 | 0.50981 | 0.45469 | 0.60261 | 0.57187 | 0.52908 | 0.55844 | 0.62802 | 0.60617 | 0.56011 | 0.62424 | 0.48841 | 0.47344 | 0.45118 | 0.5695 | 0.5184 | 0.53373 | 0.51507 | 0.50226 | 0.46246 | 0.63803 | 0.47227 | 0.50852 | 0.63068 | 0.49876 | 0.57921 | 0.5153 | 0.59075 | 0.50169 | 0.64646 | 0.58251 | 0.43756 | 0.44063 | 0.53866 | 0.56168 | 0.57596 | 0.50279 | 0.46092 | 0.61442 | 0.57406 | 0.57727 | 0.44495 | 0.45916 | 0.49978 | 0.61954 | 0.50754 | 0.57769 | 0.4782 | 0.52592 | 0.56424 | 0.55714 | 0.44402 | 0.45411 | 0.45562 | 0.61359 | 0.55521 | 0.60533 | 0.60957 | 0.54072 | 0.51524 | 0.569 | 0.6245 | 0.52932 | 0.56211 | 0.53835 | 0.62751 | 0.64697 | 0.49871 | 0.61694 | 0.53212 | 0.46207 | 0.56184 | 0.64001 | 0.62111 | 0.59053 | 0.48896 | 0.47047 | 0.48986 | 0.55291 | 0.57951 | 0.61748 | 0.5663 | 0.64843 | 0.55939 | 0.43112 | 0.57656 | 0.58197 | 0.54845 | 0.58947 | 0.46954 | 0.64614 | 0.63533 | 0.56866 | 0.43389 | 0.45303 | 0.58172 | 0.52953 | 0.45803 | 0.48674 | 0.57007 | 0.60315 | 0.59845 | 0.51964 | 0.45918 | 0.50258 | 0.59717 | 0.52327 | 0.56106 | 0.58991 | 0.44255 | 0.57446 | 0.5047 | 0.6426 | 0.44942 | 0.60327 | 0.43702 | 0.6002 | 0.64745 | 0.59797 | 0.44186 | 0.53548 | 0.48522 | 0.46342 | 0.53091 | 0.63949 | 0.48209 | 0.47541 | 0.61959 | 0.59606 | 0.54681 | 0.56426 | 0.50679 | 0.60712 | 0.55179 | 0.5947 | 0.59703 | 0.50523 | 0.55718 | 0.54807 | 0.59922 | 0.51201 | 0.43629 | 0.55394 | 0.47633 | 0.45871 | 0.64265 | 0.4344 | 0.5711 | 0.52963 | 0.50266 | 0.60584 | 0.60092 | 0.61399 | 0.50025 | 0.53193 | 0.488 | 0.44224 | 0.53804 | 0.56561 | 0.48952 | 0.48816 | 0.61566 | 0.57509 | 0.54999 | 0.5733 | 0.54693 | 0.60532 | 0.53425 | 0.55265 | 0.50884 | 0.64533 | 0.49337 | 0.47907 | 0.47959 | 0.51256 | 0.50964 | 0.52778 | 0.59589 | 0.53505 | 0.49653 | 0.58299 | 0.43304 | 0.61125 | 0.50494 | 0.63865 | 0.50693 | 0.49218 | 0.47564 | 0.62257 | 0.63522 | 0.56257 | 0.56352 | 0.52787 | 0.55873 | 0.43031 | 0.54719 | 0.59374 | 0.56749 | 0.50734 | 0.43915 | 0.57319 | 0.50438 | 0.62559 | 0.50469 | 0.54936 | 0.62551 | 0.59741 | 0.4927 | 0.51563 | 0.47598 | 0.45283 | 0.43697 | 0.48104 | 0.5686 | 0.48941 | 0.55348 | 0.45287 | 0.58995 | 0.48427 | 0.5811 | 0.61996 | 0.55435 | 0.5975 | 0.62893 | 0.6056 | 0.55253 | 0.46907 | 0.45526 | 0.49054 | 0.58646 | 0.52837 | 0.63679 | 0.46452 | 0.57429 | 0.53714 | 0.50271 | 0.60178 | 0.61536 | 0.62242 | 0.44797 | 0.47391 | 0.44908 | 0.46812 | 0.53814 | 0.43428 | 0.58708 | 0.46104 | 0.54526 | 0.49461 | 0.61888 | 0.43342 | 0.55652 | 0.45207 | 0.52169 | 0.64501 | 0.6164 | 0.55193 | 0.55953 | 0.63189 | 0.60025 | 0.54353 | 0.54378 | 0.47246 | 0.55534 | 0.54373 | 0.49323 | 0.49275 | 0.61198 | 0.64954 | 0.44814 | 0.61655 | 0.43387 | 0.47958 | 0.63837 | 0.53167 | 0.6067 | 0.58922 | 0.47919 | 0.64136 | 0.63379 | 0.51735 | 0.64532 | 0.56624 | 0.6405 | 0.62125 | 0.47328 | 0.59616 | 0.47767 | 0.58326 | 0.5072 | 0.45384 | 0.49754 | 0.63542 | 0.58092 | 0.46634 | 0.58428 | 0.43883 | 0.47273 | 0.60177 | 0.58125 | 0.48865 | 0.61976 | 0.62686 | 0.57764 | 0.60429 | 0.43748 | 0.43593 | 0.58498 | 0.57995 | 0.50011 | 0.46354 | 0.54097 | 0.54012 | 0.60817 | 0.51536 | 0.45603 | 0.64181 | 0.57165 | 0.44093 | 0.47051 | 0.59617 | 0.52212 | 0.52365 | 0.53425 | 0.44968 | 0.54259 | 0.47992 | 0.48634 | 0.60376 | 0.59533 | 0.58788 | 0.61606 | 0.44983 | 0.63003 | 0.55819 | 0.58391 | 0.47626 | 0.58529 | 0.49592 | 0.50307 | 0.51841 | 0.4984 | 0.55492 | 0.45938 | 0.51867 | 0.455 | 0.57422 | 0.57733 | 0.50625 | 0.45685 | 0.44057 | 0.56346 | 0.45837 | 0.50859 | 0.61235 | 0.51353 | 0.57036 | 0.64565 | 0.64992 | 0.4608 | 0.55012 | 0.50088 | 0.51596 | 0.55108 | 0.43504 | 0.52212 | 0.62876 | 0.56662 | 0.45883 | 0.55084 | 0.54575 | 0.49717 | 0.59633 | 0.52695 | 0.58561 | 0.5981 | 0.45841 | 0.64841 | 0.45907 | 0.5542 | 0.62618 | 0.48402 | 0.4476 | 0.60135 | 0.59939 | 0.54957 | 0.53733 | 0.49781 | 0.46514 | 0.43456 | 0.61115 | 0.48402 | 0.43818 | 0.45241 | 0.48706 | 0.53895 | 0.48399 | 0.46971 | 0.53589 | 0.46454 | 0.45423 | 0.53775 | 0.55914 | 0.44878 | 0.58863 | 0.51211 | 0.64734 | 0.47643 | 0.52689 | 0.63376 | 0.59322 | 0.55252 | 0.64375 | 0.57408 | 0.57979 | 0.64444 | 0.54097 | 0.43263 | 0.49132 | 0.54106 | 0.60088 | 0.56078 | 0.55372 | 0.47445 | 0.45382 | 0.48002 | 0.47776 | 0.4651 | 0.64991 | 0.44509 | 0.4632 | 0.50521 | 0.57243 | 0.62958 | 0.47821 | 0.62552 | 0.58773 | 0.58971 | 0.62239 | 0.58328 | 0.43184 | 0.45978 | 0.61871 | 0.50227 | 0.43501 | 0.50493 | 0.61642 | 0.45931 | 0.58166 | 0.49766 | 0.44758 | 0.5575 | 0.50758 | 0.52514 | 0.57649 | 0.43998 | 0.6239 | 0.56029 | 0.58508 | 0.60173 | 0.55173 | 0.46792 | 0.49222 | 0.58139 | 0.56271 | 0.55013 | 0.61876 | 0.49174 | 0.60436 | 0.49959 | 0.56994 | 0.48978 | 0.43521 | 0.58433 | 0.64893 | 0.50883 | 0.44371 | 0.6277 | 0.59901 | 0.48023 | 0.44247 | 0.58707 | 0.44668 | 0.64175 | 0.63399 | 0.4974 | 0.43697 | 0.62838 | 0.59315 | 0.49215 | 0.51967 | 0.57733 | 0.44976 | 0.49068 | 0.6054 | 0.55287 | 0.53639 | 0.56854 | 0.53615 | 0.43181 | 0.63486 | 0.53771 | 0.52379 | 0.6314 | 0.6424 | 0.56085 | 0.64584 | 0.4836 | 0.58624 | 0.63497 | 0.60168 | 0.48135 | 0.59339 | 0.49288 | 0.46722 | 0.45336 | 0.44732 | 0.62319 | 0.59647 | 0.48976 | 0.61764 | 0.62881 | 0.49421 | 0.4512 | 0.51451 | 0.58066 | 0.57864 | 0.46285 | 0.64352 | 0.62752 | 0.60609 | 0.61462 | 0.50055 | 0.58455 | 0.4696 | 0.50563 | 0.48968 | 0.47912 | 0.58082 | 0.52457 | 0.63446 | 0.53398 | 0.61466 | 0.43767 | 0.5265 | 0.45347 | 0.64168 | 0.6029 | 0.4503 | 0.49619 | 0.52246 | 0.57959 | 0.62615 | 0.45815 | 0.49264 | 0.58825 | 0.45127 | 0.4999 | 0.63551 | 0.51041 | 0.62488 | 0.43894 | 0.50144 | 0.505 | 0.55925 | 0.57331 | 0.45756 | 0.45485 | 0.61202 | 0.6297 | 0.50483 | 0.60231 | 0.50268 | 0.4541 | 0.44701 | 0.47296 | 0.48375 | 0.48566 | 0.62727 | 0.45823 | 0.60674 | 0.46172 | 0.55736 | 0.55918 | 0.52306 | 0.53402 | 0.51883 | 0.44507 | 0.48592 | 0.49065 | 0.64942 | 0.51834 | 0.55216 | 0.62947 | 0.53686 | 0.60079 | 0.62485 | 0.46379 | 0.50477 | 0.53839 | 0.64027 | 0.5691 | 0.48908 | 0.50208 | 0.62672 | 0.59943 | 0.54045 | 0.6088 | 0.62036 | 0.47293 | 0.61307 | 0.59878 | 0.49228 | 0.48693 | 0.61815 | 0.6286 | 0.61542 | 0.64974 | 0.62145 | 0.58671 | 0.63264 | 0.48318 | 0.45483 | 0.50655 | 0.43264 | 0.46641 | 0.59621 | 0.52389 | 0.60056 | 0.5657 | 0.49408 | 0.48912 | 0.5782 | 0.45275 | 0.58452 | 0.44073 | 0.51957 | 0.57606 | 0.51356 | 0.47616 | 0.51943 | 0.57823 | 0.49276 | 0.50806 | 0.47126 | 0.51149 | 0.53125 | 0.45281 | 0.61899 | 0.61801 | 0.551 | 0.5607 | 0.51202 | 0.46171 | 0.4456 | 0.53734 | 0.46383 | 0.56196 | 0.57813 | 0.48379 | 0.64551 | 0.50309 | 0.52364 | 0.43939 | 0.58739 | 0.54767 | 0.53615 | 0.49237 | 0.56103 | 0.50121 | 0.64939 | 0.4652 | 0.62492 | 0.45541 | 0.46703 | 0.49088 | 0.44855 | 0.55885 | 0.52645 | 0.54365 | 0.62928 | 0.60227 | 0.63183 | 0.64869 | 0.55484 | 0.63682 | 0.47367 | 0.47983 | 0.4572 | 0.59969 | 0.64642 | 0.46366 | 0.58714 | 0.52876 | 0.45723 | 0.51138 | 0.5393 | 0.51714 | 0.60171 | 0.44295 | 0.50517 | 0.55525 | 0.63361 | 0.52677 | 0.48769 | 0.58737 | 0.49617 | 0.50095 | 0.59932 | 0.44217 | 0.54055 | 0.44559 | 0.47898 | 0.55578 | 0.63037 | 0.46176 | 0.6036 | 0.61637 | 0.62698 | 0.6334 | 0.46404 | 0.5963 | 0.52277 | 0.46806 | 0.58939 | 0.47456 | 0.48761 | 0.48336 | 0.64171 | 0.44836 | 0.63202 | 0.55566 | 0.53281 | 0.54281 | 0.43964 | 0.61866 | 0.56356 | 0.58502 | 0.45345 | 0.47715 | 0.62176 | 0.62973 | 0.43153 | 0.59304 | 0.64817 | 0.56499 | 0.49788 | 0.54237 | 0.517 | 0.53003 | 0.43699 | 0.58759 | 0.64722 | 0.46362 | 0.57067 | 0.62455 | 0.59624 | 0.57569 | 0.55841 | 0.5007 | 0.52821 | 0.46115 | 0.54409 | 0.45707 | 0.46873 | 0.48787 | 0.47997 | 0.48513 | 0.43835 | 0.46408 | 0.44678 | 0.60231 | 0.60493 | 0.60881 | 0.44949 | 0.57209 | 0.45567 | 0.52407 | 0.49567 | 0.46635 | 0.44898 | 0.54479 | 0.52016 | 0.52086 | 0.54479 | 0.60379 | 0.5375 | 0.60606 | 0.63212 | 0.53022 | 0.46689 | 0.45665 | 0.47237 | 0.53812 | 0.47136 | 0.47866 | 0.52903 | 0.61226 | 0.52418 | 0.4819 | 0.62567 | 0.46981 | 0.60652 | 0.58573 | 0.51078 | 0.55043 | 0.64916 | 0.43688 | 0.46886 | 0.49192 | 0.53141 | 0.53031 | 0.62976 | 0.60903 | 0.54237 | 0.48622 | 0.53554 | 0.59864 | 0.64756 | 0.47733 | 0.4757 | 0.62374 | 0.52965 | 0.50171 | 0.63006 | 0.50216 | 0.54349 | 0.54939 | 0.64443 | 0.57441 | 0.52343 | 0.52636 | 0.60359 | 0.61812 | 0.48365 | 0.483 | 0.64899 | 0.56091 | 0.56504 | 0.56324 | 0.51188 | 0.43088 | 0.51029 | 0.43434 | 0.57649 | 0.43077 | 0.45741 | 0.51379 | 0.47317 | 0.46745 | 0.63954 | 0.64181 | 0.57426 | 0.44521 | 0.59851 | 0.51757 | 0.48192 | 0.4822 | 0.4519 | 0.5206 | 0.62601 | 0.4413 | 0.5384 | 0.4855 | 0.50739 | 0.55034 | 0.50955 | 0.60039 | 0.52249 | 0.52398 | 0.51392 | 0.47198 | 0.60203 | 0.59913 | 0.46886 | 0.58379 | 0.48062 | 0.61868 | 0.44981 | 0.55291 | 0.44841 | 0.51525 | 0.64715 | 0.62529 | 0.49574 | 0.57686 | 0.62266 | 0.53696 | 0.62794 | 0.6485 | 0.63237 | 0.43658 | 0.56328 | 0.43272 | 0.61449 | 0.44089 | 0.5757 | 0.46293 | 0.57319 | 0.50828 | 0.58399 | 0.61326 | 0.61197 | 0.58353 | 0.58926 | 0.60533 | 0.47878 | 0.6398 | 0.47083 | 0.5719 | 0.54702 | 0.55411 | 0.62195 | 0.54709 | 0.58176 | 0.48605 | 0.50603 | 0.47922 | 0.48569 | 0.6304 | 0.6184 | 0.53929 | 0.59235 | 0.62656 | 0.44246 | 0.50749 | 0.43756 | 0.43276 | 0.47117 | 0.58659 | 0.64035 | 0.46151 | 0.50231 | 0.48847 | 0.58536 | 0.62586 | 0.48129 | 0.45793 | 0.59044 | 0.49633 | 0.51715 | 0.64112 | 0.48362 | 0.61611 | 0.59849 | 0.46852 | 0.43497 | 0.43715 | 0.53978 | 0.4866 | 0.55957 | 0.43765 | 0.50607 | 0.60322 | 0.48402 | 0.58635 | 0.63125 | 0.43662 | 0.58198 | 0.4971 | 0.50705 | 0.54175 | 0.63672 | 0.44164 | 0.51128 | 0.45664 | 0.45114 | 0.46422 | 0.47094 | 0.52748 | 0.45541 | 0.5214 | 0.54949 | 0.54637 | 0.45392 | 0.49864 | 0.5327 | 0.60434 | 0.47996 | 0.59559 | 0.57402 | 0.47936 | 0.53166 | 0.6059 | 0.50903 | 0.58386 | 0.6235 | 0.5263 | 0.59226 | 0.54018 | 0.56583 | 0.46914 | 0.5769 | 0.54926 | 0.48001 | 0.53942 | 0.56476 | 0.4621 | 0.43772 | 0.43831 | 0.63327 | 0.56415 | 0.62805 | 0.63006 | 0.64934 | 0.53615 | 0.48164 | 0.48287 | 0.60879 | 0.55598 | 0.64636 | 0.49776 | 0.64821 | 0.50784 | 0.44562 | 0.47341 | 0.54189 | 0.49014 | 0.60229 | 0.60502 | 0.59238 | 0.56803 | 0.47141 | 0.62256 | 0.57804 | 0.47785 | 0.61245 | 0.50052 | 0.61987 | 0.57547 | 0.63147 | 0.63893 | 0.45667 | 0.64327 | 0.64849 | 0.58733 | 0.57433 | 0.62314 | 0.58344 | 0.64627 | 0.63694 | 0.56002 | 0.54913 | 0.61187 | 0.55014 | 0.55702 | 0.63873 | 0.54417 | 0.56045 | 0.51016 | 0.47125 | 0.45702 | 0.6428 | 0.4657 | 0.43951 | 0.46043 | 0.63334 | 0.5143 | 0.58669 | 0.52878 | 0.56948 | 0.43853 | 0.48454 | 0.47498 | 0.43797 | 0.58585 | 0.52417 | 0.59647 | 0.49405 | 0.51602 | 0.54629 | 0.59748 | 0.61417 | 0.47846 | 0.57713 | 0.44442 | 0.63632 | 0.63326 | 0.61394 | 0.54873 | 0.54072 | 0.48493 | 0.45875 | 0.55385 | 0.59199 | 0.61974 | 0.52949 | 0.4443 | 0.52973 | 0.44937 | 0.49755 | 0.53215 | 0.54245 | 0.50205 | 0.47612 | 0.63935 | 0.52925 | 0.4806 | 0.63404 | 0.53255 | 0.50892 | 0.52614 | 0.49434 | 0.54696 | 0.62796 | 0.58287 | 0.61143 | 0.48169 | 0.46041 | 0.54997 | 0.5382 | 0.43929 | 0.61208 | 0.55436 | 0.63494 | 0.51184 | 0.45874 | 0.55849 | 0.4322 | 0.55797 | 0.48222 | 0.56818 | 0.63969 | 0.54081 | 0.64715 | 0.53865 | 0.617 | 0.59974 | 0.61083 | 0.53346 | 0.47715 | 0.46897 | 0.63779 | 0.43549 | 0.48601 | 0.56029 | 0.53859 | 0.61667 | 0.52505 | 0.44117 | 0.45315 | 0.43934 | 0.53244 | 0.49848 | 0.62729 | 0.59958 | 0.50382 | 0.64583 | 0.5806 | 0.45075 | 0.45624 | 0.626 | 0.63159 | 0.43548 | 0.58001 | 0.64732 | 0.48112 | 0.63236 | 0.56767 | 0.57322 | 0.51597 | 0.45909 | 0.45991 | 0.43108 | 0.55628 | 0.53837 | 0.58874 | 0.5469 | 0.52027 | 0.5371 | 0.45208 | 0.48524 | 0.46193 | 0.63697 | 0.59388 | 0.4343 | 0.56993 | 0.5482 | 0.45663 | 0.43162 | 0.57551 | 0.6372 | 0.5226 | 0.51024 | 0.48206 | 0.465 | 0.52825 | 0.43122 | 0.63682 | 0.43628 | 0.64524 | 0.53421 | 0.64886 | 0.46377 | 0.5809 | 0.64516 | 0.57795 | 0.50855 | 0.45895 | 0.43535 | 0.46275 | 0.61316 | 0.53087 | 0.43927 | 0.47805 | 0.64757 | 0.45354 | 0.634 | 0.47835 | 0.62595 | 0.51025 | 0.53784 | 0.56203 | 0.54851 | 0.50148 | 0.43085 | 0.59377 | 0.59766 | 0.56355 | 0.49441 | 0.62842 | 0.6115 | 0.56096 | 0.62432 | 0.54159 | 0.56743 | 0.55263 | 0.45612 | 0.59027 | 0.53583 | 0.52811 | 0.46491 | 0.56724 | 0.63927 | 0.6012 | 0.54938 | 0.53398 | 0.60779 | 0.58191 | 0.5915 | 0.53561 | 0.60501 | 0.53633 | 0.59395 | 0.55743 | 0.46878 | 0.49108 | 0.52206 | 0.53032 | 0.63716 | 0.60187 | 0.4515 | 0.58765 | 0.4592 | 0.43203 | 0.50419 | 0.4467 | 0.63602 | 0.55393 | 0.50854 | 0.47999 | 0.6195 | 0.63656 | 0.567 | 0.58835 | 0.48544 | 0.59126 | 0.62388 | 0.58116 | 0.54831 | 0.64169 | 0.49828 | 0.4905 | 0.54947 | 0.52771 | 0.61857 | 0.5066 | 0.48338 | 0.44521 | 0.43197 | 0.44156 | 0.55934 | 0.45779 | 0.48603 | 0.4913 | 0.61213 | 0.54064 | 0.45453 | 0.52166 | 0.61874 | 0.56715 | 0.48993 | 0.60615 | 0.553 | 0.58943 | 0.44059 | 0.51358 | 0.62903 | 0.64899 | 0.4951 | 0.57802 | 0.57627 | 0.56754 | 0.45927 | 0.50029 | 0.46437 | 0.54584 | 0.62104 | 0.57812 | 0.48063 | 0.6454 | 0.51091 | 0.43223 | 0.6353 | 0.4699 | 0.57703 | 0.63269 | 0.50175 | 0.50077 | 0.53371 | 0.52484 | 0.55066 | 0.5324 | 0.53284 | 0.46746 | 0.48342 | 0.62375 | 0.60243 | 0.58025 | 0.62846 | 0.57038 | 0.59037 | 0.45911 | 0.57459 | 0.55972 | 0.48273 | 0.52588 | 0.47459 | 0.62946 | 0.54541 | 0.52637 | 0.52647 | 0.60678 | 0.48784 | 0.59103 | 0.5941 | 0.62682 | 0.59377 | 0.59455 | 0.59778 | 0.56987 | 0.56904 | 0.43586 | 0.53401 | 0.47563 | 0.48048 | 0.49266 | 0.58879 | 0.43591 | 0.56231 | 0.44885 | 0.5565 | 0.62534 | 0.55461 | 0.58006 | 0.537 | 0.55147 | 0.61726 | 0.48683 | 0.49314 | 0.43392 | 0.63166 | 0.54763 | 0.60592 | 0.64172 | 0.61488 | 0.61339 | 0.64259 | 0.48429 | 0.50573 | 0.46698 | 0.4985 | 0.44147 | 0.45018 | 0.50119 | 0.60204 | 0.4974 | 0.6135 | 0.59888 | 0.61333 | 0.46694 | 0.56187 | 0.56885 | 0.44558 | 0.45165 | 0.58177 | 0.59793 | 0.44443 | 0.57926 | 0.57786 | 0.5587 | 0.50945 | 0.5071 | 0.45869 | 0.53765 | 0.43574 | 0.57756 | 0.54655 | 0.5384 | 0.63137 | 0.49818 | 0.55324 | 0.52489 | 0.63371 | 0.52968 | 0.57339 | 0.51637 | 0.60996 | 0.5973 | 0.45285 | 0.43819 | 0.61433 | 0.58062 | 0.62022 | 0.55549 | 0.52683 | 0.53024 | 0.62728 | 0.49199 | 0.64439 | 0.53906 | 0.61048 | 0.52656 | 0.49955 | 0.52013 | 0.60951 | 0.58877 | 0.48206 | 0.47785 | 0.47959 | 0.51928 | 0.53856 | 0.6323 | 0.45726 | 0.47548 | 0.46129 | 0.63736 | 0.55932 | 0.60271 | 0.49744 | 0.5939 | 0.58023 | 0.46848 | 0.52965 | 0.43312 | 0.63199 | 0.63275 | 0.54142 | 0.56932 | 0.49695 | 0.45283 | 0.61335 | 0.52675 | 0.57011 | 0.5539 | 0.63682 | 0.45205 | 0.63047 | 0.61031 | 0.62331 | 0.63743 | 0.53962 | 0.5627 | 0.62692 | 0.50408 | 0.61328 | 0.58566 | 0.64081 | 0.54029 | 0.45959 | 0.49846 | 0.59918 | 0.64692 | 0.60683 | 0.57769 | 0.60809 | 0.60364 | 0.44736 | 0.64586 | 0.59532 | 0.45126 | 0.59192 | 0.55 | 0.61594 | 0.46651 | 0.48652 | 0.47698 | 0.63333 | 0.46565 | 0.49732 | 0.64767 | 0.60668 | 0.477 | 0.5465 | 0.46434 | 0.5578 | 0.57164 | 0.53724 | 0.47437 | 0.43068 | 0.55782 | 0.44025 | 0.55489 | 0.496 | 0.43404 | 0.60388 | 0.43506 | 0.55013 | 0.45729 | 0.58804 | 0.5455 | 0.56073 | 0.53202 | 0.57955 | 0.4834 | 0.5105 | 0.64136 | 0.62734 | 0.54805 | 0.54755 | 0.4429 | 0.46545 | 0.59541 | 0.56635 | 0.46351 | 0.45238 | 0.6067 | 0.43351 | 0.50705 | 0.44575 | 0.46095 | 0.59654 | 0.53643 | 0.59797 | 0.50655 | 0.47569 | 0.59222 | 0.62777 | 0.50219 | 0.60801 | 0.47357 | 0.47114 | 0.57269 | 0.45715 | 0.58752 | 0.59862 | 0.43737 | 0.61406 | 0.43709 | 0.64129 | 0.46112 | 0.60452 | 0.59599 | 0.59371 | 0.64916 | 0.58554 | 0.50445 | 0.55569 | 0.51873 | 0.53112 | 0.61958 | 0.51991 | 0.60729 | 0.44746 | 0.57861 | 0.52377 | 0.59009 | 0.54507 | 0.58237 | 0.4377 | 0.61621 | 0.43606 | 0.54021 | 0.61943 | 0.5588 | 0.56651 | 0.55878 | 0.47646 | 0.4915 | 0.56943 | 0.61565 | 0.48928 | 0.59946 | 0.47917 | 0.63232 | 0.53834 | 0.51747 | 0.64803 | 0.49349 | 0.48735 | 0.56061 | 0.53816 | 0.44612 | 0.47112 | 0.43391 | 0.57451 | 0.49867 | 0.5557 | 0.62744 | 0.52685 | 0.5142 | 0.64153 | 0.50335 | 0.43842 | 0.58651 | 0.6258 | 0.52295 | 0.63141 | 0.59854 | 0.52259 | 0.47224 | 0.48793 | 0.52546 | 0.58856 | 0.51681 | 0.53202 | 0.50614 | 0.60743 | 0.44728 | 0.63337 | 0.61879 | 0.56385 | 0.4521 | 0.47294 | 0.64864 | 0.47757 | 0.43966 | 0.61626 | 0.54571 | 0.60262 | 0.46637 | 0.45492 | 0.44595 | 0.60595 | 0.4569 | 0.57279 | 0.54606 | 0.60585 | 0.62794 | 0.62143 | 0.5343 | 0.4345 | 0.63207 | 0.55978 | 0.57026 | 0.44304 | 0.63826 | 0.60279 | 0.60001 | 0.5808 | 0.52815 | 0.56414 | 0.6036 | 0.61902 | 0.59167 | 0.53663 | 0.55511 | 0.64678 | 0.62876 | 0.61301 | 0.60854 | 0.53906 | 0.501 | 0.45972 | 0.52819 | 0.4987 | 0.56106 | 0.61705 | 0.44753 | 0.55373 | 0.45274 | 0.53522 | 0.53708 | 0.5202 | 0.54228 | 0.44433 | 0.46455 | 0.63169 | 0.56608 | 0.49857 | 0.56514 | 0.51673 | 0.49825 | 0.44991 | 0.62826 | 0.61748 | 0.63034 | 0.48367 | 0.57739 | 0.46397 | 0.55562 | 0.48438 | 0.58824 | 0.5577 | 0.56427 | 0.58222 | 0.47865 | 0.56931 | 0.58943 | 0.452 | 0.55868 | 0.55191 | 0.46764 | 0.4473 | 0.54259 | 0.54397 | 0.53996 | 0.43761 | 0.56982 | 0.43166 | 0.63399 | 0.44414 | 0.47082 | 0.52635 | 0.50415 | 0.52564 | 0.62058 | 0.49169 | 0.4555 | 0.5338 | 0.59666 | 0.44638 | 0.63274 | 0.60097 | 0.4318 | 0.48466 | 0.55411 | 0.48965 | 0.57215 | 0.62344 | 0.56249 | 0.44958 | 0.61592 | 0.60167 | 0.63045 | 0.54808 | 0.49082 | 0.61769 | 0.62985 | 0.55624 | 0.50266 | 0.62159 | 0.51032 | 0.43881 | 0.49942 | 0.52239 | 0.45056 | 0.62311 | 0.48121 | 0.47313 | 0.49808 | 0.54826 | 0.50841 | 0.6445 | 0.4725 | 0.56824 | 0.52515 | 0.48279 | 0.64725 | 0.53383 | 0.59901 | 0.47703 | 0.54863 | 0.54192 | 0.57221 | 0.49005 | 0.54476 | 0.58916 | 0.47803 | 0.58413 | 0.52713 | 0.50377 | 0.49423 | 0.51016 | 0.5976 | 0.43696 | 0.43145 | 0.62343 | 0.48247 | 0.48896 | 0.58838 | 0.59882 | 0.58122 | 0.64102 | 0.58968 | 0.49118 | 0.49673 | 0.64833 | 0.51962 | 0.4325 | 0.64591 | 0.51122 | 0.43372 | 0.57689 | 0.4454 | 0.50005 | 0.48299 | 0.47896 | 0.43454 | 0.61077 | 0.4582 | 0.59927 | 0.48734 | 0.46375 | 0.61768 | 0.49092 | 0.57339 | 0.5002 | 0.6286 | 0.49949 | 0.58575 | 0.6213 | 0.49799 | 0.60114 | 0.45826 | 0.46109 | 0.44431 | 0.47511 | 0.6219 | 0.48171 | 0.56645 | 0.55486 | 0.44521 | 0.53707 | 0.64722 | 0.62378 | 0.53077 | 0.498 | 0.54447 | 0.4642 | 0.5587 | 0.45703 | 0.48298 | 0.5573 | 0.54911 | 0.52859 | 0.60036 | 0.5262 | 0.52065 | 0.52327 | 0.58193 | 0.61046 | 0.43574 | 0.46226 | 0.62019 | 0.63159 | 0.5008 | 0.43307 | 0.52225 | 0.44905 | 0.43186 | 0.46968 | 0.56989 | 0.59302 | 0.63415 | 0.43496 | 0.53541 | 0.57263 | 0.46093 | 0.59184 | 0.55465 | 0.5741 | 0.50557 | 0.60591 | 0.55899 | 0.54643 | 0.45249 | 0.45064 | 0.49826 | 0.54164 | 0.53079 | 0.4912 | 0.54568 | 0.56856 | 0.54371 | 0.43627 | 0.62975 | 0.61791 | 0.54705 | 0.53493 | 0.54325 | 0.55567 | 0.46034 | 0.51181 | 0.45829 | 0.47635 | 0.53035 | 0.44076 | 0.59708 | 0.49828 | 0.52446 | 0.46029 | 0.51469 | 0.6291 | 0.46552 | 0.51469 | 0.62493 | 0.60895 | 0.51939 | 0.55726 | 0.57954 | 0.55091 | 0.48974 | 0.58655 | 0.5951 | 0.45272 | 0.61624 | 0.52278 | 0.58252 | 0.47707 | 0.5315 | 0.43348 | 0.4742 | 0.56553 | 0.54968 | 0.61621 | 0.52022 | 0.53589 | 0.50502 | 0.54709 | 0.4934 | 0.56522 | 0.57534 | 0.49316 | 0.59213 | 0.56311 | 0.46158 | 0.4623 | 0.52298 | 0.52081 | 0.58222 | 0.63654 | 0.54647 | 0.53437 | 0.63312 | 0.62297 | 0.53387 | 0.63421 | 0.60961 | 0.57581 | 0.47729 | 0.44874 | 0.59962 | 0.48793 | 0.60871 | 0.53196 | 0.64721 | 0.61425 | 0.63583 | 0.43805 | 0.54772 | 0.4331 | 0.64904 | 0.64506 | 0.52202 | 0.44193 | 0.47094 | 0.52704 | 0.64048 | 0.59548 | 0.53876 | 0.60824 | 0.5463 | 0.52729 | 0.52796 | 0.61758 | 0.4918 | 0.56551 | 0.53632 | 0.45897 | 0.60283 | 0.58277 | 0.50678 | 0.47607 | 0.5901 | 0.59339 | 0.49161 | 0.54944 | 0.60627 | 0.4517 | 0.44237 | 0.54369 | 0.49424 | 0.47898 | 0.44782 | 0.59559 | 0.56681 | 0.48457 | 0.47007 | 0.4695 | 0.52812 | 0.62643 | 0.64837 | 0.53792 | 0.50769 | 0.44655 | 0.59765 | 0.57381 | 0.55978 | 0.53944 | 0.43219 | 0.52161 | 0.57707 | 0.46177 | 0.52233 | 0.59758 | 0.47532 | 0.43986 | 0.53451 | 0.634 | 0.56838 | 0.62377 | 0.43944 | 0.54471 | 0.43343 | 0.43046 | 0.4557 | 0.50364 | 0.48868 | 0.52186 | 0.4434 | 0.44247 | 0.45457 | 0.62282 | 0.47364 | 0.50489 | 0.59981 | 0.54739 | 0.64384 | 0.5659 | 0.47927 | 0.62457 | 0.53659 | 0.54939 | 0.59872 | 0.57173 | 0.57073 | 0.60481 | 0.46768 | 0.44995 | 0.56742 | 0.49654 | 0.58723 | 0.55078 | 0.50726 | 0.56277 | 0.53467 | 0.61339 | 0.49074 | 0.45826 | 0.44922 | 0.48205 | 0.48718 | 0.44836 | 0.56366 | 0.51325 | 0.64726 | 0.54621 | 0.62885 | 0.6422 | 0.58249 | 0.50052 | 0.59253 | 0.61614 | 0.61909 | 0.46164 | 0.50534 | 0.51553 | 0.46371 | 0.53533 | 0.45941 | 0.51765 | 0.49282 | 0.46973 | 0.49142 | 0.58797 | 0.57902 | 0.43688 | 0.48809 | 0.62927 | 0.46033 | 0.49411 | 0.51262 | 0.44092 | 0.5925 | 0.55797 | 0.5978 | 0.58109 | 0.44267 | 0.57046 | 0.61436 | 0.54425 | 0.63062 | 0.57085 | 0.52769 | 0.54822 | 0.64511 | 0.63123 | 0.45819 | 0.6208 | 0.48751 | 0.48958 | 0.61694 | 0.50161 | 0.57625 | 0.63837 | 0.63959 | 0.44329 | 0.56431 | 0.51414 | 0.51443 | 0.55174 | 0.51866 | 0.53619 | 0.62296 | 0.61541 | 0.43886 | 0.48352 | 0.55415 | 0.48601 | 0.5244 | 0.57968 | 0.45947 | 0.57429 | 0.53028 | 0.47948 | 0.62594 | 0.60492 | 0.49256 | 0.4761 | 0.54631 | 0.49751 | 0.60629 | 0.47935 | 0.45638 | 0.45439 | 0.56451 | 0.47796 | 0.52578 | 0.60241 | 0.5464 | 0.64981 | 0.52092 | 0.53298 | 0.49466 | 0.6268 | 0.61788 | 0.60225 | 0.50404 | 0.57545 | 0.5447 | 0.50493 | 0.63335 | 0.44339 | 0.46829 | 0.59596 | 0.53366 | 0.56158 | 0.60124 | 0.54009 | 0.59378 | 0.55275 | 0.61566 | 0.43537 | 0.56801 | 0.48969 | 0.43949 | 0.46621 | 0.49184 | 0.46162 | 0.63225 | 0.61085 | 0.49638 | 0.44208 | 0.6405 | 0.63426 | 0.45823 | 0.53964 | 0.43879 | 0.59946 | 0.55736 | 0.6444 | 0.50047 | 0.45068 | 0.5165 | 0.59859 | 0.60074 | 0.60146 | 0.5944 | 0.47494 | 0.55031 | 0.61808 | 0.52483 | 0.54671 | 0.46363 | 0.50273 | 0.53024 | 0.55058 | 0.43884 | 0.50181 | 0.44574 | 0.53307 | 0.61711 | 0.46594 | 0.55661 | 0.54039 | 0.49857 | 0.44715 | 0.47661 | 0.57752 | 0.62655 | 0.5173 | 0.5509 | 0.56505 | 0.50364 | 0.62639 | 0.57774 | 0.49477 | 0.59441 | 0.52082 | 0.46165 | 0.51046 | 0.64643 | 0.60751 | 0.58993 | 0.45982 | 0.61484 | 0.49192 | 0.6008 | 0.51668 | 0.53716 | 0.49882 | 0.5559 | 0.44243 | 0.43359 | 0.57592 | 0.51892 | 0.59059 | 0.51791 | 0.64296 | 0.60682 | 0.56366 | 0.45783 | 0.62844 | 0.61253 | 0.60259 | 0.55689 | 0.54025 | 0.59171 | 0.5458 | 0.55755 | 0.61167 | 0.51822 | 0.56898 | 0.6385 | 0.46766 | 0.58794 | 0.45402 | 0.64866 | 0.54698 | 0.58278 | 0.54184 | 0.61382 | 0.54541 | 0.43023 | 0.50251 | 0.56147 | 0.59489 | 0.43387 | 0.5917 | 0.57134 | 0.43643 | 0.54182 | 0.57458 | 0.43102 | 0.49317 | 0.62152 | 0.44117 | 0.63931 | 0.51261 | 0.64073 | 0.5663 | 0.43542 | 0.52395 | 0.60519 | 0.44612 | 0.60148 | 0.5102 | 0.43988 | 0.64618 | 0.64775 | 0.61115 | 0.43615 | 0.4301 | 0.61395 | 0.58189 | 0.51934 | 0.59367 | 0.56106 | 0.57177 | 0.62753 | 0.50098 | 0.55869 | 0.58753 | 0.4403 | 0.54907 | 0.56917 | 0.55974 | 0.63777 | 0.43475 | 0.55232 | 0.48842 | 0.53686 | 0.47611 | 0.48778 | 0.44345 | 0.4939 | 0.49122 | 0.51621 | 0.53992 | 0.55634 | 0.61408 | 0.50156 | 0.62594 | 0.57101 | 0.64429 | 0.49127 | 0.47764 | 0.57775 | 0.53364 | 0.61834 | 0.44854 | 0.6276 | 0.48025 | 0.55017 | 0.48185 | 0.51865 | 0.61033 | 0.44629 | 0.56052 | 0.45752 | 0.44828 | 0.52589 | 0.53133 | 0.54066 | 0.53965 | 0.50602 | 0.50889 | 0.54335 | 0.6346 | 0.62977 | 0.46513 | 0.61151 | 0.63191 | 0.519 | 0.47485 | 0.43013 | 0.49879 | 0.54909 | 0.64137 | 0.52603 | 0.59276 | 0.53443 | 0.5932 | 0.61122 | 0.62167 | 0.57565 | 0.44468 | 0.45133 | 0.47123 | 0.5807 | 0.47986 | 0.51055 | 0.45814 | 0.64464 | 0.49415 | 0.60385 | 0.53205 | 0.52373 | 0.56434 | 0.57311 | 0.58593 | 0.60068 | 0.63544 | 0.6274 | 0.63825 | 0.62133 | 0.47512 | 0.64122 | 0.45531 | 0.63282 | 0.54503 | 0.46302 | 0.55533 | 0.54276 | 0.6454 | 0.47373 | 0.58715 | 0.63265 | 0.47193 | 0.43191 | 0.64983 | 0.50629 | 0.54779 | 0.49968 | 0.56063 | 0.60292 | 0.55669 | 0.52809 | 0.53903 | 0.53312 | 0.44886 | 0.46422 | 0.627 | 0.64432 | 0.59723 | 0.53697 | 0.57315 | 0.57452 | 0.56238 | 0.48623 | 0.59619 | 0.50141 | 0.4416 | 0.47963 | 0.54258 | 0.58574 | 0.63381 | 0.57523 | 0.44521 | 0.46567 | 0.59587 | 0.64596 | 0.4939 | 0.48003 | 0.46447 | 0.46573 | 0.60665 | 0.5626 | 0.50153 | 0.5759 | 0.63023 | 0.51906 | 0.54118 | 0.60175 | 0.46689 | 0.4676 | 0.47955 | 0.59242 | 0.56572 | 0.57169 | 0.43299 | 0.53709 | 0.44859 | 0.59645 | 0.62229 | 0.61088 | 0.54323 | 0.60307 | 0.58283 | 0.489 | 0.50221 | 0.60711 | 0.45463 | 0.57002 | 0.54878 | 0.59231 | 0.53256 | 0.45277 | 0.49823 | 0.57092 | 0.63964 | 0.46868 | 0.46483 | 0.48342 | 0.49777 | 0.47827 | 0.60326 | 0.64025 | 0.46442 | 0.53593 | 0.54165 | 0.60188 | 0.45248 | 0.47396 | 0.56843 | 0.44455 | 0.63704 | 0.4478 | 0.48045 | 0.5288 | 0.63771 | 0.50348 | 0.49801 | 0.46763 | 0.64882 | 0.60066 | 0.56334 | 0.59276 | 0.61605 | 0.49459 | 0.53259 | 0.63726 | 0.47293 | 0.48407 | 0.50545 | 0.61194 | 0.64222 | 0.45489 | 0.64975 | 0.5545 | 0.62629 | 0.58363 | 0.44969 | 0.59783 | 0.54887 | 0.49693 | 0.54768 | 0.62802 | 0.47934 | 0.62507 | 0.44976 | 0.5547 | 0.49178 | 0.61345 | 0.47434 | 0.4375 | 0.50767 | 0.43026 | 0.45679 | 0.44594 | 0.46525 | 0.59343 | 0.48419 | 0.50141 | 0.56738 | 0.5356 | 0.5162 | 0.52783 | 0.44284 | 0.51845 | 0.43457 | 0.62882 | 0.45629 | 0.48907 | 0.5881 | 0.4401 | 0.51231 | 0.55367 | 0.45198 | 0.5022 | 0.58225 | 0.5656 | 0.58226 | 0.55203 | 0.52072 | 0.64653 | 0.46357 | 0.46416 | 0.51242 | 0.59843 | 0.50551 | 0.53499 | 0.46163 | 0.45468 | 0.61966 | 0.47742 | 0.58366 | 0.6007 | 0.46068 | 0.51193 | 0.47571 | 0.64583 | 0.57627 | 0.60973 | 0.57554 | 0.48602 | 0.57641 | 0.52898 | 0.53001 | 0.49183 | 0.43642 | 0.50926 | 0.51049 | 0.46366 | 0.4727 | 0.64209 | 0.64152 | 0.44133 | 0.59754 | 0.47947 | 0.49867 | 0.59214 | 0.46747 | 0.50383 | 0.48074 | 0.62761 | 0.57385 | 0.58323 | 0.51475 | 0.47983 | 0.64686 | 0.62496 | 0.62833 | 0.6039 | 0.55496 | 0.63186 | 0.53802 | 0.61906 | 0.59961 | 0.63401 | 0.51221 | 0.46912 | 0.46238 | 0.51768 | 0.64655 | 0.5356 | 0.58683 | 0.63206 | 0.63557 | 0.58346 | 0.62768 | 0.44306 | 0.50068 | 0.54641 | 0.43386 | 0.48583 | 0.51347 | 0.4437 | 0.64075 | 0.54071 | 0.43302 | 0.5482 | 0.59658 | 0.6194 | 0.5536 | 0.4354 | 0.44686 | 0.51329 | 0.56927 | 0.45218 | 0.46544 | 0.46605 | 0.54453 | 0.46879 | 0.55361 | 0.50564 | 0.50883 | 0.46709 | 0.4488 | 0.55809 | 0.54715 | 0.62535 | 0.64131 | 0.58599 | 0.52068 | 0.56131 | 0.63396 | 0.49614 | 0.43304 | 0.56798 | 0.54939 | 0.53969 | 0.54545 | 0.46959 | 0.57941 | 0.43732 | 0.63114 | 0.48933 | 0.53932 | 0.45591 | 0.57916 | 0.46896 | 0.52955 | 0.63055 | 0.62445 | 0.59234 | 0.43354 | 0.53096 | 0.59635 | 0.57471 | 0.62792 | 0.51551 | 0.49024 | 0.47055 | 0.64785 | 0.5733 | 0.53323 | 0.63818 | 0.52021 | 0.53899 | 0.43586 | 0.49541 | 0.60264 | 0.62443 | 0.43148 | 0.51748 | 0.43398 | 0.60533 | 0.52348 | 0.60357 | 0.58598 | 0.44429 | 0.56795 | 0.4619 | 0.54342 | 0.4956 | 0.57937 | 0.52986 | 0.55625 | 0.64191 | 0.64684 | 0.576 | 0.56024 | 0.47114 | 0.58131 | 0.43039 | 0.54324 | 0.55372 | 0.43222 | 0.49751 | 0.59985 | 0.48051 | 0.64908 | 0.53164 | 0.58357 | 0.56323 | 0.47387 | 0.56321 | 0.63378 | 0.59534 | 0.54344 | 0.62785 | 0.57688 | 0.59193 | 0.50914 | 0.52071 | 0.56786 | 0.62855 | 0.54224 | 0.50302 | 0.57034 | 0.61982 | 0.5936 | 0.5171 | 0.63967 | 0.63329 | 0.52576 | 0.54838 | 0.55445 | 0.45834 | 0.61245 | 0.57826 | 0.55293 | 0.49573 | 0.55115 | 0.45849 | 0.52771 | 0.48402 | 0.50739 | 0.47684 | 0.51981 | 0.43357 | 0.53647 | 0.43102 | 0.48229 | 0.58455 | 0.62742 | 0.61402 | 0.53248 | 0.53746 | 0.46187 | 0.48449 | 0.49227 | 0.56689 | 0.57991 | 0.5476 | 0.46874 | 0.62805 | 0.45116 | 0.46123 | 0.4654 | 0.58089 | 0.57333 | 0.60315 | 0.52339 | 0.5158 | 0.59462 | 0.52441 | 0.6014 | 0.62551 | 0.47657 | 0.52902 | 0.61785 | 0.44284 | 0.49955 | 0.44335 | 0.49663 | 0.60459 | 0.60699 | 0.48162 | 0.61639 | 0.49328 | 0.56537 | 0.56189 | 0.63755 | 0.48189 | 0.59228 | 0.58562 | 0.52119 | 0.54981 | 0.43465 | 0.55142 | 0.59825 | 0.62578 | 0.57448 | 0.64509 | 0.49118 | 0.45245 | 0.62445 | 0.58154 | 0.59387 | 0.61675 | 0.53342 | 0.47291 | 0.5552 | 0.55973 | 0.47472 | 0.62162 | 0.49849 | 0.43446 | 0.55724 | 0.60486 | 0.52966 | 0.59408 | 0.54747 | 0.52271 | 0.51594 | 0.53978 | 0.49645 | 0.54596 | 0.57434 | 0.5966 | 0.48253 | 0.62542 | 0.4786 | 0.58621 | 0.6463 | 0.62166 | 0.62052 | 0.55274 | 0.44588 | 0.51761 | 0.64765 | 0.51008 | 0.48893 | 0.45681 | 0.43826 | 0.47045 | 0.48254 | 0.61477 | 0.57049 | 0.64704 | 0.44684 | 0.47195 | 0.47234 | 0.60398 | 0.44006 | 0.63089 | 0.46667 | 0.56244 | 0.44555 | 0.53145 | 0.47093 | 0.5547 | 0.45885 | 0.59396 | 0.43903 | 0.59961 | 0.64035 | 0.55424 | 0.43009 | 0.46904 | 0.63232 | 0.55632 | 0.5863 | 0.64592 | 0.5287 | 0.62815 | 0.56425 | 0.5106 | 0.46826 | 0.58179 | 0.49105 | 0.54242 | 0.44306 | 0.45522 | 0.55401 | 0.63185 | 0.63867 | 0.58905 | 0.47974 | 0.59757 | 0.57789 | 0.45083 | 0.47185 | 0.58013 | 0.49253 | 0.62176 | 0.62558 | 0.60432 | 0.52629 | 0.62154 | 0.62263 | 0.59937 | 0.46475 | 0.50389 | 0.49595 | 0.47425 | 0.55978 | 0.5005 | 0.60012 | 0.578 | 0.62617 | 0.62983 | 0.54685 | 0.48744 | 0.53172 | 0.60007 | 0.57718 | 0.52456 | 0.43744 | 0.52151 | 0.44235 | 0.63191 | 0.64808 | 0.54621 | 0.52417 | 0.52521 | 0.43141 | 0.54485 | 0.48238 | 0.52354 | 0.58499 | 0.43058 | 0.48252 | 0.58177 | 0.44551 | 0.55903 | 0.54352 | 0.60862 | 0.47505 | 0.63369 | 0.47727 | 0.54628 | 0.52333 | 0.51823 | 0.48447 | 0.47964 | 0.55455 | 0.5605 | 0.51588 | 0.50616 | 0.53924 | 0.51187 | 0.58794 | 0.45624 | 0.56318 | 0.59012 | 0.50548 | 0.59188 | 0.59592 | 0.63629 | 0.64277 | 0.63892 | 0.58153 | 0.60066 | 0.61275 | 0.6253 | 0.45554 | 0.45451 | 0.48377 | 0.56209 | 0.50091 | 0.48638 | 0.61644 | 0.47591 | 0.49664 | 0.56575 | 0.46369 | 0.47903 | 0.56685 | 0.45918 | 0.62172 | 0.49175 | 0.45986 | 0.48801 | 0.62077 | 0.47266 | 0.46251 | 0.51901 | 0.49256 | 0.51768 | 0.4549 | 0.60675 | 0.45291 | 0.43319 | 0.43201 | 0.52747 | 0.43692 | 0.49815 | 0.63928 | 0.62307 | 0.5628 | 0.50728 | 0.50482 | 0.47339 | 0.60329 | 0.61475 | 0.5263 | 0.56604 | 0.60512 | 0.56914 | 0.48161 | 0.47562 | 0.44634 | 0.60172 | 0.53471 | 0.43396 | 0.61456 | 0.43484 | 0.55926 | 0.43868 | 0.51522 | 0.63806 | 0.58366 | 0.61897 | 0.47237 | 0.43447 | 0.54661 | 0.64396 | 0.44978 | 0.60696 | 0.5361 | 0.55949 | 0.50748 | 0.48166 | 0.45829 | 0.60745 | 0.52462 | 0.63953 | 0.61684 | 0.50635 | 0.45769 | 0.50425 | 0.46259 | 0.50528 | 0.53552 | 0.51597 | 0.63597 | 0.44223 | 0.54806 | 0.55848 | 0.47855 | 0.6241 | 0.49952 | 0.63624 | 0.52191 | 0.54816 | 0.54991 | 0.48091 | 0.63734 | 0.52372 | 0.60824 | 0.49937 | 0.44218 | 0.47541 | 0.47155 | 0.43203 | 0.54238 | 0.56967 | 0.4817 | 0.60764 | 0.54544 | 0.52453 | 0.48775 | 0.56899 | 0.48035 | 0.46655 | 0.50805 | 0.47537 | 0.61467 | 0.5419 | 0.58377 | 0.60054 | 0.47903 | 0.62739 | 0.51211 | 0.56457 | 0.44707 | 0.56094 | 0.47816 | 0.46626 | 0.55746 | 0.52814 | 0.49872 | 0.44644 | 0.60386 | 0.44029 | 0.4308 | 0.58668 | 0.60551 | 0.49754 | 0.61793 | 0.46931 | 0.50118 | 0.64015 | 0.59729 | 0.47167 | 0.64129 | 0.55534 | 0.61053 | 0.60229 | 0.48627 | 0.56783 | 0.44235 | 0.6038 | 0.43539 | 0.52326 | 0.45984 | 0.56278 | 0.53059 | 0.52169 | 0.52476 | 0.51024 | 0.62217 | 0.54774 | 0.62901 | 0.48621 | 0.45863 | 0.55451 | 0.5304 | 0.5042 | 0.45116 | 0.51421 | 0.52449 | 0.53702 | 0.58826 | 0.55277 | 0.48762 | 0.64262 | 0.54666 | 0.50866 | 0.44243 | 0.44351 | 0.61213 | 0.64445 | 0.6354 | 0.50279 | 0.50902 | 0.47156 | 0.53944 | 0.48184 | 0.46967 | 0.49793 | 0.62437 | 0.47873 | 0.63952 | 0.64938 | 0.59759 | 0.64353 | 0.43495 | 0.43274 | 0.54312 | 0.48051 | 0.51524 | 0.54507 | 0.4322 | 0.43218 | 0.61607 | 0.52519 | 0.61736 | 0.55272 | 0.53287 | 0.51863 | 0.49904 | 0.45821 | 0.59514 | 0.54253 | 0.61433 | 0.53283 | 0.49386 | 0.48889 | 0.48788 | 0.56699 | 0.51925 | 0.58675 | 0.64807 | 0.46517 | 0.64484 | 0.5443 | 0.52675 | 0.53942 | 0.49786 | 0.44752 | 0.47852 | 0.54623 | 0.50754 | 0.49933 | 0.56924 | 0.52846 | 0.54775 | 0.52128 | 0.63311 | 0.50907 | 0.43862 | 0.64903 | 0.58912 | 0.5305 | 0.59782 | 0.62472 | 0.52735 | 0.5253 | 0.60303 | 0.55676 | 0.51139 | 0.5893 | 0.48294 | 0.5708 | 0.45561 | 0.50383 | 0.50561 | 0.44287 | 0.63347 | 0.63181 | 0.44224 | 0.6017 | 0.48815 | 0.61655 | 0.58633 | 0.50376 | 0.51974 | 0.60765 | 0.62895 | 0.49428 | 0.54697 | 0.4914 | 0.58598 | 0.60371 | 0.53245 | 0.52781 | 0.62846 | 0.58055 | 0.6214 | 0.62387 | 0.52045 | 0.57602 | 0.53345 | 0.48665 | 0.58824 | 0.4696 | 0.48794 | 0.52962 | 0.6406 | 0.55859 | 0.56626 | 0.56151 | 0.54383 | 0.64372 | 0.50251 | 0.49604 | 0.55595 | 0.45641 | 0.44984 | 0.59919 | 0.47679 | 0.49176 | 0.52961 | 0.57645 | 0.57398 | 0.51989 | 0.5324 | 0.57836 | 0.56835 | 0.59533 | 0.45671 | 0.51377 | 0.486 | 0.5592 | 0.43791 | 0.53948 | 0.49083 | 0.44346 | 0.50881 | 0.52663 | 0.59284 | 0.46647 | 0.56558 | 0.59449 | 0.63644 | 0.51078 | 0.4579 | 0.54502 | 0.53372 | 0.53704 | 0.64367 | 0.5509 | 0.46817 | 0.61125 | 0.45002 | 0.58067 | 0.45381 | 0.54647 | 0.55672 | 0.56276 | 0.59477 | 0.60075 | 0.5694 | 0.44941 | 0.56399 | 0.51677 | 0.54449 | 0.49779 | 0.51428 | 0.50972 | 0.55953 | 0.45556 | 0.48279 | 0.58283 | 0.61235 | 0.56704 | 0.63488 | 0.49762 | 0.43799 | 0.50392 | 0.58533 | 0.52606 | 0.59068 | 0.47837 | 0.56818 | 0.47054 | 0.56603 | 0.4873 | 0.43953 | 0.61927 | 0.50113 | 0.59025 | 0.53207 | 0.58201 | 0.55191 | 0.56453 | 0.5004 | 0.45748 | 0.63502 | 0.51699 | 0.58362 | 0.64911 | 0.43206 | 0.58978 | 0.50938 | 0.51029 | 0.57421 | 0.52352 | 0.52692 | 0.64477 | 0.57098 | 0.61348 | 0.61309 | 0.46368 | 0.53923 | 0.58003 | 0.54313 | 0.51266 | 0.51569 | 0.49578 | 0.57748 | 0.45684 | 0.44608 | 0.54483 | 0.51682 | 0.4345 | 0.62346 | 0.4316 | 0.44704 | 0.60379 | 0.57466 | 0.53011 | 0.48084 | 0.50315 | 0.56853 | 0.46101 | 0.52522 | 0.54818 | 0.56658 | 0.6453 | 0.53747 | 0.46384 | 0.64104 | 0.56985 | 0.56011 | 0.55036 | 0.51768 | 0.64326 | 0.5953 | 0.50361 | 0.45098 | 0.53971 | 0.63668 | 0.6087 | 0.47708 | 0.61952 | 0.54527 | 0.57331 | 0.4524 | 0.50895 | 0.50669 | 0.60759 | 0.50055 | 0.48382 | 0.45485 | 0.61205 | 0.62694 | 0.62806 | 0.55675 | 0.50082 | 0.58447 | 0.6281 | 0.54674 | 0.49824 | 0.58332 | 0.63731 | 0.5067 | 0.45959 | 0.56397 | 0.45584 | 0.51093 | 0.63132 | 0.57965 | 0.47976 | 0.49399 | 0.61202 | 0.61467 | 0.57645 | 0.46065 | 0.53617 | 0.44098 | 0.49696 | 0.62391 | 0.45258 | 0.59979 | 0.55992 | 0.49549 | 0.52287 | 0.44512 | 0.54852 | 0.5295 | 0.53295 | 0.62912 | 0.533 | 0.49066 | 0.45941 | 0.44962 | 0.45477 | 0.43404 | 0.43502 | 0.61139 | 0.46068 | 0.58162 | 0.46302 | 0.56865 | 0.48777 | 0.61107 | 0.50078 | 0.53093 | 0.46461 | 0.58875 | 0.53316 | 0.63115 | 0.61182 | 0.56606 | 0.55642 | 0.6239 | 0.54677 | 0.63752 | 0.45438 | 0.46558 | 0.52485 | 0.4649 | 0.57046 | 0.50793 | 0.62401 | 0.58346 | 0.48002 | 0.64579 | 0.46797 | 0.48798 | 0.56373 | 0.55326 | 0.61413 | 0.57355 | 0.52812 | 0.48829 | 0.60394 | 0.47028 | 0.53638 | 0.43537 | 0.53833 | 0.49117 | 0.5338 | 0.43621 | 0.46742 | 0.61879 | 0.55407 | 0.62541 | 0.63453 | 0.51991 | 0.632 | 0.49403 | 0.48854 | 0.58248 | 0.5774 | 0.54325 | 0.45489 | 0.44775 | 0.49253 | 0.44512 | 0.59443 | 0.52403 | 0.49605 | 0.51792 | 0.59387 | 0.63997 | 0.57934 | 0.52771 | 0.44216 | 0.43352 | 0.55856 | 0.55915 | 0.54246 | 0.59644 | 0.64353 | 0.63446 | 0.62788 | 0.47322 | 0.59723 | 0.44953 | 0.44929 | 0.48949 | 0.64513 | 0.55141 | 0.4854 | 0.64909 | 0.60055 | 0.57864 | 0.47248 | 0.60171 | 0.52068 | 0.63309 | 0.52265 | 0.54828 | 0.56813 | 0.57306 | 0.52759 | 0.53776 | 0.62698 | 0.61403 | 0.61613 | 0.54144 | 0.45865 | 0.48312 | 0.60978 | 0.59811 | 0.62934 | 0.52959 | 0.59391 | 0.62704 | 0.56467 | 0.48511 | 0.52895 | 0.50268 | 0.63532 | 0.49828 | 0.55685 | 0.44709 | 0.57793 | 0.45417 | 0.54423 | 0.47868 | 0.57776 | 0.61766 | 0.4883 | 0.63132 | 0.57009 | 0.62433 | 0.45601 | 0.58809 | 0.47245 | 0.49382 | 0.59499 | 0.56426 | 0.49436 | 0.52167 | 0.47926 | 0.60629 | 0.62962 | 0.60312 | 0.61146 | 0.57347 | 0.47494 | 0.53941 | 0.49019 | 0.56885 | 0.62277 | 0.47547 | 0.48629 | 0.60569 | 0.53854 | 0.49646 | 0.62858 | 0.64268 | 0.46577 | 0.56853 | 0.55592 | 0.43131 | 0.64764 | 0.60769 | 0.50896 | 0.59281 | 0.64781 | 0.52715 | 0.57906 | 0.55624 | 0.51196 | 0.56922 | 0.55977 | 0.59603 | 0.60863 | 0.53689 | 0.62355 | 0.50818 | 0.54264 | 0.55047 | 0.53485 | 0.57818 | 0.56927 | 0.47051 | 0.50191 | 0.57665 | 0.64074 | 0.61859 | 0.53177 | 0.58939 | 0.54624 | 0.44223 | 0.59983 | 0.58222 | 0.44776 | 0.59521 | 0.43239 | 0.437 | 0.51038 | 0.60716 | 0.59137 | 0.64693 | 0.62896 | 0.53851 | 0.50213 | 0.53175 | 0.54812 | 0.53019 | 0.54745 | 0.60555 | 0.48712 | 0.61171 | 0.51779 | 0.5373 | 0.43199 | 0.52339 | 0.44932 | 0.51617 | 0.4929 | 0.52312 | 0.55752 | 0.49218 | 0.5086 | 0.61678 | 0.56281 | 0.43367 | 0.57952 | 0.45536 | 0.62882 | 0.58332 | 0.56358 | 0.52774 | 0.63661 | 0.55006 | 0.59404 | 0.43803 | 0.45428 | 0.53279 | 0.43558 | 0.60689 | 0.61049 | 0.63292 | 0.49215 | 0.43023 | 0.5831 | 0.44183 | 0.53831 | 0.59769 | 0.59934 | 0.49083 | 0.54734 | 0.54759 | 0.47736 | 0.53689 | 0.53079 | 0.4735 | 0.51303 | 0.63372 | 0.461 | 0.57091 | 0.4867 | 0.60582 | 0.55244 | 0.61464 | 0.63897 | 0.49941 | 0.62432 | 0.55703 | 0.55389 | 0.5463 | 0.55138 | 0.44133 | 0.55225 | 0.61712 | 0.5896 | 0.49879 | 0.62361 | 0.59601 | 0.54373 | 0.60154 | 0.50146 | 0.57309 | 0.45743 | 0.60045 | 0.49749 | 0.55887 | 0.6155 | 0.53167 | 0.52426 | 0.57853 | 0.47125 | 0.45059 | 0.64832 | 0.55337 | 0.61144 | 0.45247 | 0.58917 | 0.43131 | 0.51637 | 0.58536 | 0.52711 | 0.58549 | 0.58194 | 0.53273 | 0.61664 | 0.6322 | 0.52092 | 0.59286 | 0.43303 | 0.63032 | 0.5891 | 0.49057 | 0.51509 | 0.48784 | 0.47405 | 0.55326 | 0.55736 | 0.58144 | 0.55647 | 0.46706 | 0.48968 | 0.5809 | 0.57923 | 0.54911 | 0.52852 | 0.43869 | 0.59164 | 0.63711 | 0.47775 | 0.64819 | 0.62585 | 0.54343 | 0.51392 | 0.53886 | 0.5007 | 0.52284 | 0.57985 | 0.49099 | 0.62215 | 0.43719 | 0.4686 | 0.60009 | 0.4914 | 0.61652 | 0.46934 | 0.54816 | 0.44967 | 0.48807 | 0.47273 | 0.4636 | 0.54205 | 0.47994 | 0.5635 | 0.50559 | 0.56898 | 0.52385 | 0.48116 | 0.46164 | 0.60041 | 0.48641 | 0.62106 | 0.58504 | 0.43323 | 0.50026 | 0.56971 | 0.5092 | 0.51079 | 0.51359 | 0.59199 | 0.48833 | 0.54375 | 0.63313 | 0.64374 | 0.53924 | 0.63033 | 0.47512 | 0.45849 | 0.59303 | 0.45071 | 0.47453 | 0.64878 | 0.54912 | 0.61847 | 0.6117 | 0.52096 | 0.59458 | 0.54872 | 0.6392 | 0.61941 | 0.61142 | 0.49486 | 0.50123 | 0.50436 | 0.4353 | 0.61528 | 0.49137 | 0.48911 | 0.63469 | 0.43309 | 0.57064 | 0.564 | 0.48366 | 0.57391 | 0.55049 | 0.5147 | 0.45645 | 0.63257 | 0.52458 | 0.45656 | 0.4567 | 0.55337 | 0.59496 | 0.52577 | 0.60312 | 0.46859 | 0.59258 | 0.48674 | 0.43703 | 0.43414 | 0.44965 | 0.64678 | 0.49033 | 0.53454 | 0.60859 | 0.57552 | 0.5288 | 0.53404 | 0.50755 | 0.46279 | 0.52565 | 0.53854 | 0.52684 | 0.4371 | 0.57691 | 0.64909 | 0.61936 | 0.48668 | 0.49883 | 0.52854 | 0.46417 | 0.56079 | 0.47091 | 0.52797 | 0.58292 | 0.49889 | 0.61366 | 0.64178 | 0.64903 | 0.59214 | 0.54359 | 0.47347 | 0.48872 | 0.49071 | 0.57068 | 0.48662 | 0.57985 | 0.52242 | 0.62905 | 0.64991 | 0.5489 | 0.48997 | 0.43229 | 0.60268 | 0.58243 | 0.52554 | 0.45162 | 0.51789 | 0.45925 | 0.44024 | 0.64483 | 0.51636 | 0.43018 | 0.59029 | 0.4848 | 0.61632 | 0.63584 | 0.60233 | 0.46762 | 0.57416 | 0.52654 | 0.60011 | 0.54445 | 0.46501 | 0.55102 | 0.63406 | 0.59066 | 0.43959 | 0.45203 | 0.57422 | 0.62366 | 0.48602 | 0.50522 | 0.61424 | 0.58654 | 0.5091 | 0.61493 | 0.55994 | 0.51831 | 0.64951 | 0.59509 | 0.54361 | 0.58543 | 0.56195 | 0.63556 | 0.56202 | 0.58704 | 0.64718 | 0.61377 | 0.57603 | 0.43328 | 0.63838 | 0.58536 | 0.45144 | 0.64662 | 0.51786 | 0.56303 | 0.51642 | 0.4641 | 0.51667 | 0.52495 | 0.43481 | 0.48782 | 0.51386 | 0.50462 | 0.49847 | 0.6072 | 0.52296 | 0.60891 | 0.48334 | 0.63928 | 0.6119 | 0.43956 | 0.59672 | 0.62477 | 0.50425 | 0.52999 | 0.56656 | 0.47426 | 0.46841 | 0.43532 | 0.62261 | 0.59926 | 0.52284 | 0.61307 | 0.63871 | 0.59049 | 0.60989 | 0.62232 | 0.64685 | 0.4422 | 0.61655 | 0.51094 | 0.46746 | 0.58626 | 0.63483 | 0.63597 | 0.53057 | 0.55169 | 0.49838 | 0.5541 | 0.437 | 0.50862 | 0.54841 | 0.54099 | 0.4618 | 0.51395 | 0.64723 | 0.55213 | 0.53283 | 0.48656 | 0.53746 | 0.56129 | 0.49555 | 0.47515 | 0.49055 | 0.44349 | 0.60394 | 0.63235 | 0.52687 | 0.55722 | 0.49385 | 0.59117 | 0.55239 | 0.64048 | 0.61269 | 0.46596 | 0.48415 | 0.61414 | 0.54024 | 0.51848 | 0.62725 | 0.457 | 0.60415 | 0.46348 | 0.46946 | 0.61644 | 0.53017 | 0.57833 | 0.61222 | 0.63828 | 0.50377 | 0.51538 | 0.43865 | 0.51205 | 0.57847 | 0.4959 | 0.55178 | 0.53319 | 0.61453 | 0.45019 | 0.52158 | 0.51836 | 0.60498 | 0.53608 | 0.55275 | 0.6367 | 0.48874 | 0.56261 | 0.49892 | 0.49757 | 0.54966 | 0.54503 | 0.52865 | 0.55568 | 0.61829 | 0.5261 | 0.5988 | 0.59055 | 0.59466 | 0.62419 | 0.52899 | 0.53627 | 0.58669 | 0.52799 | 0.55665 | 0.46586 | 0.44951 | 0.64818 | 0.49556 | 0.63471 | 0.59956 | 0.4935 | 0.46387 | 0.54242 | 0.64081 | 0.51941 | 0.51999 | 0.57628 | 0.48814 | 0.60255 | 0.5337 | 0.58186 | 0.56074 | 0.51114 | 0.57692 | 0.48384 | 0.59347 | 0.48899 | 0.63355 | 0.61352 | 0.61924 | 0.56054 | 0.5306 | 0.60626 | 0.61941 | 0.61245 | 0.58624 | 0.59104 | 0.60098 | 0.49191 | 0.619 | 0.45166 | 0.52414 | 0.46844 | 0.5439 | 0.63693 | 0.60858 | 0.52617 | 0.44311 | 0.53134 | 0.46172 | 0.50117 | 0.47207 | 0.49316 | 0.4898 | 0.44838 | 0.54741 | 0.5271 | 0.6421 | 0.6356 | 0.47527 | 0.48528 | 0.55772 | 0.49424 | 0.58395 | 0.5957 | 0.52783 | 0.4491 | 0.58655 | 0.47629 | 0.49557 | 0.47676 | 0.5165 | 0.51322 | 0.54761 | 0.63839 | 0.57605 | 0.6036 | 0.53842 | 0.59251 | 0.60223 | 0.49706 | 0.43931 | 0.54664 | 0.49725 | 0.64789 | 0.56974 | 0.47107 | 0.59094 | 0.43566 | 0.57016 | 0.57824 | 0.44137 | 0.57625 | 0.6443 | 0.63324 | 0.60273 | 0.51074 | 0.58629 | 0.58065 | 0.43043 | 0.62423 | 0.5411 | 0.50027 | 0.591 | 0.58007 | 0.43901 | 0.59267 | 0.47912 | 0.48586 | 0.57806 | 0.64806 | 0.5031 | 0.52593 | 0.61365 | 0.54137 | 0.53865 | 0.60417 | 0.49297 | 0.51865 | 0.54645 | 0.59389 | 0.62297 | 0.44614 | 0.62318 | 0.4703 | 0.62958 | 0.57075 | 0.64186 | 0.47643 | 0.48414 | 0.53929 | 0.52011 | 0.44941 | 0.57563 | 0.50124 | 0.55897 | 0.53235 | 0.52044 | 0.55582 | 0.44805 | 0.46421 | 0.57956 | 0.51571 | 0.52104 | 0.44785 | 0.49032 | 0.48022 | 0.45726 | 0.62443 | 0.44733 | 0.55886 | 0.43616 | 0.46289 | 0.47372 | 0.63701 | 0.55229 | 0.60593 | 0.55384 | 0.50569 | 0.47596 | 0.58161 | 0.50826 | 0.5208 | 0.64263 | 0.48049 | 0.53097 | 0.62718 | 0.60055 | 0.55515 | 0.49794 | 0.59051 | 0.47612 | 0.44276 | 0.61447 | 0.47768 | 0.43483 | 0.51369 | 0.57497 | 0.50096 | 0.48244 | 0.48365 | 0.62997 | 0.64496 | 0.60637 | 0.49471 | 0.44935 | 0.48079 | 0.44026 | 0.51202 | 0.45886 | 0.53784 | 0.45238 | 0.49599 | 0.52467 | 0.64381 | 0.53588 | 0.53274 | 0.50419 | 0.47053 | 0.54461 | 0.52939 | 0.53732 | 0.52527 | 0.43491 | 0.55155 | 0.60554 | 0.49273 | 0.50284 | 0.56074 | 0.43658 | 0.5824 | 0.62594 | 0.5849 | 0.51414 | 0.52579 | 0.55892 | 0.62825 | 0.62638 | 0.45789 | 0.56154 | 0.54942 | 0.43463 | 0.64002 | 0.51982 | 0.46532 | 0.56622 | 0.48349 | 0.62088 | 0.48429 | 0.49146 | 0.64778 | 0.57755 | 0.45262 | 0.44623 | 0.57409 | 0.59683 | 0.54516 | 0.47336 | 0.53453 | 0.5048 | 0.56615 | 0.59079 | 0.48946 | 0.47441 | 0.43914 | 0.56791 | 0.45809 | 0.6011 | 0.64972 | 0.55416 | 0.56825 | 0.64409 | 0.45577 | 0.44457 | 0.54053 | 0.44286 | 0.62947 | 0.54916 | 0.44394 | 0.52712 | 0.60954 | 0.59788 | 0.64622 | 0.46183 | 0.55144 | 0.49446 | 0.55915 | 0.62689 | 0.45017 | 0.44223 | 0.61749 | 0.63175 | 0.53019 | 0.50776 | 0.45547 | 0.43443 | 0.52818 | 0.55029 | 0.50278 | 0.49788 | 0.63838 | 0.4441 | 0.52065 | 0.5574 | 0.43348 | 0.49919 | 0.43933 | 0.58785 | 0.61499 | 0.60794 | 0.5068 | 0.60658 | 0.49377 | 0.50362 | 0.47221 | 0.49571 | 0.49606 | 0.5567 | 0.47279 | 0.43199 | 0.46999 | 0.61601 | 0.64686 | 0.62446 | 0.57449 | 0.48887 | 0.5104 | 0.60065 | 0.61558 | 0.63411 | 0.54344 | 0.63117 | 0.57364 | 0.45805 | 0.48092 | 0.64497 | 0.45508 | 0.50125 | 0.47335 | 0.58366 | 0.62801 | 0.5782 | 0.60775 | 0.6205 | 0.54859 | 0.55872 | 0.48406 | 0.43125 | 0.45653 | 0.43252 | 0.56348 | 0.43511 | 0.5989 | 0.49524 | 0.6477 | 0.58409 | 0.62229 | 0.5216 | 0.60479 | 0.59017 | 0.52804 | 0.58976 | 0.59143 | 0.62082 | 0.63185 | 0.54605 | 0.49449 | 0.52415 | 0.63592 | 0.62649 | 0.5285 | 0.49776 | 0.61445 | 0.43815 | 0.54501 | 0.555 | 0.46263 | 0.44593 | 0.51835 | 0.64985 | 0.51677 | 0.50399 | 0.49042 | 0.62292 | 0.50408 | 0.46127 | 0.63528 | 0.44722 | 0.4317 | 0.58764 | 0.59904 | 0.58707 | 0.48429 | 0.4999 | 0.48604 | 0.58222 | 0.59523 | 0.63609 | 0.46362 | 0.46727 | 0.43036 | 0.5368 | 0.55748 | 0.59407 | 0.46719 | 0.64415 | 0.53613 | 0.5062 | 0.61205 | 0.6428 | 0.58701 | 0.63772 | 0.48947 | 0.5919 | 0.58631 | 0.4913 | 0.51359 | 0.59518 | 0.63901 | 0.45162 | 0.43276 | 0.44426 | 0.49279 | 0.48337 | 0.59719 | 0.59689 | 0.45316 | 0.57936 | 0.47065 | 0.46923 | 0.63719 | 0.46805 | 0.61179 | 0.53863 | 0.56913 | 0.60082 | 0.54845 | 0.57917 | 0.43503 | 0.47246 | 0.57706 | 0.46128 | 0.53684 | 0.45835 | 0.59895 | 0.59976 | 0.46467 | 0.43582 | 0.5185 | 0.47208 | 0.49405 | 0.44278 | 0.45207 | 0.53902 | 0.55554 | 0.49617 | 0.60182 | 0.4643 | 0.5293 | 0.45351 | 0.48921 | 0.54852 | 0.62366 | 0.51487 | 0.63372 | 0.49445 | 0.54405 | 0.46673 | 0.43566 | 0.51819 | 0.63414 | 0.60249 | 0.51702 | 0.58936 | 0.64398 | 0.62697 | 0.54054 | 0.5874 | 0.52037 | 0.4926 | 0.46603 | 0.52859 | 0.4961 | 0.58787 | 0.4325 | 0.56337 | 0.46256 | 0.64657 | 0.60792 | 0.57339 | 0.46823 | 0.6202 | 0.55869 | 0.57556 | 0.58366 | 0.45132 | 0.61487 | 0.45346 | 0.61404 | 0.56653 | 0.58832 | 0.62864 | 0.62458 | 0.4741 | 0.55281 | 0.48251 | 0.49345 | 0.47696 | 0.60845 | 0.563 | 0.61668 | 0.49077 | 0.6235 | 0.47102 | 0.60161 | 0.45256 | 0.45483 | 0.54377 | 0.6199 | 0.4749 | 0.56468 | 0.579 | 0.59249 | 0.45984 | 0.54687 | 0.48295 | 0.50363 | 0.54646 | 0.46053 | 0.49311 | 0.55405 | 0.60866 | 0.45833 | 0.51919 | 0.5554 | 0.63643 | 0.58654 | 0.46592 | 0.58829 | 0.51038 | 0.63881 | 0.63349 | 0.56198 | 0.56209 | 0.62836 | 0.59992 | 0.43842 | 0.64529 | 0.47874 | 0.5998 | 0.5033 | 0.51199 | 0.6273 | 0.60636 | 0.44931 | 0.43061 | 0.57617 | 0.62738 | 0.56338 | 0.56643 | 0.63799 | 0.53479 | 0.54216 | 0.45752 | 0.53331 | 0.54581 | 0.62517 | 0.53263 | 0.64363 | 0.49782 | 0.51439 | 0.61337 | 0.48217 | 0.62723 | 0.49539 | 0.55318 | 0.54901 | 0.63126 | 0.49575 | 0.59646 | 0.58402 | 0.51996 | 0.51988 | 0.63162 | 0.52236 | 0.44184 | 0.5046 | 0.51574 | 0.56554 | 0.59373 | 0.61217 | 0.49234 | 0.48576 | 0.50578 | 0.6315 | 0.51173 | 0.57824 | 0.43495 | 0.56755 | 0.47308 | 0.54472 | 0.43498 | 0.49904 | 0.50566 | 0.63952 | 0.60521 | 0.48883 | 0.6067 | 0.61306 | 0.55902 | 0.57223 | 0.62429 | 0.44687 | 0.51711 | 0.55715 | 0.51929 | 0.46079 | 0.43082 | 0.62577 | 0.49341 | 0.49043 | 0.48475 | 0.50058 | 0.49884 | 0.5349 | 0.59781 | 0.64775 | 0.51757 | 0.61355 | 0.45189 | 0.62151 | 0.55755 | 0.62432 | 0.50288 | 0.58945 | 0.56658 | 0.50389 | 0.53236 | 0.60812 | 0.64225 | 0.4471 | 0.4815 | 0.61272 | 0.4306 | 0.43213 | 0.48047 | 0.48717 | 0.54659 | 0.43957 | 0.48431 | 0.64677 | 0.57734 | 0.52444 | 0.48628 | 0.47108 | 0.53981 | 0.57174 | 0.45722 | 0.63115 | 0.44018 | 0.59359 | 0.56304 | 0.62901 | 0.54117 | 0.53668 | 0.51366 | 0.54077 | 0.63498 | 0.44895 | 0.61887 | 0.45649 | 0.45432 | 0.62417 | 0.44887 | 0.51256 | 0.55303 | 0.45934 | 0.49152 | 0.63626 | 0.43432 | 0.44453 | 0.46896 | 0.50894 | 0.48271 | 0.51038 | 0.442 | 0.48808 | 0.49809 | 0.46916 | 0.5934 | 0.46014 | 0.49673 | 0.55932 | 0.64997 | 0.537 | 0.60944 | 0.63474 | 0.45065 | 0.50336 | 0.54819 | 0.59348 | 0.46551 | 0.56815 | 0.51642 | 0.47752 | 0.47133 | 0.46983 | 0.44632 | 0.44926 | 0.56685 | 0.59036 | 0.55885 | 0.47261 | 0.44781 | 0.63572 | 0.47325 | 0.50416 | 0.57587 | 0.48687 | 0.47368 | 0.62643 | 0.64222 | 0.54882 | 0.55092 | 0.47993 | 0.54592 | 0.4823 | 0.63839 | 0.44271 | 0.63737 | 0.50559 | 0.64268 | 0.6303 | 0.64376 | 0.61271 | 0.44663 | 0.5391 | 0.43323 | 0.58019 | 0.4878 | 0.48602 | 0.58033 | 0.43009 | 0.61523 | 0.58646 | 0.46753 | 0.58796 | 0.64984 | 0.44927 | 0.5206 | 0.4498 | 0.5491 | 0.45843 | 0.57035 | 0.63749 | 0.50188 | 0.55361 | 0.6495 | 0.62403 | 0.5012 | 0.6136 | 0.60815 | 0.55028 | 0.48571 | 0.62772 | 0.4663 | 0.43222 | 0.5994 | 0.55632 | 0.56527 | 0.48444 | 0.559 | 0.58875 | 0.52749 | 0.48973 | 0.60764 | 0.57722 | 0.4805 | 0.5118 | 0.44344 | 0.45371 | 0.62157 | 0.63304 | 0.57991 | 0.58089 | 0.43884 | 0.61317 | 0.48175 | 0.43924 | 0.44932 | 0.53227 | 0.48767 | 0.49167 | 0.51841 | 0.50975 | 0.61247 | 0.45806 | 0.45541 | 0.54404 | 0.45667 | 0.58968 | 0.62157 | 0.5421 | 0.60569 | 0.49934 | 0.48278 | 0.53704 | 0.60771 | 0.64023 | 0.55661 | 0.4735 | 0.64079 | 0.63932 | 0.43782 | 0.50537 | 0.51001 | 0.50998 | 0.57787 | 0.55139 | 0.63684 | 0.43076 | 0.44819 | 0.61093 | 0.46223 | 0.49503 | 0.60123 | 0.57363 | 0.56362 | 0.5565 | 0.59518 | 0.487 | 0.53076 | 0.54358 | 0.45361 | 0.47182 | 0.55786 | 0.64503 | 0.5226 | 0.64541 | 0.50536 | 0.43432 | 0.61377 | 0.64449 | 0.58378 | 0.52844 | 0.44681 | 0.60757 | 0.4844 | 0.45482 | 0.58499 | 0.50801 | 0.50691 | 0.62598 | 0.5824 | 0.51815 | 0.46183 | 0.46443 | 0.48032 | 0.44679 | 0.53903 | 0.57363 | 0.53371 | 0.47164 | 0.56159 | 0.57437 | 0.57773 | 0.64852 | 0.44226 | 0.52629 | 0.48983 | 0.55049 | 0.55336 | 0.51849 | 0.45371 | 0.53013 | 0.58438 | 0.63998 | 0.50732 | 0.58435 | 0.63049 | 0.61977 | 0.6271 | 0.61672 | 0.62624 | 0.60773 | 0.50572 | 0.60643 | 0.47676 | 0.49942 | 0.48571 | 0.63723 | 0.61267 | 0.48045 | 0.43623 | 0.6218 | 0.47696 | 0.46925 | 0.51488 | 0.60557 | 0.5834 | 0.5515 | 0.59361 | 0.43262 | 0.6145 | 0.53033 | 0.55904 | 0.50084 | 0.56051 | 0.48935 | 0.64358 | 0.5031 | 0.5033 | 0.53641 | 0.55633 | 0.60176 | 0.5233 | 0.45708 | 0.54163 | 0.588 | 0.49847 | 0.59647 | 0.57248 | 0.4389 | 0.64535 | 0.63353 | 0.47724 | 0.50028 | 0.53357 | 0.64906 | 0.44669 | 0.58033 | 0.61787
Susceptible ventilation rate qs | q_sus | normal | 0.00012133 | 1.2133e-05 | m3/s | Ventilation rates from Adams (1993) | q_sus | 0.00012337 | 0.00011993 | 0.00012154 | 0.0001308 | 0.00012172 | 0.00012659 | 0.00010336 | 0.00010475 | 0.00011123 | 0.0001308 | 0.00013119 | 0.00013753 | 0.00012894 | 0.0001196 | 0.00012126 | 0.00012277 | 0.00010327 | 0.00011899 | 0.00013358 | 0.00011407 | 0.00013542 | 0.0001286 | 0.00012923 | 0.00012732 | 0.00011863 | 8.6374e-05 | 0.00011274 | 0.00011389 | 9.5591e-05 | 0.00014314 | 0.00011025 | 0.00011489 | 0.0001126 | 0.00012058 | 0.00011612 | 0.00011844 | 0.00011606 | 0.00010983 | 0.00013387 | 0.00011191 | 0.00012668 | 0.00010948 | 0.00012146 | 0.00011826 | 0.00012859 | 9.3732e-05 | 0.00013351 | 0.00013771 | 0.00014156 | 0.00010991 | 0.00011272 | 0.00012824 | 0.00013065 | 0.00013698 | 0.00013497 | 0.00014269 | 0.00012344 | 0.00012389 | 0.00011497 | 0.00010392 | 0.00011912 | 0.00014811 | 0.00011438 | 0.00012252 | 0.00012635 | 0.00013178 | 0.0001447 | 9.3339e-05 | 0.00011158 | 0.00013435 | 0.00013998 | 0.0001274 | 0.00010741 | 0.00011901 | 0.0001321 | 0.00012206 | 0.00012638 | 0.00011536 | 0.00013053 | 0.00012326 | 0.00014467 | 0.00012254 | 0.00014838 | 0.00012033 | 0.0001214 | 0.00012723 | 9.8646e-05 | 0.00012499 | 0.00013657 | 0.00012948 | 0.00013689 | 0.0001154 | 0.00012927 | 0.000123 | 0.00012027 | 0.00010415 | 0.00010004 | 0.00011952 | 0.00012502 | 0.00012285 | 0.00011908 | 0.00011946 | 0.00011947 | 0.00012202 | 0.00012625 | 0.00013028 | 0.00011417 | 0.00012311 | 0.00011981 | 0.00010725 | 9.4629e-05 | 0.00013883 | 0.00013292 | 0.00014557 | 0.00012762 | 0.00010947 | 0.00011769 | 0.00011158 | 0.00014444 | 0.00010467 | 0.0001151 | 0.00012794 | 0.00012199 | 0.00012082 | 0.00011567 | 0.00011109 | 0.00011762 | 0.00010181 | 0.00012143 | 0.00011619 | 0.000121 | 0.00011369 | 0.00010344 | 0.00013045 | 0.00013815 | 0.00012412 | 0.00010609 | 0.00010333 | 0.00012314 | 0.00013094 | 0.00010149 | 0.00011293 | 0.00012967 | 0.00011418 | 0.00011773 | 9.7791e-05 | 0.00011789 | 8.9914e-05 | 0.0001401 | 0.00012116 | 0.00012654 | 0.000106 | 0.00011193 | 0.00012808 | 0.00011632 | 0.00011078 | 0.00010521 | 0.00011854 | 0.00013009 | 0.00011992 | 0.0001447 | 0.00013171 | 0.00012807 | 0.00010722 | 0.00012331 | 0.00010959 | 0.00010936 | 0.00012348 | 0.00012763 | 0.00012128 | 0.00011735 | 0.00010821 | 9.9286e-05 | 0.00011432 | 0.0001087 | 0.00011868 | 0.00012213 | 0.00010458 | 0.00010793 | 0.00012563 | 0.00010858 | 0.00012366 | 0.00010826 | 0.00012672 | 0.00012153 | 0.00012577 | 0.00012483 | 0.00011088 | 0.00011259 | 0.00011212 | 0.00014596 | 0.00013506 | 0.00011665 | 0.00011817 | 0.00012328 | 0.00012582 | 0.00014694 | 0.00012456 | 0.00011771 | 0.00010924 | 0.00012454 | 0.00013362 | 0.00011659 | 0.00010224 | 0.00012514 | 0.00012158 | 0.00011106 | 0.00013852 | 0.00011507 | 0.00011838 | 0.00012059 | 0.00013225 | 0.00010949 | 0.00014293 | 9.0473e-05 | 0.00012124 | 0.00010375 | 0.00012939 | 0.00013528 | 0.00012991 | 0.00012083 | 0.00013266 | 0.00011122 | 0.00010884 | 0.00011551 | 0.00012569 | 0.00012187 | 0.00011219 | 0.0001155 | 0.00013638 | 0.00013298 | 0.00013068 | 0.00013 | 0.00010616 | 0.00012129 | 0.00015106 | 0.00011598 | 0.00014065 | 0.00010058 | 0.00010594 | 0.00012257 | 0.00010192 | 9.8198e-05 | 0.00013745 | 0.00011518 | 0.00011185 | 0.00015468 | 0.00013433 | 0.00012289 | 0.0001013 | 0.00011143 | 0.00012256 | 0.00013357 | 0.00011968 | 0.00013731 | 0.00011144 | 0.00013071 | 0.00012891 | 0.00011036 | 0.00011748 | 0.00012549 | 0.00012918 | 0.00012247 | 0.00011018 | 0.00012145 | 0.00012399 | 0.00012546 | 0.00011299 | 0.00011068 | 0.00010967 | 0.00012269 | 9.2546e-05 | 0.00013685 | 0.00012019 | 0.00012271 | 0.00011412 | 0.00012835 | 0.00011872 | 0.00010026 | 0.00011714 | 0.00011563 | 0.00012527 | 0.00011734 | 0.0001166 | 0.00013137 | 0.00010842 | 0.00013899 | 0.0001212 | 0.00011294 | 0.0001247 | 0.00010951 | 0.00011103 | 0.00011517 | 0.00010836 | 0.00012535 | 0.00013878 | 0.00010467 | 0.00013478 | 0.00012565 | 0.00013745 | 0.00014384 | 0.00013759 | 0.00012614 | 0.00012231 | 0.00013986 | 0.00011652 | 0.00014572 | 0.00013319 | 0.00010889 | 0.00010697 | 0.00012935 | 0.00011908 | 0.0001062 | 0.00013395 | 0.00012807 | 0.00011678 | 0.00011562 | 0.0001318 | 0.00013208 | 0.0001038 | 0.00012481 | 0.00011357 | 0.00011783 | 0.00011066 | 0.00013321 | 0.00011584 | 0.00011881 | 0.00010357 | 0.00014764 | 0.00012165 | 0.0001318 | 0.00011651 | 0.00012 | 0.00013453 | 0.00013627 | 0.00013352 | 0.00013621 | 0.00012469 | 0.00010193 | 0.00012747 | 0.00011117 | 0.00012423 | 0.00011723 | 0.00013308 | 0.00012615 | 0.00010478 | 0.00011117 | 0.00012478 | 0.00012095 | 0.00012392 | 0.00012384 | 0.00013127 | 0.00014017 | 0.00011061 | 0.0001017 | 0.00013795 | 0.00012133 | 0.00011625 | 0.00011483 | 0.00012597 | 0.00011154 | 0.00012222 | 0.0001045 | 0.00013626 | 0.00010985 | 0.00012044 | 0.00012726 | 0.00011512 | 0.00012475 | 0.0001068 | 0.00012478 | 0.00013386 | 0.00010285 | 0.00010907 | 0.00012579 | 0.00014454 | 0.00012019 | 0.00014446 | 0.00011839 | 0.00013108 | 0.00011807 | 0.00013324 | 0.00012229 | 0.00012774 | 0.00014192 | 0.00010623 | 0.00011656 | 0.00010521 | 0.00011868 | 0.00014834 | 0.000127 | 0.00011668 | 0.0001161 | 0.0001026 | 0.00011735 | 0.00014112 | 0.0001377 | 0.00013045 | 0.00012498 | 0.00012507 | 0.00010163 | 0.00013737 | 9.5479e-05 | 0.00013378 | 0.00013397 | 0.00012974 | 0.00011571 | 0.00012988 | 0.0001219 | 0.00011211 | 0.0001269 | 0.00012594 | 0.00013286 | 0.0001183 | 0.00015885 | 9.6732e-05 | 0.00013161 | 0.00013738 | 0.00013122 | 0.00012194 | 0.00011987 | 0.0001256 | 0.00013509 | 0.00010922 | 0.00011817 | 0.00010971 | 0.00012452 | 0.00010339 | 0.00011683 | 0.0001235 | 0.00012044 | 0.00011658 | 0.00011405 | 0.00010694 | 0.00011671 | 0.00011505 | 0.00011169 | 0.00011376 | 0.00013256 | 0.0001309 | 0.00010957 | 0.00014173 | 9.2737e-05 | 0.00013727 | 0.00014304 | 0.00012111 | 0.00012314 | 0.00010956 | 0.00013368 | 0.00012256 | 0.00011411 | 0.00011672 | 0.00014925 | 0.00013064 | 0.00010316 | 0.00012611 | 0.00010889 | 0.00011901 | 0.0001292 | 0.00013765 | 0.00010372 | 0.00012922 | 0.00011971 | 0.00014599 | 0.00014006 | 0.00013417 | 0.0001059 | 0.00013245 | 0.00011939 | 0.00011561 | 0.00014224 | 0.00015131 | 0.00011947 | 0.00011518 | 0.00012564 | 0.00012897 | 0.00012451 | 0.00012767 | 0.00013079 | 0.00012831 | 0.00010883 | 0.00013781 | 0.00012714 | 0.0001287 | 0.00011867 | 9.569e-05 | 0.00012848 | 0.00011432 | 0.00012461 | 0.00011044 | 0.00011659 | 0.00010671 | 0.00012137 | 0.00012025 | 0.00013684 | 0.00010249 | 0.00011535 | 0.00011676 | 8.7239e-05 | 0.00012342 | 0.00012049 | 0.00014405 | 0.00012666 | 0.00010769 | 0.00015291 | 0.00012686 | 9.8582e-05 | 0.00012327 | 0.00012644 | 0.00012856 | 0.00011815 | 0.00013123 | 0.00010962 | 0.00012031 | 0.00012732 | 0.00011809 | 8.6018e-05 | 0.00012171 | 9.7744e-05 | 9.2062e-05 | 0.00012281 | 0.00012638 | 0.00011374 | 0.00012441 | 0.00010866 | 0.00012241 | 0.00012367 | 0.00014748 | 0.00011657 | 0.00012665 | 0.00012574 | 0.00011143 | 0.00011104 | 0.00011253 | 0.00011476 | 0.00012885 | 0.00014752 | 0.00010766 | 0.00014153 | 0.00011087 | 0.00013483 | 0.00010695 | 0.00012946 | 0.00012163 | 0.0001178 | 0.00013004 | 0.0001022 | 0.00011289 | 0.00010131 | 0.00013218 | 0.00010372 | 0.00011259 | 0.00011838 | 0.00011417 | 0.00011711 | 0.00014284 | 0.00012372 | 0.00010621 | 0.00013361 | 0.00011771 | 0.00012813 | 0.0001331 | 0.00012056 | 0.00014877 | 0.00011716 | 0.00011764 | 0.00012288 | 0.00010679 | 0.00013309 | 0.00012006 | 0.00012962 | 0.00013232 | 0.00014052 | 0.00013458 | 0.00010689 | 0.00013905 | 0.00011069 | 0.00014228 | 0.00011634 | 0.00012559 | 0.00010551 | 0.00012735 | 0.00011246 | 0.0001014 | 0.00013107 | 0.00012118 | 0.00012411 | 0.00011167 | 9.1516e-05 | 0.00013846 | 0.0001201 | 0.0001064 | 0.00012604 | 0.00012518 | 0.00013456 | 0.0001227 | 0.0001185 | 0.0001319 | 0.00010939 | 9.4652e-05 | 0.00012456 | 0.00011744 | 0.00011633 | 0.00012816 | 0.00013683 | 0.00011808 | 0.00011994 | 0.00012087 | 9.7231e-05 | 0.00011019 | 0.00012012 | 0.00013255 | 0.00013118 | 9.9714e-05 | 0.00010276 | 0.00012269 | 0.00012924 | 0.00011857 | 9.9886e-05 | 0.00011709 | 0.00012469 | 0.00011567 | 0.00011459 | 0.00012335 | 0.00012031 | 0.00014299 | 0.00012776 | 0.00012437 | 0.0001216 | 0.00013314 | 0.00010827 | 0.00011715 | 0.00013228 | 0.00013465 | 0.00012561 | 9.6899e-05 | 0.00013176 | 0.00011658 | 0.00011017 | 0.00012976 | 0.000118 | 0.0001397 | 0.00014788 | 0.00011542 | 0.00014362 | 0.00012601 | 0.00011551 | 0.00013057 | 0.00010291 | 0.00012034 | 0.00012381 | 0.00011086 | 0.00012138 | 0.00011594 | 0.00012496 | 0.00011555 | 0.00013599 | 0.000129 | 0.00011682 | 0.00014252 | 0.00012606 | 0.00012908 | 0.00013136 | 0.00012805 | 0.00012615 | 0.00011437 | 0.00012875 | 0.00011159 | 0.00011919 | 0.00013254 | 0.00011123 | 0.0001124 | 0.00011666 | 0.00014992 | 0.00011489 | 0.00011548 | 0.00012727 | 0.00010856 | 0.00011109 | 0.00013357 | 0.00014037 | 0.00013311 | 0.00011463 | 0.0001175 | 0.00011623 | 0.00011597 | 0.000116 | 0.00012223 | 0.00013869 | 0.00012897 | 0.00012216 | 0.00010752 | 0.00010219 | 0.00011418 | 0.00010796 | 0.00012998 | 0.00011341 | 0.00012005 | 0.00011321 | 0.00012628 | 0.00011801 | 0.00012102 | 0.00010609 | 8.9635e-05 | 0.0001316 | 0.00014194 | 9.911e-05 | 0.00012093 | 0.00010618 | 0.00012777 | 0.0001201 | 0.00012481 | 0.00012367 | 0.00012266 | 0.00012632 | 0.00010159 | 0.00010719 | 0.00012294 | 0.00012261 | 0.00011834 | 0.00011301 | 0.00012059 | 0.00010797 | 0.00014237 | 0.0001236 | 0.00014476 | 0.00012921 | 0.00012315 | 0.00012632 | 0.00014599 | 0.00012318 | 0.00012195 | 0.00011949 | 0.00012717 | 0.00010885 | 0.00012376 | 0.00012191 | 0.00011213 | 0.00011767 | 0.00013177 | 0.00012008 | 0.00011532 | 0.00011239 | 0.00010146 | 0.00011093 | 0.00013403 | 0.00011126 | 0.00013724 | 0.00012485 | 0.00012785 | 0.00012715 | 0.00010461 | 0.00011502 | 0.00011369 | 0.00010688 | 0.00013852 | 0.0001293 | 9.7954e-05 | 0.0001291 | 0.00013534 | 0.00010663 | 0.00011627 | 0.0001142 | 0.00011385 | 0.00011831 | 0.00011323 | 0.00012986 | 0.0001341 | 0.00011464 | 0.00011899 | 0.00012973 | 0.0001176 | 0.00012813 | 0.00012353 | 0.00010545 | 0.00011801 | 0.00011595 | 0.00012901 | 0.00012397 | 0.00011715 | 0.00011595 | 0.00011884 | 0.00010536 | 0.00011947 | 0.00011027 | 0.0001108 | 0.00011528 | 0.0001136 | 0.00014608 | 0.00013408 | 9.7476e-05 | 0.0001094 | 0.00010523 | 0.00013077 | 0.00011958 | 0.00013094 | 0.00011818 | 0.00010056 | 0.00011958 | 0.00011164 | 0.00012634 | 0.00010363 | 0.00013591 | 0.00011545 | 0.00010817 | 0.0001186 | 0.00013244 | 0.00012971 | 0.00014761 | 0.00010936 | 0.00012472 | 0.00010972 | 0.00011042 | 0.00012481 | 0.00011181 | 0.00012495 | 0.00010982 | 0.00011633 | 0.00010717 | 0.00012406 | 0.00012309 | 0.00013812 | 0.00011685 | 0.00011494 | 0.00012116 | 0.00010884 | 0.0001298 | 0.00011549 | 0.00012004 | 0.00013211 | 0.00011925 | 0.00012287 | 0.00013289 | 0.00010156 | 0.00012739 | 0.00011321 | 0.00012109 | 0.00011087 | 0.00012247 | 0.00013178 | 0.00014614 | 0.00012201 | 0.00013577 | 0.00012598 | 0.00011369 | 0.00011004 | 0.00012667 | 0.00011258 | 0.00013069 | 0.00012454 | 0.00014909 | 0.00010057 | 0.00014257 | 0.00013343 | 0.00011727 | 0.00012179 | 0.00013691 | 0.00011065 | 0.00011335 | 0.00014292 | 0.0001322 | 0.00013302 | 0.00013215 | 0.00011927 | 0.00014003 | 0.00012691 | 0.00013927 | 0.00014091 | 0.00012926 | 0.00012717 | 0.00011016 | 0.00013154 | 0.00011025 | 0.00010837 | 0.00011582 | 0.00010161 | 0.00012613 | 0.00010215 | 0.0001025 | 0.00012964 | 0.00012174 | 0.00012255 | 0.00013937 | 0.00011661 | 0.00011586 | 0.00012218 | 0.00012865 | 0.00011584 | 0.00010011 | 0.00012901 | 0.00013349 | 9.8904e-05 | 0.00011396 | 0.00014297 | 0.00012462 | 0.00011126 | 0.00013953 | 0.0001181 | 9.9263e-05 | 0.00011794 | 9.2884e-05 | 0.00012682 | 0.00012883 | 9.8342e-05 | 0.00011798 | 0.00010441 | 0.00012282 | 0.00012315 | 0.00012153 | 0.00011154 | 0.00011166 | 0.000135 | 0.00012164 | 0.00013365 | 0.00013667 | 0.00011026 | 0.00010434 | 0.00014424 | 0.00012183 | 0.00011125 | 0.00010282 | 0.00012518 | 0.00012039 | 0.00011659 | 0.00011672 | 0.00012601 | 0.00013123 | 0.00013098 | 9.1582e-05 | 0.00013322 | 0.00011772 | 0.00012412 | 0.00012598 | 0.00012677 | 0.00013124 | 0.00012952 | 0.00010765 | 0.00010895 | 0.00012655 | 0.00011372 | 0.00012175 | 0.00011908 | 0.0001323 | 0.00011048 | 0.00013923 | 0.00010331 | 0.00011532 | 0.00011378 | 0.00012244 | 0.00012919 | 0.00010789 | 0.00013323 | 0.00012499 | 0.00012612 | 0.00012986 | 0.00010445 | 0.00013857 | 0.00010578 | 0.00010957 | 0.00014161 | 0.00012471 | 0.00012577 | 0.00014196 | 0.00010693 | 0.00013382 | 0.00012701 | 0.00012572 | 0.00012688 | 0.00010014 | 0.00012718 | 0.00011397 | 0.00010841 | 0.00010876 | 0.0001279 | 0.00013011 | 0.00012499 | 9.281e-05 | 0.00012509 | 0.00014212 | 0.00010953 | 0.00013266 | 0.00012827 | 0.00013514 | 0.00011911 | 0.00013924 | 0.00013226 | 0.00013097 | 0.00011511 | 0.00012186 | 0.00012291 | 0.00012286 | 0.0001176 | 0.00011794 | 0.00011623 | 0.00011693 | 9.9708e-05 | 0.00010594 | 0.00013728 | 0.00014645 | 0.00012722 | 0.00012251 | 0.00011051 | 0.00013626 | 0.00012838 | 0.0001233 | 0.00010175 | 0.00010812 | 0.00014808 | 0.00012415 | 0.00011438 | 0.00012392 | 0.00010031 | 0.00011758 | 0.00011625 | 0.00012222 | 0.00012353 | 0.00013768 | 0.00010037 | 8.8952e-05 | 0.00010921 | 0.00013407 | 0.00010951 | 0.00012404 | 0.00012528 | 0.00013907 | 0.00011296 | 0.00010801 | 0.00010052 | 0.00013373 | 0.00012957 | 0.00011497 | 0.00010249 | 0.00011024 | 0.00011964 | 0.00012044 | 9.1505e-05 | 0.00010304 | 0.00013573 | 0.00012258 | 0.00013086 | 0.0001308 | 0.00013013 | 9.9292e-05 | 0.00012274 | 0.00010872 | 0.00012852 | 0.00012445 | 0.00012605 | 0.0001207 | 0.00011931 | 0.00011586 | 0.00010441 | 0.00011642 | 0.00011966 | 0.00013829 | 0.00010582 | 0.00012567 | 0.00011729 | 0.00013744 | 0.00013922 | 0.00011539 | 0.00012983 | 0.00012446 | 0.00011305 | 0.00013309 | 0.00011868 | 0.00011515 | 0.0001099 | 0.00013267 | 0.00012469 | 0.00011633 | 0.00012699 | 0.0001063 | 0.00011791 | 9.7991e-05 | 0.00010819 | 0.00010611 | 0.00011641 | 0.00010954 | 9.4426e-05 | 0.00010937 | 0.00013541 | 0.00012587 | 0.00012739 | 0.00011015 | 0.00011581 | 0.00012343 | 0.00012807 | 8.9735e-05 | 0.00012139 | 0.00012626 | 0.00012977 | 0.00011284 | 0.0001366 | 0.00012698 | 0.00013342 | 0.00013059 | 0.00011805 | 0.00011427 | 0.0001033 | 0.00012386 | 0.0001137 | 0.00013203 | 0.00011132 | 0.00011305 | 0.00011693 | 0.00012746 | 0.00012444 | 0.00012728 | 0.00012112 | 0.00011606 | 0.00013864 | 0.00012392 | 0.00011082 | 0.00011502 | 0.00014194 | 0.00013526 | 0.00012227 | 0.00013163 | 0.00010411 | 0.00010722 | 0.0001115 | 0.00010693 | 0.0001234 | 0.00012844 | 0.00011483 | 9.8646e-05 | 0.00010407 | 0.00011293 | 9.3274e-05 | 0.00013165 | 0.00014679 | 0.00011685 | 0.00011389 | 0.00012424 | 0.00012706 | 0.00011706 | 0.00010365 | 0.00013058 | 0.00013443 | 0.00012115 | 0.00012935 | 0.00010581 | 0.00012052 | 0.00012597 | 0.00011619 | 0.00010894 | 0.0001125 | 0.00011802 | 0.00012764 | 0.00011466 | 0.00010413 | 0.00013517 | 0.00013936 | 0.00011215 | 0.00010946 | 0.0001179 | 0.00010038 | 0.00010729 | 9.9843e-05 | 0.00012299 | 0.00011615 | 0.00012584 | 0.00011335 | 0.00011286 | 0.00013083 | 0.00012043 | 0.00011919 | 0.00013214 | 0.00013532 | 0.00013655 | 0.00013323 | 0.00011196 | 0.00012263 | 0.00013691 | 0.00011345 | 0.0001365 | 0.00011499 | 0.00011377 | 0.00010156 | 9.3013e-05 | 0.00011925 | 0.00012818 | 0.00013587 | 0.00012882 | 0.00013461 | 0.00015261 | 0.00014319 | 0.00012727 | 0.00013525 | 0.0001168 | 0.00010979 | 0.00013342 | 0.00012261 | 0.00011688 | 0.0001166 | 0.0001133 | 0.00012818 | 0.00014008 | 0.00013161 | 0.00013215 | 0.00012671 | 0.00012481 | 0.00011599 | 0.00011696 | 0.00011959 | 9.0173e-05 | 0.0001075 | 0.00013019 | 9.6155e-05 | 0.00013191 | 0.00012305 | 0.00011153 | 0.00012471 | 0.00012256 | 0.00010862 | 0.00013048 | 0.00011236 | 0.00013126 | 0.00011234 | 0.00010957 | 0.00012253 | 0.00011452 | 0.00013714 | 0.00012384 | 0.00012008 | 0.0001224 | 0.00011158 | 0.00012152 | 0.00011782 | 0.00011883 | 0.00012398 | 0.00012296 | 8.4926e-05 | 0.00012323 | 0.00012744 | 0.00013766 | 0.00010351 | 0.00011203 | 0.00011553 | 0.00010815 | 0.00012657 | 0.00011142 | 0.0001008 | 0.00012766 | 0.00012799 | 0.00013871 | 0.00011899 | 0.00013374 | 8.9097e-05 | 0.00010538 | 0.00013418 | 9.3763e-05 | 0.00010088 | 0.00011559 | 0.00014076 | 0.00012602 | 0.00012825 | 0.00012201 | 0.00012616 | 0.00013916 | 0.00014555 | 0.00010107 | 0.0001192 | 0.00013475 | 9.7139e-05 | 0.0001216 | 0.00010706 | 0.00013128 | 0.0001199 | 0.00012057 | 0.00014496 | 0.00011998 | 0.00011286 | 0.00011936 | 0.00011115 | 0.00010955 | 0.00011023 | 0.00011308 | 0.0001251 | 0.00011682 | 0.00013767 | 0.00013537 | 0.00010287 | 0.00011414 | 0.00013163 | 0.00012744 | 0.00011153 | 0.00010132 | 0.0001147 | 0.00012542 | 0.00012373 | 0.00011594 | 0.00011036 | 0.00011436 | 0.00011218 | 0.00011494 | 0.00011332 | 0.00013087 | 0.00011201 | 0.00010338 | 0.0001098 | 9.6439e-05 | 0.00011476 | 0.00010993 | 0.00011864 | 0.00010417 | 0.00011539 | 0.00014388 | 0.00010222 | 0.000118 | 0.00012707 | 0.0001154 | 0.0001067 | 0.00014405 | 0.00013296 | 0.00011424 | 0.00012176 | 0.00011249 | 0.00012642 | 0.00013193 | 0.00012727 | 0.0001242 | 0.00010136 | 0.00012949 | 0.00011889 | 0.00012438 | 0.000109 | 0.00012357 | 0.00012694 | 0.00013056 | 0.0001161 | 0.00011609 | 0.00011708 | 0.00013476 | 0.00012176 | 0.00011934 | 0.0001218 | 0.00013085 | 0.00010663 | 0.00011873 | 0.0001385 | 0.00010234 | 0.00012381 | 0.00013485 | 0.00011935 | 9.6049e-05 | 0.0001181 | 0.00011985 | 0.00013963 | 0.00012106 | 0.00011216 | 0.00012393 | 0.00012417 | 0.00012037 | 0.00012867 | 0.00012699 | 0.00011173 | 0.00012326 | 0.00012808 | 0.00010951 | 0.0001272 | 0.00012506 | 0.00013555 | 0.00011025 | 0.00011969 | 0.00011736 | 0.00010062 | 0.00012119 | 9.1827e-05 | 0.0001393 | 9.9993e-05 | 0.00010778 | 9.7696e-05 | 0.00014038 | 0.00013104 | 0.00014292 | 0.00013207 | 0.00012642 | 0.00012214 | 0.00011379 | 0.00012996 | 0.00012667 | 0.00013254 | 0.00013419 | 0.00015317 | 0.0001108 | 0.0001306 | 0.00011194 | 0.00013686 | 0.00012417 | 0.00011911 | 0.00011945 | 0.00012943 | 0.00011787 | 0.00012326 | 0.00011979 | 0.00010153 | 0.00013991 | 0.00013339 | 0.00011637 | 0.00014088 | 0.00011422 | 0.00011172 | 0.00014667 | 0.00012238 | 0.00011218 | 0.00011944 | 0.0001341 | 0.00014432 | 0.00012632 | 0.00012516 | 0.00012053 | 0.00012616 | 0.00013561 | 0.00010296 | 0.0001243 | 0.00011147 | 0.00013052 | 0.00012254 | 0.0001316 | 0.00011466 | 0.00011806 | 0.00013811 | 0.00012237 | 0.00012501 | 0.00011697 | 0.00011662 | 0.00013787 | 0.00011941 | 0.00011898 | 0.00012779 | 0.00013895 | 0.00010844 | 0.00012549 | 0.0001265 | 0.00012012 | 0.00012599 | 0.00011684 | 0.00010202 | 9.3544e-05 | 0.00013471 | 0.00011961 | 0.00012106 | 0.00012005 | 0.00011973 | 0.0001157 | 0.00010557 | 0.00011962 | 8.1718e-05 | 0.00012026 | 0.0001294 | 0.00011358 | 0.00013109 | 0.00012311 | 0.00013431 | 0.00012789 | 0.00010071 | 0.00013857 | 0.00011378 | 0.00011219 | 0.00012955 | 0.00012359 | 0.00012151 | 0.00012273 | 0.00012385 | 0.00010366 | 0.00011319 | 0.00012671 | 0.00014423 | 0.00011174 | 0.00013289 | 0.00011316 | 0.00015295 | 0.00012181 | 0.00012357 | 0.00012197 | 0.00010663 | 0.00013517 | 0.00011511 | 0.00011638 | 0.0001147 | 0.00011769 | 0.00012283 | 0.00012151 | 0.00014356 | 0.00012716 | 0.00012088 | 0.00011847 | 0.00012883 | 0.00012385 | 0.00012485 | 0.00012421 | 0.00012698 | 0.00010732 | 0.00013654 | 0.00012462 | 0.00011819 | 0.00011012 | 0.00011623 | 0.00010472 | 0.00014526 | 0.00011383 | 9.9353e-05 | 0.0001088 | 0.0001056 | 0.00012122 | 0.00011376 | 0.00012953 | 0.00011776 | 0.00010667 | 0.00012453 | 0.00014693 | 0.00013664 | 0.00011346 | 0.00011787 | 0.00012422 | 0.00010695 | 0.00011915 | 0.00010512 | 0.00012537 | 0.00011507 | 9.6701e-05 | 0.00012088 | 0.00012804 | 0.00011626 | 0.00011297 | 0.00013544 | 9.4634e-05 | 9.9922e-05 | 0.00011482 | 0.00010476 | 0.00011636 | 0.00012503 | 0.00012496 | 0.00011665 | 0.00012131 | 9.0182e-05 | 0.0001209 | 0.00011898 | 0.00013962 | 0.00013836 | 0.00013111 | 0.00013908 | 0.00010009 | 0.00011855 | 0.00011018 | 0.00011799 | 0.00010263 | 0.00013025 | 0.00010436 | 0.00011624 | 0.00012233 | 0.00011281 | 0.00011826 | 0.00014755 | 0.00013297 | 0.00014627 | 0.00010805 | 0.00014042 | 0.00012934 | 0.00012052 | 0.00012475 | 0.00013033 | 0.00013017 | 0.00012203 | 0.00011649 | 0.00011141 | 0.00010832 | 0.00011839 | 0.00012051 | 0.00011826 | 0.00013386 | 0.00011388 | 0.00010142 | 9.6395e-05 | 0.00011988 | 0.00011197 | 0.00011852 | 0.00013096 | 0.00011599 | 0.00012599 | 9.7851e-05 | 0.00012281 | 0.00013039 | 0.00011684 | 9.7049e-05 | 0.0001256 | 0.00013271 | 0.00010903 | 0.00012367 | 0.00014952 | 9.9903e-05 | 0.00013377 | 0.00011174 | 0.00010858 | 0.00012708 | 0.00012642 | 0.00012323 | 0.00012176 | 0.00012468 | 0.00012587 | 0.00012724 | 0.00012447 | 0.00012028 | 0.00011621 | 0.00011371 | 0.00014038 | 0.00010801 | 0.00011274 | 0.00011702 | 0.00013238 | 0.00012054 | 0.00013473 | 0.00012512 | 0.00012439 | 0.00012333 | 0.00010987 | 0.00012409 | 0.00013384 | 0.00012716 | 0.00012278 | 0.00012631 | 0.00013219 | 0.00011199 | 0.00012805 | 9.313e-05 | 0.00011535 | 0.00011455 | 0.0001131 | 0.00011557 | 0.00011759 | 0.00012749 | 0.00010664 | 0.00014214 | 0.00013986 | 0.0001266 | 0.00011445 | 0.00014045 | 0.00010553 | 0.00012686 | 0.00012261 | 0.00011587 | 0.00010476 | 0.0001225 | 0.00011247 | 0.0001206 | 0.00011169 | 0.00013019 | 0.00012839 | 0.00012637 | 0.00011428 | 0.0001407 | 0.0001135 | 0.00012211 | 0.00012487 | 0.00010704 | 9.6811e-05 | 0.00010664 | 0.00012334 | 0.00014424 | 0.00011091 | 0.00013705 | 0.00012547 | 0.00010035 | 0.00013182 | 0.00012408 | 0.00012382 | 0.00011338 | 0.00011285 | 0.00010773 | 0.00013468 | 0.00011963 | 0.00013506 | 0.00012642 | 0.00013458 | 0.00010876 | 0.00013201 | 0.00012481 | 0.00011982 | 0.00012588 | 0.00013179 | 0.00011195 | 0.00010835 | 0.00011747 | 0.00010277 | 0.00014004 | 0.00013503 | 9.7803e-05 | 0.00013521 | 0.00012347 | 0.00013852 | 0.00013458 | 0.00012515 | 0.00010858 | 0.00012602 | 0.00012231 | 0.00012923 | 9.9937e-05 | 0.00010827 | 0.00011487 | 0.00012376 | 8.0463e-05 | 0.00011055 | 0.00011836 | 0.00013168 | 9.6582e-05 | 0.00011734 | 0.000117 | 0.00013145 | 0.00012447 | 9.1319e-05 | 0.0001307 | 0.00010492 | 0.00013038 | 0.0001287 | 0.00010707 | 0.00010617 | 0.00012887 | 0.00013219 | 0.00012836 | 0.00011606 | 0.00011602 | 0.00012304 | 0.00014794 | 0.00012264 | 0.00013498 | 0.0001204 | 0.00013025 | 0.00010483 | 0.00010889 | 0.00012203 | 9.9759e-05 | 0.00011362 | 0.00012474 | 8.8316e-05 | 9.9923e-05 | 0.0001197 | 0.00013157 | 0.00013697 | 0.00014544 | 0.00013485 | 0.0001077 | 0.00012373 | 0.00015102 | 0.00013775 | 9.8811e-05 | 0.00013695 | 0.00012971 | 0.00011282 | 0.00012239 | 0.000118 | 0.00013599 | 0.00012315 | 0.00011546 | 0.000131 | 0.000123 | 0.0001179 | 0.00012867 | 0.00012562 | 0.00012238 | 0.00012313 | 0.00013056 | 9.6842e-05 | 0.00011704 | 0.00014546 | 0.00013445 | 0.0001276 | 0.00011894 | 0.0001104 | 0.00011171 | 0.00011921 | 0.00010554 | 0.0001154 | 0.00011425 | 0.00013757 | 0.0001139 | 0.00010424 | 0.0001062 | 0.00011425 | 8.8321e-05 | 0.00012966 | 0.00012806 | 0.00011898 | 0.00010748 | 0.0001165 | 0.00013868 | 0.00012554 | 0.00010078 | 0.00012063 | 0.00013938 | 0.00012094 | 0.00011855 | 0.00012177 | 0.00010249 | 0.00012247 | 0.00012111 | 0.00012418 | 0.0001207 | 0.00011256 | 0.00011479 | 0.00013759 | 0.00012668 | 0.00011885 | 0.00011276 | 0.00014685 | 0.00010892 | 0.00014131 | 0.00011203 | 0.00010796 | 0.00012542 | 0.00011968 | 0.00010549 | 9.6029e-05 | 0.00010976 | 0.00013393 | 0.0001031 | 0.00013627 | 0.00014214 | 0.00010408 | 0.00011949 | 0.00014201 | 0.00011017 | 0.00012564 | 0.0001113 | 0.00012547 | 0.00010895 | 0.00011041 | 0.00012268 | 0.00012992 | 0.00011544 | 0.00014917 | 0.00011197 | 0.00013082 | 0.00012378 | 0.00011734 | 0.00011033 | 0.0001176 | 0.00011871 | 0.00011587 | 0.00012434 | 0.00013507 | 0.00012107 | 0.00012247 | 0.00012255 | 0.00013739 | 0.00012422 | 0.00010207 | 0.00014248 | 0.00011924 | 0.00011251 | 0.00010636 | 0.00012599 | 0.00014983 | 0.00012192 | 0.00012889 | 0.00012316 | 0.00012619 | 0.000133 | 0.00011851 | 0.00012855 | 0.00012374 | 0.0001253 | 0.00011836 | 0.00010656 | 9.6488e-05 | 0.00011573 | 0.00010186 | 0.00013353 | 0.00010708 | 0.00010301 | 0.0001257 | 0.00010645 | 0.00011735 | 0.00011146 | 0.0001195 | 0.00011145 | 0.00012704 | 0.00010938 | 9.0085e-05 | 0.00014162 | 0.00012034 | 0.00010795 | 0.00010488 | 0.00012485 | 0.00012621 | 0.00011683 | 0.00011772 | 0.00013828 | 0.00012745 | 0.00013671 | 0.00011779 | 9.8957e-05 | 0.00011261 | 0.0001304 | 0.00012763 | 0.00014021 | 0.00013714 | 0.00012807 | 0.00012018 | 0.00012681 | 0.00010802 | 0.0001138 | 0.00014441 | 0.00013053 | 0.00012617 | 0.00012686 | 0.00012203 | 0.00011372 | 0.00011669 | 0.00010056 | 0.00013632 | 0.00012097 | 0.00011185 | 0.00011376 | 0.00013417 | 0.00014401 | 0.00010383 | 0.00011772 | 0.00012586 | 0.00013683 | 0.00011139 | 0.00012286 | 0.00013096 | 0.00013187 | 0.00011449 | 0.0001349 | 0.00010592 | 0.0001305 | 0.00012801 | 0.00013123 | 0.00011262 | 0.00013739 | 0.00013564 | 0.00011849 | 0.00014567 | 9.5371e-05 | 0.00011813 | 0.00011285 | 0.00012162 | 0.00012226 | 0.00013103 | 0.00010725 | 0.00012321 | 0.00011545 | 0.00010873 | 0.00010715 | 0.00011497 | 0.00013474 | 0.00012875 | 0.00010302 | 0.00011295 | 0.00013268 | 0.00012514 | 0.00012567 | 0.00014216 | 0.0001338 | 0.00011472 | 0.00012584 | 0.00010866 | 0.00011595 | 0.00011056 | 0.00011447 | 0.00014442 | 0.00013606 | 0.00010274 | 0.00012259 | 0.00011096 | 0.00011101 | 9.59e-05 | 0.00012324 | 0.00014032 | 0.00012469 | 0.0001101 | 0.00012712 | 0.00011642 | 0.00012676 | 0.00010742 | 0.00012525 | 0.00011764 | 0.00010076 | 0.00014489 | 0.00012263 | 0.00012717 | 0.00011979 | 0.00012081 | 9.0171e-05 | 0.00012599 | 0.00012591 | 0.00012958 | 0.00011366 | 0.00012008 | 0.00012586 | 0.00011435 | 9.4725e-05 | 0.00013097 | 0.00010773 | 0.00012634 | 0.0001181 | 0.00012663 | 0.00011711 | 0.00011284 | 0.0001234 | 0.00012081 | 0.0001393 | 0.00011849 | 0.00011899 | 0.00010964 | 0.00013695 | 9.972e-05 | 0.00011881 | 0.00013825 | 0.00012215 | 0.00010078 | 0.00013344 | 0.00012388 | 0.00011517 | 0.00012284 | 0.00012184 | 0.00013259 | 0.0001155 | 0.00012207 | 0.00013707 | 0.0001349 | 0.00013255 | 0.00013579 | 0.00011034 | 0.00013133 | 0.00010719 | 0.0001301 | 0.00011413 | 9.9613e-05 | 0.00011368 | 0.00012591 | 0.00011285 | 0.00011984 | 0.00012687 | 0.00012582 | 0.00011839 | 0.00014727 | 0.00013451 | 0.0001332 | 0.00014665 | 0.0001254 | 0.00013829 | 0.00012968 | 0.00012879 | 0.00013874 | 9.636e-05 | 0.00013728 | 0.00011827 | 0.00013513 | 0.00013119 | 0.00012825 | 0.00011874 | 0.00011052 | 0.00011589 | 9.7318e-05 | 0.00011198 | 0.00011832 | 9.1585e-05 | 0.00010384 | 0.00011768 | 0.00012195 | 0.0001223 | 0.00012054 | 0.00010997 | 0.00010648 | 0.0001126 | 0.00012905 | 0.00015003 | 0.00013587 | 0.00011676 | 0.00012761 | 0.00013892 | 0.00014098 | 0.00012653 | 0.00012913 | 0.00010245 | 0.00012327 | 0.00011762 | 0.00012607 | 0.00012573 | 0.00010096 | 0.00011051 | 0.00012127 | 9.3482e-05 | 0.00012068 | 0.00013082 | 0.00015404 | 0.00010012 | 0.00012181 | 0.00014422 | 0.00010728 | 0.00011861 | 0.00011667 | 0.00012656 | 0.00010993 | 0.00012879 | 0.00014385 | 0.00012711 | 0.00012706 | 0.00013339 | 0.00011872 | 8.9096e-05 | 0.00010505 | 0.00012749 | 0.00012183 | 8.7911e-05 | 0.00012503 | 0.00013467 | 0.00012755 | 0.0001343 | 0.00014425 | 0.00011237 | 0.0001226 | 0.00011051 | 0.00011338 | 0.00013048 | 0.00011977 | 0.00012109 | 0.00012522 | 0.00011467 | 0.00012309 | 0.00011245 | 0.00011032 | 0.00012767 | 0.0001318 | 0.00011666 | 0.00012842 | 0.00010979 | 0.00011227 | 0.00013525 | 0.00012096 | 0.00014814 | 0.00012466 | 0.00013089 | 0.00011598 | 0.00012283 | 0.00011104 | 0.00014491 | 0.00012942 | 0.00010405 | 0.00013309 | 0.0001032 | 0.0001228 | 0.00012504 | 0.00011877 | 0.00011467 | 9.5249e-05 | 0.00012331 | 0.00012954 | 0.00015079 | 0.00013017 | 0.00015094 | 0.00013185 | 0.0001488 | 0.00010727 | 0.00014411 | 0.0001004 | 0.00011592 | 0.00014102 | 0.00011888 | 0.00011375 | 0.00010115 | 0.00014366 | 0.00013659 | 0.00011224 | 0.00012667 | 0.00013869 | 0.00011528 | 0.00011848 | 0.00010716 | 0.00012595 | 0.00012843 | 0.00014159 | 0.00012573 | 0.00011004 | 0.00011331 | 0.00011886 | 0.00011837 | 0.00013035 | 0.00013456 | 0.00013925 | 0.000112 | 0.00010473 | 0.00011751 | 0.00012641 | 0.00011906 | 0.00011803 | 0.00011673 | 0.00011695 | 0.00011695 | 0.00013076 | 0.00014115 | 0.00011898 | 0.00011303 | 0.0001197 | 0.00011712 | 0.00012838 | 0.00013081 | 0.00012131 | 0.00013337 | 0.00010345 | 0.00010723 | 0.00011833 | 0.00012648 | 0.00011877 | 0.00012128 | 0.00012869 | 0.00013034 | 0.00011999 | 0.00015344 | 0.00011468 | 0.00012715 | 0.00011352 | 0.00012321 | 0.000109 | 0.00013519 | 0.00012401 | 0.00014571 | 0.00010599 | 0.00013675 | 0.00013219 | 0.00012543 | 0.00011183 | 0.00011636 | 9.437e-05 | 0.00013774 | 0.00010038 | 0.00012924 | 0.00011869 | 0.00012619 | 0.00014362 | 0.00013115 | 0.00011987 | 0.00011785 | 0.00013208 | 0.00012767 | 9.7573e-05 | 9.9047e-05 | 0.00011252 | 0.00013788 | 0.00011432 | 0.00010831 | 0.00011772 | 0.00011296 | 0.000117 | 0.00011129 | 0.00013696 | 0.00011981 | 0.00012303 | 0.00013671 | 9.2639e-05 | 0.00012484 | 0.00012788 | 0.00012406 | 0.0001105 | 0.00011435 | 0.00011764 | 0.00012801 | 0.00012523 | 0.00012111 | 0.00012518 | 0.00012953 | 0.0001124 | 0.00012818 | 0.00010241 | 0.00013805 | 0.00011957 | 0.00011748 | 0.00011523 | 0.00011868 | 0.00012554 | 0.00011911 | 0.00011644 | 0.00010683 | 0.00011367 | 0.00012123 | 0.00011618 | 0.00014557 | 0.0001079 | 0.00011828 | 0.00010734 | 0.0001145 | 0.00013352 | 0.00012912 | 0.00013286 | 0.0001261 | 0.00012074 | 0.00012109 | 0.00012426 | 0.00014235 | 0.00012666 | 0.00011113 | 0.00013013 | 0.00012502 | 0.00011026 | 0.00010043 | 0.0001175 | 0.00013475 | 0.00012459 | 0.00014562 | 0.00012615 | 0.00011791 | 0.00012016 | 0.00013482 | 0.00014501 | 0.00011303 | 0.0001189 | 0.00011196 | 0.00013537 | 0.00013066 | 0.00011947 | 0.00011211 | 0.00012525 | 0.000134 | 0.00012053 | 0.00011566 | 0.00014024 | 0.00012056 | 0.00011752 | 0.00013567 | 0.00012641 | 0.00010287 | 0.00011599 | 0.0001208 | 0.00012979 | 9.9557e-05 | 0.00012282 | 0.00012551 | 0.00011054 | 0.00011838 | 0.00012305 | 0.0001327 | 0.00013087 | 0.00011757 | 0.00012277 | 0.00013614 | 0.00010737 | 0.00010836 | 0.00010423 | 0.00012487 | 0.00011789 | 0.00013054 | 0.00013544 | 9.4338e-05 | 0.00013439 | 0.00010241 | 0.00012284 | 0.00011013 | 0.000123 | 0.00013609 | 0.00012721 | 0.00010973 | 0.00013572 | 0.00012724 | 0.00013045 | 0.00013249 | 0.0001432 | 0.00012807 | 0.00012834 | 0.00014116 | 0.00011364 | 0.00010807 | 0.000106 | 0.00011307 | 0.00012202 | 0.00011263 | 0.00011036 | 0.0001139 | 0.00011328 | 0.0001038 | 0.00012222 | 0.00013276 | 9.9834e-05 | 0.00013028 | 0.00011615 | 0.00011318 | 0.00014648 | 0.0001225 | 0.00010884 | 0.00012686 | 0.00011553 | 0.00011817 | 0.00011952 | 0.00011678 | 0.00011812 | 0.00011977 | 0.0001313 | 0.00012029 | 0.00012712 | 0.00012325 | 0.00013108 | 0.00011893 | 0.00011676 | 0.00012415 | 0.00013193 | 0.00011779 | 0.00012985 | 0.00010538 | 0.00012291 | 0.0001345 | 0.00011318 | 0.00010799 | 0.00014703 | 0.00012645 | 0.00014771 | 0.00011955 | 0.00010964 | 0.00012215 | 0.00011598 | 0.00012893 | 0.00010041 | 0.0001191 | 0.0001161 | 0.00012999 | 0.00010639 | 0.00011876 | 0.00011523 | 0.00012301 | 0.00012392 | 0.00011627 | 0.00012551 | 0.00011965 | 0.00013345 | 0.0001176 | 0.00010881 | 0.00012691 | 0.00014121 | 0.00013126 | 0.00012405 | 0.00012942 | 0.00013244 | 0.00010585 | 0.00011931 | 0.00011687 | 0.00012536 | 9.8841e-05 | 0.00011997 | 0.0001282 | 0.00011609 | 0.00012226 | 0.00012276 | 0.00012942 | 0.00011709 | 0.00011167 | 0.00010075 | 0.00010766 | 0.00012881 | 0.00012027 | 0.00014787 | 0.00011074 | 0.00011296 | 0.00013389 | 0.00011726 | 0.00013533 | 0.00012867 | 0.00012325 | 0.00012005 | 0.00013043 | 0.00014982 | 0.00013116 | 0.00010868 | 0.0001137 | 0.00011753 | 0.00011235 | 0.00012034 | 0.00013774 | 0.00011222 | 0.00014092 | 0.00011254 | 0.00011117 | 0.00012104 | 0.00014357 | 0.000131 | 0.0001075 | 0.00011019 | 0.00011034 | 0.00013703 | 0.00012233 | 0.00011753 | 0.00012001 | 0.00013008 | 0.00012217 | 0.0001378 | 0.00011624 | 0.00011504 | 0.00012234 | 0.00012031 | 0.00011453 | 0.00012355 | 0.00012422 | 0.00011171 | 0.00013324 | 0.000131 | 0.00011621 | 0.00010816 | 0.00011322 | 9.7951e-05 | 0.00012495 | 0.00010728 | 0.00012413 | 0.00013416 | 0.00010262 | 0.00012755 | 0.00013686 | 0.00011793 | 0.00012174 | 0.00010295 | 0.00011142 | 0.00012384 | 0.00010546 | 0.00012658 | 0.00012855 | 0.00013158 | 0.00012526 | 0.00012814 | 0.00013066 | 0.00013891 | 0.00013955 | 0.00013 | 0.00011664 | 0.00011979 | 0.00012936 | 0.00012369 | 0.00011729 | 0.00011879 | 0.00011082 | 0.00012091 | 0.00012296 | 9.8057e-05 | 0.00011978 | 0.00011663 | 0.0001297 | 0.00012189 | 0.00014164 | 0.00013039 | 0.00011997 | 0.00014025 | 0.00010925 | 0.00013912 | 0.00012668 | 0.00012143 | 0.00011466 | 9.4509e-05 | 0.00011069 | 0.00011556 | 0.00013199 | 0.00011856 | 0.00012753 | 0.00013225 | 0.00012834 | 0.00012437 | 0.00012363 | 0.00011933 | 0.00012973 | 0.00012201 | 0.00013149 | 0.00011675 | 0.00011559 | 0.00013646 | 0.00014418 | 0.00011435 | 0.00012616 | 0.00011235 | 0.00013058 | 0.00012076 | 0.00012455 | 0.00012128 | 0.00011593 | 0.00013657 | 0.00011763 | 0.00012263 | 0.00014708 | 0.00012157 | 0.00012133 | 0.00010592 | 0.00012059 | 0.0001289 | 0.00013593 | 0.00011212 | 0.00012306 | 0.00012269 | 0.0001209 | 0.00012074 | 0.0001162 | 0.00013173 | 0.00013442 | 0.00013299 | 0.00013169 | 0.00012217 | 0.00013052 | 0.00013654 | 0.00011576 | 0.00011666 | 0.00011343 | 0.00014004 | 0.00013726 | 9.6983e-05 | 0.00011946 | 0.00014066 | 0.00012154 | 0.0001258 | 0.00012818 | 0.00013662 | 0.00015536 | 0.0001449 | 0.00011184 | 0.00012287 | 0.00012234 | 0.00012411 | 0.00012359 | 0.00011476 | 0.00012024 | 0.00010977 | 0.0001433 | 0.00010778 | 0.00012793 | 0.00011364 | 0.00011877 | 0.00012407 | 0.00011693 | 0.00013265 | 0.00011414 | 0.00012071 | 0.0001192 | 0.00011911 | 0.00011811 | 0.00012543 | 0.000122 | 0.00011556 | 0.00012674 | 0.00012883 | 0.00012162 | 0.00012952 | 0.00010972 | 0.00013116 | 0.00011505 | 0.00015329 | 0.00013435 | 0.00012727 | 0.00012892 | 0.0001216 | 0.00013663 | 0.00011981 | 0.00012641 | 0.00012929 | 0.0001208 | 0.00011362 | 0.00012502 | 0.00011264 | 9.9324e-05 | 0.00012694 | 0.00011735 | 0.00013292 | 0.00012854 | 0.00012219 | 0.00013213 | 9.2151e-05 | 0.00010257 | 0.00012815 | 0.00010477 | 0.00012547 | 0.00011562 | 0.00011019 | 0.00012141 | 0.00011051 | 0.00012475 | 0.0001126 | 0.00014078 | 0.00014896 | 0.00011399 | 0.00010766 | 0.00013122 | 0.00013827 | 0.00012773 | 0.00012653 | 0.00011179 | 0.00010768 | 0.00012566 | 0.00013427 | 0.00012837 | 0.00013076 | 0.00012869 | 0.00012988 | 0.00011227 | 0.00011467 | 0.00012232 | 0.00013325 | 9.1944e-05 | 0.00012523 | 0.00012696 | 0.00013697 | 0.00012651 | 0.00012844 | 0.00012819 | 0.00010676 | 9.7705e-05 | 0.00010094 | 0.00011618 | 0.00013973 | 0.00011368 | 0.00013392 | 0.00014076 | 0.00011594 | 0.00012975 | 0.00012438 | 0.00010764 | 0.00010703 | 0.00013532 | 0.00011762 | 0.00011845 | 0.00010389 | 0.00012451 | 0.00013434 | 0.00010722 | 9.793e-05 | 0.00010626 | 0.0001216 | 9.8336e-05 | 0.00012303 | 0.00012865 | 0.00011864 | 0.00013408 | 0.00012117 | 0.00013588 | 0.00014025 | 0.00013054 | 9.0284e-05 | 0.00010675 | 0.00013172 | 0.00012164 | 0.00012551 | 0.00012159 | 0.00013393 | 0.00012069 | 0.00012932 | 0.00012601 | 0.0001148 | 0.00013382 | 0.00011853 | 0.00013035 | 0.00011771 | 0.00011239 | 0.00011598 | 0.00012974 | 0.00010061 | 0.00012198 | 0.00012022 | 0.00011699 | 0.00013957 | 0.00012216 | 0.00012431 | 0.00012262 | 0.00012506 | 0.0001381 | 0.00012072 | 0.00015731 | 0.00012098 | 0.00012063 | 0.00013331 | 0.00014853 | 0.00013653 | 0.00010729 | 0.00013634 | 0.0001304 | 0.00011787 | 0.00012917 | 0.00011255 | 0.00012298 | 0.00012237 | 0.00011797 | 0.0001112 | 0.00012739 | 0.00011817 | 0.00012519 | 0.00013529 | 9.5626e-05 | 0.00010631 | 0.00014315 | 0.00011646 | 0.00010393 | 0.00014326 | 0.00013198 | 0.00012697 | 0.00014858 | 0.00013395 | 0.00011041 | 0.00012792 | 0.00013777 | 0.00010601 | 0.00012313 | 0.00011382 | 0.00011663 | 0.00012028 | 0.00010642 | 0.00011495 | 0.00013978 | 0.00013064 | 0.00012396 | 0.00013632 | 0.00012596 | 0.00012547 | 0.00011778 | 0.00011904 | 0.00014486 | 0.00012473 | 0.00010075 | 0.00012947 | 0.00011504 | 0.00011991 | 0.00010662 | 0.00011119 | 0.00011203 | 0.00011862 | 0.00011595 | 0.00011941 | 0.0001147 | 0.00012174 | 0.00013041 | 0.00011474 | 0.00012769 | 0.00011568 | 0.00011546 | 9.5501e-05 | 0.00013109 | 0.00011572 | 0.00012144 | 0.0001119 | 0.00011709 | 0.00013926 | 0.00012502 | 0.00011498 | 0.00011224 | 0.00013652 | 0.00011326 | 0.0001259 | 0.00013875 | 0.00011832 | 0.00013168 | 0.00013525 | 0.00010541 | 0.00012879 | 0.0001245 | 0.00012815 | 0.00011413 | 0.00012704 | 8.9165e-05 | 0.00011477 | 0.00012097 | 9.8285e-05 | 0.00013426 | 0.00012866 | 0.00011505 | 0.00012889 | 0.00012707 | 0.0001194 | 0.00012885 | 0.00012383 | 0.00011532 | 0.00010933 | 0.00011452 | 0.00012071 | 0.00011569 | 0.00011352 | 0.00012314 | 0.00010972 | 0.00012467 | 0.00012101 | 0.00012945 | 0.00011986 | 0.00012059 | 0.0001212 | 0.00012332 | 0.00010884 | 0.00013471 | 0.00011625 | 0.00010975 | 0.00011825 | 0.0001228 | 0.000122 | 0.00012849 | 0.0001211 | 0.00014595 | 0.00011025 | 0.00011283 | 0.00010823 | 0.00012581 | 0.00010834 | 0.00010339 | 0.00011813 | 0.00010096 | 0.00011945 | 0.0001202 | 0.00014455 | 0.00010724 | 0.00013433 | 0.00010997 | 0.0001286 | 0.00012212 | 0.00014308 | 0.00011706 | 0.00011426 | 0.00012757 | 0.00013326 | 0.00012748 | 0.00013598 | 0.00011727 | 0.00010212 | 0.00012667 | 0.00013225 | 0.00012756 | 0.00011704 | 0.00012031 | 0.00013053 | 0.0001315 | 0.00014604 | 0.00010795 | 0.00011207 | 0.0001364 | 0.00012807 | 0.00012075 | 0.00012704 | 0.0001021 | 0.0001309 | 0.00012442 | 0.00011032 | 0.00013307 | 0.00011793 | 0.00013733 | 0.00012151 | 0.00010386 | 0.00012724 | 0.00011348 | 0.00011615 | 0.00013154 | 0.00011143 | 0.00011733 | 0.00012667 | 9.8031e-05 | 0.00010759 | 0.00012375 | 0.00012224 | 0.00010865 | 0.00012304 | 0.00010874 | 0.00010804 | 0.00014041 | 0.00010567 | 0.00012677 | 0.00011366 | 0.0001162 | 0.0001402 | 0.00013237 | 0.00013121 | 0.00013465 | 0.00012137 | 0.00012623 | 9.902e-05 | 0.0001279 | 0.00014345 | 0.00012136 | 0.0001443 | 0.00010703 | 0.00010409 | 0.00013618 | 0.00011533 | 0.00012998 | 0.00012863 | 0.00013566 | 0.00011201 | 0.00013743 | 0.00012008 | 0.00012099 | 0.00011583 | 0.00010876 | 0.00012692 | 0.0001168 | 0.00011458 | 0.00010946 | 0.00012339 | 0.00013838 | 0.00012589 | 0.00012917 | 0.00014886 | 0.00013376 | 0.00011137 | 0.00011065 | 0.00013182 | 0.00010172 | 0.00010613 | 0.0001206 | 0.00013508 | 0.00013387 | 0.00013201 | 0.00013072 | 0.00012292 | 0.00012507 | 0.000133 | 0.00010313 | 0.00012262 | 0.0001369 | 0.0001178 | 0.0001192 | 0.00010498 | 0.00013348 | 0.00013604 | 0.00010914 | 0.00011634 | 0.00011964 | 0.00014835 | 0.00013889 | 0.00013165 | 0.00010733 | 0.00012951 | 0.00011963 | 0.00010939 | 0.00012942 | 0.00013282 | 0.0001328 | 0.00012522 | 0.00013832 | 0.00012228 | 0.00012419 | 0.00013642 | 0.00013202 | 9.6986e-05 | 0.00011864 | 0.00012353 | 0.00013906 | 0.00012163 | 9.1005e-05 | 0.00010918 | 0.00012588 | 0.00012438 | 0.00012846 | 0.00011102 | 0.0001127 | 0.00012782 | 0.00012556 | 0.00012952 | 0.00012687 | 0.00012366 | 0.00013791 | 0.0001324 | 0.0001306 | 0.00010341 | 0.0001305 | 0.0001368 | 0.00011028 | 0.00011004 | 0.00011907 | 0.00010633 | 0.00012493 | 0.00010751 | 0.00011218 | 0.00012278 | 0.00010523 | 0.00012509 | 0.00012753 | 0.0001357 | 9.2175e-05 | 0.00011671 | 0.0001319 | 0.00011678 | 0.00013448 | 0.0001113 | 9.7851e-05 | 0.00013971 | 0.00013429 | 0.00010842 | 0.00012746 | 0.00012867 | 0.00013432 | 0.00012411 | 0.00012154 | 0.00012177 | 0.00013761 | 0.00011493 | 0.00012741 | 0.0001382 | 0.00013103 | 0.000137 | 0.0001308 | 0.00012126 | 0.00011678 | 0.00013833 | 0.00013017 | 0.00010176 | 0.00011608 | 0.00012572 | 0.00012484 | 0.00010654 | 0.00013358 | 0.00012712 | 0.00010495 | 0.00011624 | 0.00011887 | 9.2693e-05 | 0.00011263 | 0.00011137 | 0.00010859 | 8.7456e-05 | 0.00013397 | 0.00013729 | 0.00010064 | 0.00012366 | 0.00013147 | 0.00012877 | 0.00012226 | 0.00010915 | 0.00011435 | 0.0001148 | 0.00010692 | 0.00010886 | 0.00011122 | 0.00010569 | 0.00012808 | 0.00012628 | 0.00011732 | 0.00012601 | 0.00010175 | 0.00013434 | 0.00011899 | 0.000129 | 0.00010464 | 0.00011474 | 0.00012049 | 0.00011548 | 0.00011118 | 0.0001235 | 0.00010349 | 0.00014796 | 0.00012249 | 0.00013788 | 0.00010019 | 0.00012066 | 0.00013085 | 0.00012389 | 0.00013087 | 0.00011262 | 0.00011823 | 0.00012099 | 0.00010564 | 0.00011029 | 0.00012072 | 0.00011024 | 0.00013752 | 0.00011116 | 0.00010043 | 0.00010801 | 0.00012502 | 0.00012091 | 0.00011588 | 0.00011815 | 0.00013436 | 0.00010901 | 0.00012333 | 0.00011557 | 0.00013636 | 0.00011146 | 0.00013523 | 0.00012874 | 0.00012472 | 0.00011176 | 0.00012288 | 0.00010833 | 0.00010417 | 0.00010715 | 0.00013278 | 0.00012178 | 0.00011689 | 0.00012886 | 0.00014597 | 0.00012496 | 0.00013749 | 0.0001221 | 0.0001317 | 0.0001306 | 0.00014383 | 0.00014093 | 0.00013398 | 0.00012501 | 0.00011944 | 9.9513e-05 | 0.0001286 | 0.00012408 | 0.00011622 | 0.00012087 | 0.00011504 | 0.00012811 | 0.00011183 | 0.00011884 | 0.00010958 | 0.00010231 | 0.00013822 | 0.00012254 | 0.0001371 | 0.00012069 | 0.00012355 | 0.00013459 | 0.00012632 | 0.00013608 | 0.00011922 | 0.00012347 | 0.00010237 | 0.00012769 | 0.00010244 | 0.00010513 | 0.00014622 | 0.00011835 | 0.00010366 | 0.00011973 | 0.00015735 | 0.00010931 | 0.00011708 | 0.00012713 | 0.00012529 | 0.0001292 | 0.00010623 | 0.00012956 | 0.00015115 | 0.00013903 | 0.00012552 | 0.00011272 | 0.00010314 | 0.00011142 | 0.00011613 | 0.00012532 | 0.00011749 | 0.00011524 | 0.00013109 | 0.00013243 | 9.3225e-05 | 0.00014784 | 0.00012502 | 0.0001081 | 0.00011084 | 0.00011382 | 0.0001235 | 0.0001377 | 0.00012546 | 0.00011996 | 0.00011355 | 0.0001196 | 0.00012891 | 0.00011155 | 0.00011499 | 0.00013369 | 0.00010909 | 0.00014435 | 0.00011866 | 0.00013869 | 0.00013408 | 0.00014174 | 0.00012734 | 0.00011333 | 0.00010444 | 0.00012208 | 0.00012321 | 0.00011908 | 0.00012908 | 0.00011484 | 0.00012205 | 0.00010577 | 0.00015057 | 0.00012657 | 0.00010835 | 0.00012958 | 0.00012218 | 0.00011258 | 0.00010946 | 0.0001096 | 0.00012529 | 0.00010372 | 0.0001131 | 0.00012489 | 0.0001191 | 0.00012483 | 0.000127 | 0.00010476 | 0.00010874 | 0.00014217 | 0.00011649 | 0.00012414 | 0.00013121 | 0.00010416 | 0.00011286 | 0.00012113 | 0.0001356 | 0.0001157 | 0.00014284 | 0.00011797 | 0.00013241 | 0.00013122 | 0.00013682 | 0.00011666 | 0.00011204 | 0.00011456 | 0.00012881 | 0.000128 | 0.00012703 | 0.00011981 | 0.00012032 | 0.00012707 | 0.00010317 | 0.00012266 | 0.00012878 | 0.00012247 | 0.00010615 | 0.00011774 | 0.00013855 | 0.00011122 | 0.00011092 | 0.00012151 | 0.00012602 | 0.00011626 | 0.00011205 | 0.0001125 | 0.00011071 | 0.00013185 | 0.00010664 | 9.4262e-05 | 0.00012872 | 0.00012341 | 0.00013785 | 0.00015205 | 0.00011846 | 0.00012485 | 0.00015496 | 0.00010866 | 0.00011499 | 0.00012116 | 0.00011519 | 0.0001244 | 0.00011516 | 0.00011316 | 0.00011743 | 0.00013604 | 0.00014261 | 0.00012365 | 0.00012023 | 0.00011162 | 0.00010746 | 0.00011423 | 0.00011182 | 0.00010701 | 0.00012443 | 0.00012551 | 0.00014542 | 0.00012305 | 0.00012787 | 0.00011051 | 9.4698e-05 | 0.00012971 | 0.00010637 | 0.00011392 | 0.00012806 | 0.00011861 | 0.00011951 | 0.00011256 | 0.00015119 | 0.00013887 | 0.00014675 | 0.00014212 | 0.00012553 | 0.00012808 | 0.00010361 | 0.00010239 | 0.00012079 | 0.00013248 | 9.4917e-05 | 0.00012415 | 0.00011937 | 0.00012641 | 0.00013241 | 0.0001336 | 0.00014034 | 0.00013092 | 0.00012935 | 0.00012935 | 0.00013296 | 9.7162e-05 | 0.00011546 | 0.00013821 | 0.00013644 | 0.00012601 | 0.00012789 | 0.0001455 | 0.00013633 | 0.00013257 | 9.766e-05 | 0.00011053 | 0.00013006 | 0.00012817 | 9.9815e-05 | 0.00012735 | 0.00013238 | 0.00010242 | 0.00013215 | 0.00011045 | 0.00013706 | 0.00013322 | 0.00013076 | 0.0001049 | 0.00011584 | 0.00010831 | 0.00013255 | 0.00010727 | 0.00013831 | 0.00010819 | 0.00012371 | 0.00011716 | 0.0001308 | 0.0001245 | 0.00010733 | 0.00013172 | 9.0922e-05 | 0.0001293 | 0.00012477 | 8.7414e-05 | 0.00012123 | 0.00011758 | 0.00011615 | 0.000122 | 0.00012836 | 0.00011366 | 0.00011113 | 0.00010525 | 0.0001156 | 0.00012283 | 0.00013087 | 0.00012215 | 0.0001333 | 0.00013411 | 0.00012721 | 0.00011564 | 0.00010633 | 0.00010924 | 0.00011407 | 0.00012095 | 0.0001135 | 0.00013372 | 0.00011901 | 0.00012944 | 0.00011979 | 0.00011071 | 0.00012096 | 0.00010565 | 0.00014434 | 0.00011715 | 0.00011047 | 0.0001042 | 0.00011711 | 0.00013613 | 0.00012173 | 0.00012099 | 0.00012096 | 0.00010952 | 0.00012252 | 0.00011973 | 0.00010965 | 0.00011639 | 0.00012477 | 0.00010758 | 0.0001129 | 0.00011732 | 0.0001149 | 0.00011269 | 0.00011811 | 0.0001337 | 0.00012334 | 0.00013515 | 0.00014243 | 0.00011647 | 0.00011581 | 0.00012347 | 0.00012214 | 0.00011398 | 0.00011663 | 0.00011049 | 0.00012375 | 0.00012381 | 0.0001335 | 0.0001318 | 0.00013188 | 0.00010328 | 0.0001084 | 0.00011209 | 0.00014408 | 0.00014025 | 0.00013638 | 0.00013186 | 0.00012078 | 0.00011816 | 0.00014478 | 0.00013015 | 0.00012011 | 0.00013506 | 0.00010901 | 0.00010775 | 0.00011823 | 0.00013885 | 0.00012231 | 0.00014924 | 0.00010113 | 0.00010979 | 0.00010199 | 0.00012265 | 0.00013035 | 0.00012986 | 0.0001248 | 0.00013138 | 0.00011671 | 0.00012106 | 0.00010817 | 0.0001281 | 0.00011162 | 0.000128 | 0.00013097 | 0.00011851 | 0.00010945 | 0.00010235 | 0.00011061 | 0.00012047 | 0.00013825 | 0.00012486 | 0.0001213 | 0.00011482 | 0.00013401 | 0.00011431 | 0.0001179 | 0.0001123 | 0.00011892 | 0.00011407 | 0.00014014 | 0.00011177 | 0.00013758 | 0.00013666 | 0.00012424 | 0.00012449 | 0.00011975 | 0.00011622 | 0.00013713 | 0.00010439 | 0.00011276 | 0.00013004 | 0.00013222 | 0.00012937 | 0.00012101 | 0.00011729 | 0.0001004 | 0.0001096 | 0.00011059 | 0.00012064 | 0.00012344 | 0.00012012 | 0.00013626 | 9.5748e-05 | 0.00011164 | 0.00012049 | 0.00014562 | 0.00015086 | 0.00011342 | 0.00012481 | 0.00012692 | 0.00011908 | 0.00013161 | 0.00011376 | 0.00011264 | 0.00013041 | 0.00011743 | 0.00012405 | 0.00012164 | 0.00012137 | 0.00014371 | 0.00012955 | 0.00010839 | 0.0001181 | 0.00013315 | 0.00013014 | 0.00013901 | 0.00013217 | 0.000117 | 0.00012817 | 0.00012268 | 0.00013922 | 0.00012017 | 0.00012891 | 0.00014409 | 0.00014976 | 0.00013487 | 0.00011362 | 0.00013863 | 0.00014315 | 0.0001371 | 0.00012057 | 0.00011624 | 0.00011791 | 0.00011177 | 0.00010174 | 0.00012776 | 0.0001291 | 0.0001184 | 0.00013116 | 0.00012499 | 0.00013821 | 0.00010492 | 0.00011496 | 0.00010897 | 0.00012754 | 0.00011523 | 0.00012407 | 0.00012619 | 0.0001036 | 0.0001087 | 0.00010746 | 0.00012592 | 0.00011152 | 0.00012868 | 0.00013413 | 0.00013057 | 0.00012895 | 0.00011659 | 0.00013068 | 0.00012426 | 0.00012689 | 0.00013985 | 0.00012475 | 0.00011634 | 0.00011869 | 0.00010876 | 0.00011935 | 0.00012354 | 0.00012703 | 0.00012294 | 0.00012161 | 0.00012839 | 0.00011416 | 0.00011609 | 0.0001188 | 9.9938e-05 | 0.00010487 | 0.00012353 | 0.00012612 | 0.00013837 | 0.00011138 | 0.00011722 | 0.00010705 | 0.00012221 | 0.00011414 | 0.00015072 | 0.00013146 | 0.00010711 | 0.00011426 | 0.000121 | 0.00010721 | 0.00011629 | 0.00010415 | 0.00010786 | 0.00012407 | 0.00012973 | 0.00011502 | 0.00011412 | 0.00013752 | 0.00013701 | 0.00011223 | 0.00013233 | 0.00012072 | 0.00011379 | 0.00013166 | 0.00012387 | 0.00012717 | 0.00012399 | 0.00013578 | 0.00012722 | 0.0001171 | 0.00011546 | 0.00012376 | 0.00012188 | 0.00012102 | 0.00014159 | 0.00013743 | 0.00012339 | 0.00011535 | 0.00012524 | 0.00013503 | 0.00012203 | 0.00012863 | 0.00013212 | 0.00012024 | 0.00012035 | 0.00011455 | 0.00011074 | 0.00011032 | 0.00012214 | 0.00012543 | 0.0001313 | 0.00013595 | 0.00011108 | 0.000115 | 0.0001182 | 9.6613e-05 | 0.00010959 | 0.00012306 | 0.00011556 | 0.00013457 | 0.00013713 | 0.00011452 | 0.00012657 | 0.00014055 | 0.00013509 | 0.00010597 | 0.00013039 | 0.00014295 | 0.00010561 | 0.00011536 | 0.00012134 | 0.00014512 | 0.00012346 | 0.00014796 | 0.0001151 | 0.00012923 | 0.00012628 | 0.00013158 | 0.00011897 | 0.00011324 | 0.00011982 | 0.00011914 | 0.00013446 | 0.00011711 | 0.00011501 | 0.00012375 | 0.00012208 | 9.5089e-05 | 0.00013698 | 0.00010827 | 0.00010611 | 0.00011851 | 0.0001414 | 0.00010706 | 0.00010962 | 0.00012807 | 0.00011868 | 0.00012735 | 0.00012993 | 0.00011342 | 0.00013823 | 0.00012167 | 0.0001153 | 0.00012356 | 0.00012465 | 0.00013649 | 0.0001138 | 0.00010976 | 0.00011445 | 0.00012816 | 0.00011925 | 0.00013944 | 0.00015376 | 0.0001361 | 0.00011395 | 0.00010881 | 0.00012965 | 0.00012769 | 0.0001264 | 0.00013645 | 9.8867e-05 | 0.00010331 | 0.00011023 | 0.00010223 | 0.00012074 | 0.00010376 | 0.00014031 | 0.00012801 | 0.00013535 | 0.00010763 | 0.00011439 | 0.00011041 | 0.00011026 | 0.00013125 | 0.00014256 | 9.5784e-05 | 0.00014079 | 0.00011967 | 0.0001058 | 0.00012096 | 0.00011204 | 0.00014002 | 0.00010686 | 0.0001264 | 0.0001107 | 0.00013517 | 0.00011836 | 0.000141 | 0.00013161 | 0.0001102 | 0.00010954 | 0.00011591 | 0.00012093 | 0.0001176 | 0.00012511 | 0.00010004 | 0.0001314 | 0.00011617 | 0.00012151 | 0.00011948 | 0.00013742 | 9.6447e-05 | 0.00011796 | 0.00011661 | 0.00012989 | 0.00011095 | 0.00011248 | 0.00013359 | 0.0001244 | 0.00012975 | 0.00012012 | 0.00012331 | 0.00012535 | 0.0001337 | 0.00012472 | 0.00011182 | 0.00012136 | 0.00012302 | 0.00012711 | 9.6175e-05 | 0.0001188 | 0.00010903 | 0.00010545 | 0.0001355 | 0.00013147 | 0.00012498 | 0.00012176 | 0.00013406 | 0.00010985 | 0.00012164 | 0.0001068 | 0.00012176 | 0.00012563 | 0.00014824 | 0.00010546 | 0.00012464 | 0.00013099 | 0.00011754 | 0.00011787 | 0.00012475 | 0.00011507 | 0.00014351 | 0.0001151 | 0.00012686 | 0.00012782 | 0.00012221 | 0.00012098 | 0.00012324 | 0.00010717 | 0.0001148 | 0.00014025 | 0.00013653 | 0.0001201 | 0.00013368 | 0.00010611 | 0.00011815 | 0.00011918 | 0.00013313 | 0.00012273 | 0.00012691 | 0.00014567 | 0.0001311 | 0.00013367 | 0.00012071 | 0.00012456 | 0.00011693 | 9.6378e-05 | 0.00010976 | 0.00010901 | 0.00012396 | 0.00011985 | 0.00013732 | 0.00013431 | 0.0001032 | 0.0001227 | 0.00012994 | 0.00010875 | 0.00012788 | 0.00010549 | 0.00012045 | 0.00013291 | 0.00014254 | 0.00013725 | 0.00012819 | 0.00013487 | 0.00012725 | 0.00010999 | 0.00011787 | 0.00013077 | 0.00010922 | 0.00010101 | 0.00011719 | 0.00011953 | 9.8281e-05 | 0.00011145 | 0.00012084 | 0.00011555 | 0.00013493 | 0.00010515 | 0.00012878 | 9.8966e-05 | 9.8129e-05 | 0.00012883 | 0.0001309 | 0.00012123 | 0.00011583 | 0.00014011 | 0.00011119 | 0.00013454 | 0.00010487 | 0.00011478 | 0.00010269 | 0.00011535 | 0.00012477 | 0.00011829 | 9.7164e-05 | 9.9763e-05 | 0.00011078 | 0.00012613 | 0.00013581 | 0.0001098 | 0.00013344 | 0.00011472 | 0.0001203 | 0.00011675 | 0.00013061 | 0.00012121 | 0.00010839 | 0.00012899 | 0.00011635 | 0.00011803 | 0.00010896 | 0.00012214 | 0.00014251 | 0.0001348 | 0.00011921 | 0.00011972 | 0.00010046 | 0.00011512 | 0.0001162 | 0.00012758 | 0.00010786 | 0.00010618 | 0.00013222 | 0.00014653 | 0.00011658 | 0.00012004 | 0.00011381 | 0.00012142 | 0.00012323 | 0.00011439 | 0.0001227 | 0.00013533 | 0.00013406 | 0.00013133 | 0.00012887 | 0.00015382 | 0.00013227 | 0.00014167 | 0.00011597 | 0.00011235 | 0.00012095 | 0.00010734 | 0.00010391 | 0.0001171 | 0.00012544 | 0.00012879 | 0.00011728 | 9.8447e-05 | 0.00012772 | 0.00011578 | 0.00012863 | 0.00011836 | 0.00011036 | 0.00011908 | 0.00011483 | 0.00011759 | 0.00013081 | 0.0001101 | 0.00011933 | 0.00012349 | 0.00011899 | 0.00011753 | 0.00012213 | 0.00011258 | 0.0001019 | 0.00012241 | 9.9503e-05 | 0.0001273 | 0.0001202 | 0.00010785 | 0.0001286 | 0.00010649 | 9.9214e-05 | 0.00011879 | 0.00012117 | 0.00011024 | 0.00010746 | 0.00012617 | 9.3283e-05 | 0.00011119 | 9.7468e-05 | 0.00011509 | 0.00011971 | 0.00011672 | 8.9381e-05 | 0.00013066 | 0.00012733 | 0.00012081 | 0.00011422 | 0.00012001 | 0.00012813 | 0.00011475 | 0.0001215 | 0.00013721 | 0.00012892 | 9.9462e-05 | 0.00011869 | 0.00016191 | 8.0949e-05 | 0.0001066 | 0.00012571 | 0.00012099 | 0.00012838 | 0.00011585 | 0.00012594 | 0.00011338 | 0.0001063 | 0.00012993 | 0.00013143 | 9.7466e-05 | 0.00011295 | 9.8352e-05 | 0.00014054 | 0.00011516 | 0.00011126 | 0.00011092 | 0.00013235 | 0.00013497 | 0.00012164 | 0.00012184 | 0.00012369 | 0.00011505 | 0.00013363 | 0.00010299 | 0.00011075 | 9.8173e-05 | 0.00012803 | 0.00012581 | 0.00012413 | 0.00012277 | 0.00013333 | 0.00012612 | 0.00010854 | 0.00012527 | 0.00013712 | 0.00012248 | 0.00012242 | 0.00013818 | 0.00012751 | 0.00012855 | 0.00011139 | 7.8482e-05 | 0.00013785 | 0.00012694 | 0.00013069 | 0.00012698 | 0.00012058 | 0.00014391 | 0.00014154 | 0.00012614 | 0.00012525 | 0.00010409 | 0.00013214 | 0.00010432 | 0.00010463 | 0.00013155 | 0.00013843 | 0.00013392 | 0.00013726 | 0.00010773 | 0.00013471 | 0.00011099 | 0.00013165 | 0.0001253 | 0.00015076 | 0.00010063 | 0.00011576 | 0.00012444 | 0.00011723 | 0.00010852 | 0.00010353 | 0.00010995 | 0.00011265 | 0.0001414 | 0.00013363 | 0.00014678 | 0.00014056 | 0.00011676 | 0.00011237 | 0.0001154 | 0.00010548 | 0.00011807 | 0.00013269 | 0.00013501 | 0.00011525 | 0.00013416 | 0.00010151 | 0.00010964 | 0.00015322 | 0.00013774 | 0.00013997 | 0.00012399 | 0.0001253 | 0.0001183 | 0.00010997 | 0.0001114 | 0.0001203 | 0.00012041 | 0.00012129 | 0.00011836 | 0.00012068 | 0.00011089 | 0.00013295 | 0.00010504 | 0.00011282 | 0.00013327 | 0.00011541 | 0.00011229 | 0.00011648 | 0.00010788 | 0.00012055 | 0.00011526 | 0.00010267 | 0.00012451 | 0.00012774 | 0.00010964 | 0.00013219 | 0.00011344 | 0.00012234 | 0.00015253 | 0.00014082 | 0.00011237 | 0.00011217 | 0.00012303 | 0.00011572 | 0.00014008 | 0.00012738 | 0.00012484 | 0.00012404 | 0.00012755 | 0.00013038 | 0.00011516 | 0.00012817 | 0.00011712 | 0.00011203 | 0.00011032 | 0.0001237 | 0.00011979 | 0.00011537 | 0.00013314 | 0.0001213 | 0.00014162 | 0.00012726 | 0.00013474 | 0.00012003 | 0.00012329 | 0.00010049 | 9.2247e-05 | 0.00013949 | 0.00014022 | 0.00011798 | 0.00012823 | 0.00010298 | 0.00011068 | 0.00010868 | 0.00012819 | 0.00011715 | 0.00015039 | 0.00012138 | 0.00012628 | 0.00011262 | 0.00011977 | 0.0001038 | 0.00011965 | 0.00010287 | 0.00013193 | 9.6332e-05 | 0.00012968 | 0.00010123 | 0.00012007 | 0.00012876 | 0.00011437 | 0.00010732 | 0.00013351 | 0.00011867 | 0.00012366 | 0.00012588 | 0.00011822 | 0.00011003 | 0.00011584 | 0.00010658 | 0.00012172 | 0.00010332 | 0.00013696 | 0.0001246 | 0.00010285 | 0.00011636 | 0.00013534 | 0.00014049 | 0.00013697 | 0.00012862 | 0.00012265 | 0.00012318 | 0.00013393 | 0.00013148 | 0.00010752 | 0.0001143 | 0.00011273 | 0.00012018 | 0.00010578 | 0.00011075 | 0.00013642 | 0.00011911 | 0.00012067 | 0.00011367 | 0.00011496 | 0.00011381 | 0.0001223 | 0.00012618 | 0.00012422 | 0.00010843 | 0.0001092 | 0.00012234 | 0.00012519 | 0.00011464 | 0.00013186 | 0.00012928 | 0.00012722 | 0.00012916 | 0.00012404 | 0.00010646 | 0.00011049 | 0.00014296 | 0.000105 | 0.00010476 | 0.00011662 | 0.00010126 | 0.00012352 | 0.00012314 | 0.00011571 | 9.9022e-05 | 0.00012237 | 0.00011828 | 0.00011797 | 0.0001008 | 0.00012802 | 0.00012683 | 0.00011489 | 0.00012044 | 0.00011895 | 0.00012987 | 0.00012924 | 0.00012381 | 0.00011829 | 0.00012084 | 0.000119 | 0.00012571 | 0.00011292 | 0.00012346 | 0.00013933 | 0.00013627 | 0.00011514 | 0.00013441 | 9.9707e-05 | 0.00012621 | 0.00014017 | 0.00012021 | 0.00012463 | 0.00011073 | 0.00012705 | 0.0001113 | 0.00012557 | 0.00010056 | 0.00011325 | 0.00011727 | 0.00013258 | 0.0001145 | 0.00011062 | 0.00010378 | 0.00011704 | 0.00012538 | 0.00011669 | 0.00011293 | 0.00012162 | 0.00012212 | 0.0001024 | 0.00011848 | 0.00012834 | 0.00012483 | 0.00010655 | 0.00011569 | 0.00013012 | 0.00011748 | 0.00013248 | 0.00014283 | 0.00012127 | 0.00013908 | 0.00011134 | 0.00011897 | 0.00012228 | 0.00013628 | 0.00012133 | 0.00010873 | 8.794e-05 | 0.000121 | 0.00012866 | 0.00013423 | 0.00011971 | 0.0001184 | 9.9749e-05 | 0.00010655 | 0.00013094 | 0.00012584 | 0.00012845 | 0.00012392 | 0.00013944 | 0.00012544 | 0.00012801 | 0.00012041 | 0.00012008 | 0.0001347 | 0.00010982 | 0.00011063 | 0.00011223 | 0.00013212 | 0.00011733 | 0.00011871 | 0.00012606 | 9.8194e-05 | 0.00013387 | 0.00010654 | 0.00012984 | 0.00010278 | 0.000111 | 0.00012564 | 0.00011478 | 0.00015005 | 0.00011774 | 0.00015275 | 0.00012943 | 0.00011757 | 0.00012881 | 0.00012751 | 0.0001253 | 0.00012299 | 0.00012123 | 0.00012325 | 0.00012955 | 0.00010357 | 0.00011128 | 0.00011107 | 0.00012601 | 0.00010242 | 0.00012722 | 0.00012943 | 0.00010566 | 0.00011739 | 0.0001149 | 0.00012026 | 0.00011745 | 0.00010462 | 0.00012807 | 0.00010711 | 0.0001233 | 0.00011414 | 9.9851e-05 | 0.00011154 | 0.00011837 | 0.00011417 | 0.0001304 | 0.00012412 | 0.00012298 | 0.00011983 | 0.00010779 | 0.00010209 | 0.00011729 | 0.00013233 | 0.00012936 | 0.00013088 | 0.00012526 | 0.00012135 | 0.00011825 | 9.3952e-05 | 0.00011936 | 0.00010979 | 0.00010936 | 0.00010865 | 0.00012788 | 0.00011188 | 0.00010062 | 0.00013319 | 0.0001387 | 0.0001204 | 0.00013825 | 0.00010992 | 0.0001243 | 0.00011291 | 0.00012287 | 0.0001163 | 0.00012576 | 0.00013838 | 0.00012036 | 0.0001167 | 0.00012735 | 0.00013754 | 0.00014689 | 9.7447e-05 | 0.00013186 | 9.4634e-05 | 0.00011037 | 0.00012609 | 0.0001091 | 0.00012401 | 0.00012196 | 0.00012594 | 0.00011491 | 0.00013379 | 0.00011617 | 0.00012617 | 0.00012212 | 0.00011378 | 0.00012345 | 0.00011809 | 0.0001321 | 0.00012675 | 0.00011383 | 0.00014083 | 0.00010724 | 0.00010048 | 0.00012637 | 0.00013194 | 0.00012562 | 0.00012183 | 0.00013254 | 0.00012086 | 0.00010772 | 0.00013388 | 0.0001142 | 0.00012062 | 0.00013695 | 0.00012561 | 0.0001252 | 0.0001051 | 0.0001172 | 0.00011563 | 0.00011111 | 0.00010868 | 0.00010334 | 9.627e-05 | 0.00013381 | 0.00011843 | 0.0001148 | 0.00011819 | 0.00012035 | 0.00010748 | 9.9792e-05 | 0.00012718 | 0.00012994 | 0.00010966 | 0.00012357 | 0.00012382 | 0.00013257 | 0.0001069 | 0.0001087 | 0.000125 | 0.0001248 | 0.00013167 | 9.284e-05 | 0.00012441 | 0.00012799 | 0.0001247 | 0.00011252 | 0.00011394 | 0.00011537 | 0.00012751 | 0.00010882 | 0.00013511 | 0.00013338 | 0.00012013 | 0.00012557 | 0.000125 | 0.0001235 | 0.00012534 | 0.00010934 | 0.00012877 | 9.9847e-05 | 0.00013386 | 0.00013465 | 0.00012842 | 0.00012899 | 0.00012357 | 0.00011339 | 0.00011095 | 0.00013391 | 0.00014606 | 0.00011316 | 0.00012211 | 0.00010554 | 0.00011972 | 0.00013149 | 0.00012937 | 8.6319e-05 | 0.00012444 | 0.00010446 | 0.00014547 | 0.00011876 | 0.00012525 | 0.00011261 | 0.0001117 | 0.00012372 | 0.00012614 | 0.00013731 | 0.00012873 | 0.00012026 | 0.00012041 | 0.00012663 | 0.00013885 | 0.00012442 | 0.00011984 | 0.00012865 | 0.00012373 | 0.00012357 | 0.00012155 | 0.00011668 | 0.00013091 | 0.00011294 | 0.00010986 | 0.00011131 | 0.00013554 | 0.00013467 | 0.00014165 | 0.00013659 | 0.00012744 | 0.0001171 | 9.6487e-05 | 0.0001097 | 0.00012487 | 0.00012809 | 0.00012737 | 0.00010724 | 0.00012363 | 0.00013826 | 0.00014983 | 0.00010921 | 0.00012094 | 0.00011186 | 0.00011948 | 0.00012318 | 0.00013858 | 0.00010589 | 0.00011316 | 0.00010433 | 0.00013227 | 0.00013247 | 0.00012552 | 0.00013748 | 0.00012452 | 0.00012221 | 0.00012566 | 0.00012136 | 0.00011093 | 0.0001144 | 0.00012289 | 0.00013682 | 0.00011641 | 0.00012157 | 0.00012775 | 0.00011372 | 0.00012064 | 0.0001187 | 0.00012383 | 0.00011869 | 0.00012784 | 0.0001245 | 0.00011882 | 0.00012556 | 0.00012076 | 9.79e-05 | 0.0001064 | 0.00013421 | 0.00012858 | 0.00011942 | 0.00011092 | 0.00012351 | 0.00011335 | 0.00010101 | 0.00013734 | 0.00012838 | 0.00012408 | 0.00011849 | 0.00012251 | 0.00012402 | 0.00011136 | 0.00011867 | 0.00012436 | 0.0001406 | 0.00011675 | 0.00012671 | 0.0001162 | 0.00010423 | 0.00013398 | 0.00012071 | 0.00012383 | 0.00012312 | 9.9365e-05 | 0.00014462 | 0.00012899 | 0.0001239 | 0.00012593 | 0.00011266 | 0.00012854 | 0.00012655 | 0.00013764 | 0.0001086 | 0.0001141 | 0.00010913 | 0.00012551 | 0.00013043 | 0.00011426 | 0.00011928 | 0.00011515 | 0.00012481 | 0.00010241 | 0.00012941 | 0.00011048 | 0.00011223 | 0.00013615 | 0.00011694 | 0.00013003 | 0.00013309 | 0.00011072 | 0.00013496 | 0.00011016 | 0.00011193 | 0.00011506 | 0.00013782 | 0.0001294 | 0.00012089 | 0.00011533 | 0.00010709 | 0.00013164 | 0.00013943 | 0.0001153 | 0.00012928 | 0.0001417 | 0.00011636 | 0.00013084 | 0.00011111 | 0.00010819 | 0.00013569 | 0.00011125 | 0.00013348 | 0.00012113 | 0.00012876 | 0.00011791 | 0.00010415 | 0.00013662 | 0.00012748 | 9.5498e-05 | 0.00013526 | 0.00011659 | 0.00013976 | 0.00012277 | 0.00012736 | 0.00012508 | 0.00013041 | 0.00013635 | 0.00012924 | 0.00012471 | 0.00011634 | 0.00012466 | 0.00012262 | 0.00011063 | 0.00013944 | 0.00012824 | 8.4341e-05 | 0.00011192 | 0.0001341 | 0.00013189 | 0.00012429 | 0.00012883 | 0.00011544 | 0.00013576 | 0.00010029 | 9.1488e-05 | 0.00012462 | 0.00013707 | 0.00010883 | 0.00011043 | 0.00013114 | 0.00012795 | 0.00010359 | 0.00011107 | 0.00012955 | 0.000124 | 0.00011607 | 0.00014153 | 0.00011309 | 0.00011874 | 0.00013901 | 0.0001057 | 0.00011108 | 0.00012396 | 0.00011394 | 0.00013201 | 0.00012715 | 0.00012118 | 0.00013075 | 0.00013055 | 0.00013121 | 0.00011265 | 0.00012166 | 0.00011768 | 0.0001263 | 0.00011519 | 0.00012878 | 0.00011917 | 0.00010895 | 0.00013614 | 0.00012538 | 0.00011448 | 0.00010247 | 0.00011721 | 0.00012306 | 0.00012579 | 0.00012312 | 0.00010379 | 0.00011648 | 0.00012549 | 0.00011602 | 0.00010683 | 0.00013063 | 0.00013106 | 0.00010721 | 0.00012122 | 0.00012298 | 0.00012468 | 0.00013843 | 0.00012081 | 0.00010688 | 0.00011978 | 0.00013282 | 0.0001137 | 0.00013042 | 0.00010917 | 0.00013121 | 0.000119 | 0.00011277 | 0.00011576 | 0.00012689 | 0.00013861 | 0.00012382 | 0.00012905 | 0.00011302 | 0.0001514 | 9.5974e-05 | 0.00012104 | 0.00012195 | 0.00011152 | 0.00012972 | 0.00012887 | 0.00012108 | 0.00012364 | 0.00011465 | 0.00010588 | 0.0001231 | 0.00011833 | 0.00011176 | 0.00011318 | 0.00012636 | 0.00012952 | 0.00012803 | 0.00010268 | 0.00011907 | 0.00011333 | 0.00011884 | 0.00012293 | 0.00011023 | 0.00011418 | 0.00013001 | 0.00013671 | 0.0001011 | 0.00011324 | 0.00010387 | 0.00012029 | 0.0001162 | 0.00011567 | 0.00010093 | 0.00012617 | 0.00010646 | 0.00011143 | 0.00011156 | 0.00010935 | 0.00013521 | 0.00013161 | 0.00012383 | 0.00010918 | 0.00010768 | 0.00011562 | 0.00012135 | 0.00013351 | 0.00012645 | 0.00011878 | 0.00013037 | 0.00013214 | 0.00011301 | 0.00010497 | 0.00013241 | 0.00013861 | 0.00012945 | 0.00011449 | 0.0001179 | 0.00011831 | 0.00012064 | 0.00010079 | 0.00013031 | 0.00011206 | 0.00012213 | 0.00011383 | 0.00013178 | 0.00012537 | 0.00010538 | 0.00010759 | 0.0001195 | 0.00011088 | 0.00012109 | 0.00012638 | 0.00011312 | 0.00011503 | 0.00012737 | 0.00010735 | 0.00014589 | 0.00012613 | 0.00012293 | 0.00011601 | 0.00012895 | 0.00010965 | 0.0001319 | 8.9877e-05 | 0.0001191 | 0.00014121 | 0.00013561 | 0.00012135 | 0.00011873 | 9.882e-05 | 0.00013717 | 0.00011726 | 0.00010919 | 0.00012026 | 0.00012809 | 0.00011134 | 0.00012758 | 0.00013118 | 0.00013046 | 0.00012986 | 0.00010175 | 0.000128 | 0.0001147 | 0.00012785 | 0.00014103 | 0.00012991 | 0.00014014 | 8.6914e-05 | 0.00012719 | 0.00011627 | 0.00012781 | 0.00012557 | 0.00011391 | 0.00010541 | 0.00010404 | 0.00012394 | 0.00012975 | 0.00013284 | 0.0001371 | 0.00012071 | 0.00011409 | 0.00013114 | 0.00010059 | 0.0001567 | 0.00010343 | 0.0001183 | 0.00012405 | 0.00010135 | 0.00013493 | 0.00013196 | 0.00012071 | 0.00011075 | 0.00012232 | 0.00011471 | 0.0001369 | 0.00011951 | 0.00011878 | 0.00010987 | 0.00012611 | 0.00014643 | 0.00011623 | 0.00012503 | 0.00011041 | 0.00012292 | 0.00013277 | 0.00012052 | 0.00011737 | 9.0466e-05 | 0.00013886 | 0.00012915 | 0.00012541 | 0.00010713 | 0.0001274 | 0.00012075 | 0.00010019 | 0.00010727 | 0.00012753 | 0.00010194 | 0.00011452 | 0.00014183 | 0.00012599 | 0.0001042 | 0.00012834 | 0.00013859 | 0.00012115 | 0.00014737 | 0.00010886 | 0.00013063 | 0.00013076 | 0.00012428 | 0.00013489 | 0.00012308 | 0.00013522 | 0.0001247 | 0.00012679 | 0.00017376 | 0.00013721 | 0.00012248 | 0.00011216 | 9.3843e-05 | 0.00012005 | 0.00010683 | 0.00010814 | 0.00011783 | 0.00010202 | 0.00011949 | 0.00011991 | 0.00012954 | 0.00011697 | 0.00014529 | 0.0001098 | 0.0001215 | 0.00014199 | 0.00011572 | 0.00012133 | 0.00013552 | 0.00014222 | 0.00010329 | 0.00010327 | 0.00010213 | 0.00012017 | 0.0001275 | 0.00011855 | 0.00011253 | 0.00011576 | 0.00011833 | 0.00012209 | 0.00011494 | 0.00012209 | 0.00013542 | 0.0001112 | 0.00010031 | 0.00010119 | 0.00013837 | 0.00012531 | 0.00014429 | 0.0001315 | 0.00011553 | 0.0001194 | 0.0001354 | 0.00012258 | 0.00012714 | 9.8102e-05 | 0.00011434 | 0.00012071 | 0.00012186 | 0.00012368 | 0.00011463 | 0.00011254 | 0.00012601 | 0.0001183 | 0.00012384 | 0.00013247 | 8.846e-05 | 0.00013035 | 0.0001129 | 0.00010947 | 0.00011834 | 0.00010484 | 0.0001392 | 0.00012992 | 0.00011301 | 0.00012226 | 0.00011031 | 0.00012455 | 0.00014263 | 9.6492e-05 | 0.00013142 | 0.00013347 | 0.00011067 | 0.00014179 | 0.00010321 | 0.00012923 | 0.00013659 | 0.00012406 | 0.0001251 | 0.00012664 | 0.00011521 | 0.00012648 | 0.00013325 | 0.00011905 | 0.00012323 | 0.00012709 | 0.00011834 | 0.00010544 | 0.00012379 | 0.00010873 | 0.00011009 | 0.00012113 | 0.00012684 | 0.0001197 | 0.00010267 | 0.00014441 | 0.00012196 | 0.00013211 | 0.00012438 | 0.00011585 | 0.00012312 | 0.00010366 | 0.00012853 | 8.3919e-05 | 0.00012396 | 0.00012713 | 0.00012053 | 0.00011296 | 0.00011899 | 0.00011452 | 0.00010258 | 0.00012368 | 0.00012727 | 0.00010025 | 0.00012983 | 0.00011786 | 0.00013699 | 0.00012503 | 0.00012275 | 0.00010773 | 0.00010266 | 0.00014545 | 0.00012362 | 0.00013918 | 0.00012185 | 0.00010461 | 0.00014126 | 0.00012478 | 0.00010953 | 0.00011836 | 0.00010613 | 0.00011939 | 0.00012583 | 0.0001123 | 0.00010945 | 9.7123e-05 | 0.00012258 | 0.00013559 | 0.00010161 | 0.00015743 | 0.00012622 | 0.00013115 | 0.00011848 | 9.988e-05 | 0.00011785 | 9.8401e-05 | 0.00012704 | 0.00014567 | 0.0001184 | 0.00014201 | 0.00011838 | 0.00011476 | 0.00011855 | 0.00013419 | 0.00011241 | 0.00010883 | 0.0001491 | 0.0001121 | 0.00012616 | 0.000141 | 9.6971e-05 | 0.00011983 | 0.00010287 | 0.0001085 | 0.00011907 | 0.00012071 | 0.00011135 | 0.00011663 | 0.00012259 | 0.00013588 | 0.00013067 | 0.00012909 | 0.0001157 | 0.00011382 | 0.00012733 | 0.00012867 | 0.00012741 | 0.00012174 | 0.00012079 | 0.0001229 | 0.00014673 | 0.00013218 | 0.00013755 | 0.00011612 | 0.0001342 | 0.00012427 | 0.00011866 | 0.00011825 | 0.00013636 | 0.00012481 | 0.00010474 | 0.00013418 | 0.00011753 | 0.00012073 | 0.00013984 | 0.00012091 | 0.00013324 | 0.00010705 | 0.00013856 | 0.00012037 | 0.00012638 | 9.515e-05 | 0.00011819 | 0.00010265 | 0.000126 | 0.00012784 | 0.0001168 | 0.00012117 | 0.00012183 | 0.00011384 | 9.3713e-05 | 0.00012115 | 0.00011322 | 0.00011021 | 0.00012155 | 0.00012292 | 0.00013619 | 0.00010733 | 0.00011176 | 0.00011608 | 0.00011587 | 9.8115e-05 | 0.00014002 | 0.0001163 | 0.00010673 | 0.00010748 | 0.00010052 | 0.00013547 | 0.000125 | 0.00015051 | 0.00011004 | 0.00011047 | 0.00011972 | 0.00012657 | 0.00013989 | 0.00013036 | 0.00013705 | 0.00013103 | 0.00012229 | 0.00013815 | 0.00012611 | 0.00012172 | 0.00011379 | 0.00013617 | 0.00011577 | 0.00012099 | 0.00012486 | 0.00010955 | 0.00011626 | 0.00011014 | 0.00011132 | 0.00012298 | 0.00013113 | 0.0001072 | 0.00011907 | 0.00013238 | 0.00010996 | 0.00011947 | 0.00013705 | 0.00012306 | 0.00013101 | 0.00013381 | 0.00012415 | 0.00011499 | 0.00012892 | 0.00010938 | 0.00013011 | 0.00013102 | 0.00011634 | 0.00012112 | 0.00012132 | 0.00013776 | 0.00011616 | 0.00011538 | 0.00012026 | 0.00011999 | 0.00012808 | 9.8227e-05 | 0.00011783 | 0.00016207 | 0.00010342 | 0.00011786 | 0.00011954 | 0.00011767 | 0.0001136 | 9.9718e-05 | 0.00010486 | 0.00014128 | 9.4411e-05 | 0.00012697 | 0.00010661 | 0.0001044 | 0.00012314 | 0.00012351 | 0.00014411 | 0.0001275 | 0.0001403 | 0.00013669 | 0.00012624 | 0.00012112 | 0.00011522 | 0.00012492 | 0.0001173 | 0.00011526 | 0.00011774 | 0.00012648 | 0.00013796 | 0.0001185 | 0.0001419 | 0.0001065 | 0.0001188 | 0.00011637 | 0.00011697 | 0.00011177 | 0.00012321 | 0.00012854 | 0.00012136 | 0.00011566 | 0.00012666 | 8.5116e-05 | 0.00010318 | 0.00010835 | 0.00011994 | 0.00012426 | 0.00010412 | 0.00013242 | 0.00012212 | 0.00014255 | 0.00011951 | 0.00013629 | 0.00013164 | 0.00012403 | 0.00014307 | 0.00011467 | 0.00010802 | 9.2709e-05 | 0.00013434 | 0.00012021 | 0.00012081 | 0.00013092 | 0.00013196 | 0.00010702 | 0.0001277 | 0.00011476 | 0.0001158 | 9.4245e-05 | 0.00011151 | 0.00010484 | 0.00011302 | 0.00012589 | 0.00012483 | 0.00012389 | 0.00012038 | 0.00010671 | 9.3312e-05 | 0.00014024 | 0.0001204 | 0.00012215 | 0.00012623 | 0.00011359 | 0.00013158 | 0.00011137 | 0.0001244 | 0.00012219 | 0.00012565 | 0.00013083 | 0.00010632 | 0.00011816 | 0.0001474 | 0.00010515 | 9.5648e-05 | 0.00013409 | 0.0001391 | 0.00011273 | 0.00011834 | 0.00012765 | 0.00010225 | 0.00012552 | 0.00011861 | 0.00011664 | 0.0001256 | 0.00012512 | 0.00013598 | 0.00011465 | 0.00011616 | 0.0001463 | 0.00012929 | 0.00012264 | 0.00011153 | 0.00013441 | 0.00012883 | 0.00011314 | 0.00011115 | 0.00012476 | 0.00012577 | 0.00012269 | 0.00011382 | 0.00012421 | 0.00014264 | 0.00012181 | 0.00012319 | 0.00012504 | 0.00012269 | 0.00012133 | 0.0001206 | 0.0001221 | 0.00014469 | 0.00013516 | 0.00012854 | 0.00011343 | 0.0001234 | 0.00011079 | 0.00012257 | 0.00013112 | 0.0001312 | 0.00012959 | 0.00010751 | 9.0732e-05 | 0.00012305 | 9.0252e-05 | 0.00011893 | 0.00011105 | 0.00012596 | 0.00011176 | 0.00012863 | 0.00010754 | 0.00011543 | 0.00011717 | 0.00011693 | 0.00011743 | 0.00011878 | 0.00012343 | 0.00011737 | 0.00011388 | 0.00012137 | 0.00012356 | 0.00012829 | 0.0001328 | 0.00012815 | 0.00012094 | 0.00011281 | 0.00010646 | 0.00012561 | 0.00011477 | 0.00011142 | 0.00011488 | 0.00013234 | 0.00012096 | 0.00013575 | 0.00011583 | 0.00012825 | 0.00012434 | 0.00010895 | 0.00010841 | 0.00010748 | 0.00014518 | 0.00010829 | 0.0001237 | 0.00012994 | 0.00012512 | 0.0001169 | 0.00011765 | 0.00013498 | 0.00012545 | 0.00011483 | 0.00012725 | 0.00012387 | 0.00011145 | 0.00011322 | 0.00012133 | 0.00012079 | 0.0001129 | 0.00012025 | 0.00013393 | 0.000121 | 9.7325e-05 | 0.00013062 | 0.00010774 | 0.00012422 | 0.00011969 | 0.0001367 | 0.000129 | 0.00011567 | 0.00015173 | 0.00011078 | 0.00012238 | 0.00012382 | 0.00012929 | 0.00012017 | 0.00011924 | 0.00013016 | 0.00013555 | 0.00012551 | 0.00010402 | 0.00013137 | 0.00010892 | 0.00010781 | 0.00011906 | 0.00012861 | 0.00011628 | 0.0001358 | 0.00013312 | 0.00010269 | 0.00012172 | 0.00012751 | 0.00015349 | 0.00012543 | 0.00014576 | 0.0001172 | 0.00013555 | 0.000111 | 0.00011752 | 0.00011488 | 0.00012262 | 0.0001223 | 0.00013014 | 0.00012191 | 0.00010013 | 0.00011328 | 0.0001003 | 9.905e-05 | 0.00012245 | 0.0001151 | 0.00013442 | 0.00012091 | 0.00013245 | 0.00012125 | 0.00012894 | 0.00012529 | 0.00012662 | 0.00011424 | 0.00011515 | 0.00010962 | 0.000111 | 0.00010782 | 0.00010792 | 0.00013688 | 0.00013839 | 0.00011722 | 0.00011838 | 0.00012377 | 0.00013295 | 0.00011551 | 0.00012994 | 0.00012188 | 0.00010849 | 0.0001151 | 0.00013345 | 0.00011133 | 0.00012178 | 0.00012444 | 0.00011385 | 0.00011035 | 0.00011179 | 0.00011745 | 0.00014689 | 0.00013579 | 0.00010726 | 0.00011719 | 0.00012463 | 0.00013672 | 0.00012437 | 0.00012635 | 0.00010708 | 9.9359e-05 | 0.00010951 | 0.0001211 | 0.00011951 | 0.00012385 | 0.00010211 | 0.00013807 | 0.00012515 | 0.00013548 | 9.489e-05 | 9.4862e-05 | 0.00011825 | 0.00011464 | 0.00012885 | 0.00011904 | 0.00013274 | 0.00011561 | 9.9492e-05 | 0.00012405 | 0.00010107 | 0.00013058 | 0.00012669 | 0.00012713 | 0.000129 | 0.0001434 | 0.00013293 | 0.00013522 | 0.00010216 | 0.00010472 | 0.00011907 | 0.00012034 | 0.00014398 | 0.00012663 | 0.0001328 | 0.00011831 | 0.00013476 | 0.00010603 | 0.00011923 | 0.00011151 | 0.00013687 | 0.00010478 | 0.00012504 | 0.00011726 | 0.00013504 | 0.00013865 | 0.00013106 | 0.00010676 | 0.00011937 | 0.00010624 | 0.00011346 | 0.0001073 | 0.00013945 | 0.00013221 | 0.00012837 | 0.0001205 | 9.3237e-05 | 0.00011295 | 0.00012561 | 9.3781e-05 | 9.3254e-05 | 0.00011525 | 0.00010672 | 0.00011025 | 8.9645e-05 | 0.00013918 | 0.00014112 | 0.00012924 | 0.00012052 | 0.00010883 | 0.00011208 | 0.00011341 | 0.00013048 | 0.00012244 | 0.00012732 | 0.00013294 | 0.00013957 | 0.00010646 | 0.00011803 | 0.00012049 | 9.8917e-05 | 0.00013708 | 0.00012574 | 0.00010189 | 0.00010841 | 0.00012315 | 0.00012222 | 0.00011529 | 0.00011599 | 0.00011736 | 0.00010371 | 0.00012285 | 0.00013547 | 0.00012459 | 0.00012649 | 0.00011322 | 0.00013216 | 0.00010714 | 0.00013973 | 0.00010754 | 0.00013733 | 0.00011927 | 0.00012265 | 0.00010351 | 0.00013478 | 0.00012603 | 0.00012679 | 0.00012185 | 0.00011731 | 0.00013931 | 0.00012172 | 0.00011894 | 0.00013121 | 0.00013849 | 0.00011285 | 0.0001039 | 0.00012912 | 0.00013537 | 0.00010792 | 0.00011457 | 0.00012389 | 0.00014026 | 0.00010422 | 0.00013285 | 0.00010796 | 0.00011405 | 0.00010052 | 0.00011594 | 0.00012691 | 0.00013305 | 0.00012208 | 0.00012871 | 0.00012781 | 0.00012546 | 0.00012806 | 0.00011985 | 0.00011446 | 0.00014067 | 0.00010907 | 0.0001148 | 0.00013543 | 0.00010585 | 0.00012596 | 0.0001454 | 0.00013474 | 0.00012376 | 0.00013265 | 0.00012551 | 0.00012338 | 0.0001299 | 0.00012769 | 0.00012969 | 0.00013779 | 0.00011915 | 0.00011567 | 0.00011545 | 0.00012643 | 0.00013146 | 0.00012071 | 0.00013148 | 0.00010804 | 0.00012435 | 0.00011067 | 0.00011583 | 0.0001336 | 0.00011159 | 0.00011259 | 0.00010956 | 0.00012151 | 0.00014114 | 0.00014035 | 0.00010801 | 0.0001101 | 0.00012386 | 0.00014526 | 0.00012682 | 0.00012009 | 0.00013104 | 0.00012394 | 0.000108 | 0.00010982 | 0.00011899 | 9.1027e-05 | 0.0001408 | 0.00012281 | 0.00012249 | 0.00010995 | 0.00012001 | 0.00011315 | 0.00011919 | 0.00011294 | 0.00012204 | 0.00012297 | 0.00013283 | 9.4606e-05 | 0.00014839 | 0.0001138 | 0.00010435 | 0.00012831 | 0.00012597 | 0.00014075 | 0.00011607 | 0.00013265 | 0.00013139 | 0.00010995 | 0.00013546 | 0.0001211 | 0.00012924 | 0.00012762 | 0.00012838 | 0.00012974 | 0.00012262 | 0.00012367 | 0.00011633 | 0.00011845 | 0.00015775 | 0.00012884 | 0.00013165 | 0.00011992 | 0.00011832 | 0.00012718 | 0.00012678 | 0.00012443 | 0.00012267 | 0.00012884 | 0.00010516 | 0.0001153 | 0.00013954 | 0.00012342 | 0.00011308 | 0.00010857 | 9.9159e-05 | 0.00012919 | 0.00010501 | 0.00010254 | 0.00012761 | 0.00011325 | 0.00010643 | 0.00013754 | 0.00012952 | 7.9631e-05 | 0.00014607 | 0.00011493 | 0.00012059 | 0.00011806 | 0.00011798 | 0.00011687 | 0.00010947 | 0.00012092 | 0.0001222 | 0.00012546 | 0.00010356 | 0.00011842 | 0.00010617 | 9.4063e-05 | 0.0001223 | 0.00013061 | 0.0001308 | 0.00011888 | 0.00011898 | 0.00012139 | 0.000118 | 0.00011479 | 0.00014398 | 0.000129 | 0.00012897 | 0.00014235 | 0.00012647 | 0.00010271 | 0.00012657 | 0.00010131 | 0.00011081 | 0.00013189 | 0.00011833 | 0.00011492 | 0.0001143 | 0.00012623 | 0.00012186 | 0.00012341 | 0.0001119 | 0.00012335 | 0.00010991 | 0.00010417 | 0.00013297 | 0.00011858 | 0.00010972 | 0.00011938 | 0.00011856 | 0.00011951 | 0.0001165 | 0.0001209 | 0.0001027 | 0.0001271 | 0.00010352 | 0.00014054 | 0.00012412 | 0.00014901 | 0.00014837 | 0.0001242 | 0.00012826 | 0.00012798 | 0.00012416 | 0.00011183 | 0.00013796 | 0.00011941 | 0.00012979 | 0.0001326 | 0.00012497 | 0.00010555 | 0.00010094 | 0.00011168 | 0.00011616 | 0.00010812 | 0.00011865 | 0.00013222 | 0.000148 | 0.00011244 | 9.9656e-05 | 0.00014015 | 0.00012543 | 0.00010987 | 0.00013161 | 0.00012465 | 0.0001167 | 0.00012313 | 0.00012023 | 0.0001236 | 0.00011696 | 0.00014342 | 0.00010306 | 0.00012074 | 0.00011802 | 0.00012859 | 9.5138e-05 | 0.00011141 | 0.00011208 | 0.00013458 | 0.00011765 | 0.00011525 | 0.00011364 | 0.00011259 | 0.00011645 | 0.00012618 | 9.0992e-05 | 0.00011898 | 0.0001129 | 0.00011111 | 0.00010788 | 0.00013496 | 0.00012859 | 0.00013688 | 0.00011943 | 0.00012533 | 0.00012884 | 0.00012039 | 0.00012236 | 0.00013539 | 0.00012313 | 0.00013185 | 0.00010419 | 0.00011879 | 0.0001099 | 0.00011784 | 0.00012818 | 0.00012999 | 0.00011965 | 0.00011218 | 0.0001432 | 0.00011272 | 0.00012688 | 0.00014601 | 0.00012972 | 0.00010801 | 0.00012435 | 0.00011214 | 0.00013827 | 0.00011342 | 0.0001181 | 0.0001212 | 0.00013003 | 0.00011575 | 0.00010841 | 0.00012526 | 0.00012402 | 0.00012339 | 0.00011117 | 0.00012345 | 0.0001059 | 0.00013103 | 0.00010572 | 0.00010361 | 0.00012043 | 0.00013739 | 0.00011153 | 0.00013119 | 0.00012474 | 0.00012268 | 0.0001369 | 0.00014602 | 0.00011847 | 0.00013412 | 0.00012572 | 0.00013725 | 0.00014447 | 0.0001325 | 0.00013766 | 0.00010638 | 0.00013318 | 0.0001261 | 0.00013369 | 0.00012098 | 0.00012831 | 0.00013863 | 0.00012556 | 0.00011487 | 0.00010155 | 0.0001155 | 0.00012652 | 0.00012576 | 0.00013282 | 0.00011394 | 0.00014682 | 0.00011236 | 0.00012187 | 0.00013728 | 0.00012937 | 0.00013884 | 0.00012102 | 0.00013295 | 0.00012826 | 0.00014552 | 0.00011731 | 0.00010324 | 0.00012557 | 0.00014958 | 0.00013643 | 0.00011965 | 0.00013113 | 0.00012047 | 0.00011776 | 0.00011262 | 0.00013305 | 0.00014228 | 9.8456e-05 | 0.00012683 | 0.00012292 | 0.00013191 | 0.00014016 | 0.00012166 | 0.00012132 | 0.00010297 | 0.0001397 | 0.00011208 | 0.00011615 | 9.9583e-05 | 0.00011244 | 0.00012253 | 0.00010048 | 0.00014022 | 0.00010167 | 0.00010935 | 0.00012562 | 0.00010053 | 0.00012109 | 0.00013273 | 0.00011535 | 0.00011483 | 9.625e-05 | 0.00012457 | 0.00012427 | 0.00012052 | 0.00011945 | 0.00011873 | 0.00012858 | 0.00010392 | 0.00013407 | 0.00011743 | 9.7126e-05 | 0.00012855 | 0.00011535 | 0.00012033 | 9.5995e-05 | 0.0001147 | 0.00012423 | 0.00011994 | 0.00010652 | 0.00012746 | 0.00014059 | 0.00012416 | 0.00013546 | 0.0001051 | 0.00012567 | 0.00010253 | 0.00014394 | 0.00012444 | 0.00013647 | 0.0001245 | 0.00012541 | 0.00011599 | 0.00012812 | 0.00012093 | 0.00011508 | 0.00012404 | 0.00014424 | 0.00011495 | 0.00010954 | 0.00011808 | 0.00011043 | 0.00011134 | 0.00010664 | 0.00012075 | 0.00011945 | 0.0001093 | 0.00010979 | 0.00014803 | 0.00012725 | 0.00012471 | 0.00013171 | 0.00012298 | 0.00013039 | 0.00012939 | 0.00010539 | 0.00011924 | 0.00013433 | 0.00012567 | 0.00011953 | 0.00013642 | 0.00011575 | 0.00012084 | 0.00010236 | 0.00010785 | 0.00011933 | 0.0001273 | 0.00013278 | 0.00014258 | 0.00012198 | 0.00011426 | 0.00012723 | 0.00012924 | 0.00013091 | 0.00012376 | 0.0001112 | 0.00010394 | 0.00011267 | 0.00011872 | 0.00012177 | 0.00013543 | 0.00011206 | 0.00010746 | 0.00012329 | 0.00011302 | 0.00012291 | 0.00010598 | 0.00010705 | 0.00011827 | 0.00012311 | 0.00013043 | 9.8131e-05 | 9.8151e-05 | 0.00011604 | 0.00012923 | 0.00012056 | 0.00011921 | 0.00012408 | 0.0001179 | 8.9627e-05 | 0.00010724 | 0.00013763 | 0.00011148 | 0.00013845 | 0.00012376 | 0.00013058 | 0.00012212 | 0.00012828 | 0.00011076 | 0.00013364 | 0.00011931 | 0.00012783 | 0.00013426 | 0.00012364 | 0.00012004 | 0.00010737 | 0.00012286 | 0.00014751 | 0.00012539 | 0.00011563 | 0.00012763 | 0.0001185 | 0.00011174 | 0.00011797 | 0.00012708 | 0.00014513 | 8.3623e-05 | 0.00011575 | 0.00011034 | 0.00013151 | 0.00011559 | 0.0001166 | 0.00012186 | 0.00011827 | 0.00010101 | 0.00010882 | 0.00011732 | 0.00011156 | 0.00012266 | 0.00012076 | 0.00011867 | 0.00013784 | 0.00010186 | 0.00012916 | 0.00013715 | 0.0001338 | 0.00012931 | 0.00012957 | 0.00010246 | 9.973e-05 | 0.00010234 | 0.00010112 | 0.00012796 | 9.5593e-05 | 0.00010497 | 0.00010975 | 0.00013026 | 0.00012234 | 0.00012302 | 0.00011954 | 0.00012624 | 0.00014166 | 0.00012082 | 0.00011267 | 0.00012594 | 0.00011264 | 0.00010492 | 0.00012112 | 0.00013575 | 9.0552e-05 | 0.00015468 | 0.00010985 | 0.00011921 | 0.00011662 | 0.00011699 | 0.00013174 | 0.0001113 | 0.00011193 | 0.0001328 | 0.00012307 | 0.00015078 | 0.00013014 | 0.00013574 | 0.00011955 | 0.00011534 | 0.00013115 | 0.00010067 | 0.00012159 | 0.00014063 | 0.00012332 | 0.00012953 | 0.00013516 | 0.00011345 | 0.0001265 | 0.00012026 | 0.00011986 | 0.00013984 | 0.00013474 | 9.74e-05 | 0.00012995 | 0.00012297 | 0.00010949 | 0.00012233 | 9.8197e-05 | 0.0001206 | 0.00013478 | 0.00010556 | 0.00011104 | 0.00014264 | 0.00013594 | 0.00011845 | 0.00012215 | 0.00012766 | 0.0001127 | 0.00010764 | 0.00012676 | 0.00012885 | 0.00010254 | 0.00012598 | 0.00011219 | 0.00010917 | 0.00013382 | 0.00011677 | 0.00011533 | 0.00012084 | 0.00012021 | 0.00011397 | 0.00013173 | 0.0001106 | 0.00013216 | 0.00011559 | 0.00011361 | 0.00010013 | 0.00015598 | 0.00010777 | 0.0001135 | 0.0001386 | 0.00011455 | 0.0001598 | 0.00011888 | 0.00015374 | 0.00013029 | 0.00010395 | 0.00011745 | 0.00012355 | 0.00012827 | 0.00014473 | 0.00014036 | 0.00011554 | 0.00012326 | 0.00013033 | 0.00011834 | 9.7778e-05 | 0.00012761 | 0.00012329 | 0.00012852 | 0.0001243 | 0.00012362 | 0.00012166 | 0.00012641 | 0.00015358 | 0.00012751 | 0.00010916 | 0.00012293 | 0.00012778 | 0.00012766 | 0.00012 | 0.00010931 | 0.00010594 | 9.027e-05 | 0.00010966 | 9.8639e-05 | 0.00013676 | 0.00013009 | 0.00012764 | 0.00013794 | 0.00012068 | 0.00011768 | 0.00012332 | 0.00011346 | 0.00010165 | 0.00014297 | 0.00011648 | 0.000133 | 0.00010915 | 0.00011961 | 0.00011399 | 0.00013154 | 0.00011072 | 0.00011767 | 0.0001203 | 0.0001219 | 0.00011129 | 0.00013317 | 0.00010941 | 0.00011969 | 0.00013743 | 0.00013233 | 0.00010707 | 0.00012719 | 0.00012506 | 0.0001201 | 0.00011503 | 0.00012161 | 0.00010941 | 0.00012614 | 0.0001237 | 0.00012015 | 0.00013142 | 0.0001166 | 0.00010488 | 0.0001328 | 0.00014751 | 0.00012353 | 0.0001167 | 0.00013339 | 0.00010065 | 0.00013179 | 0.00011329 | 0.00011817 | 0.00012031 | 0.00011051 | 0.00012285 | 0.00012599 | 0.00011992 | 9.2227e-05 | 0.00012607 | 0.00013307 | 0.00013279 | 0.0001147 | 0.000104 | 0.00013637 | 0.00012588 | 0.00012546 | 0.00012936 | 0.0001324 | 0.00013851 | 0.00012457 | 0.00010878 | 0.00011905 | 0.00011987 | 0.00010961 | 0.00011579 | 0.00013715 | 0.00010889 | 0.00013662 | 0.000132 | 0.00011388 | 0.0001043 | 0.00012438 | 0.00014088 | 0.0001296 | 0.00012069 | 0.00010465 | 0.00011036 | 0.00012537 | 8.8504e-05 | 0.00011928 | 0.0001483 | 0.00011016 | 0.00012525 | 0.00012346 | 0.00012594 | 0.00011198 | 0.00012788 | 0.00012906 | 0.00012318 | 0.00010921 | 0.00012796 | 0.00013727 | 0.00013657 | 0.00011078 | 0.00010697 | 0.00012237 | 0.00011844 | 0.00012971 | 0.0001188 | 0.00013009 | 0.00010233 | 0.0001133 | 0.00015755 | 0.00012731 | 0.00013215 | 0.00013325 | 0.00012977 | 0.00010719 | 0.00010772 | 0.00011005 | 0.00011742 | 0.00010723 | 0.00010863 | 0.00011745 | 0.00013117 | 0.00012713 | 0.00012644 | 0.00011997 | 0.00012956 | 0.00012901 | 0.00012759 | 0.00010137 | 0.0001028 | 0.00012426 | 0.00011304 | 0.00013025 | 0.00011025 | 0.00012451 | 0.0001184 | 0.00011156 | 0.00010905 | 0.00012933 | 0.00012499 | 0.00011597 | 0.00013087 | 0.00014169 | 0.00011577 | 0.0001322 | 0.00011237 | 9.5864e-05 | 9.9256e-05 | 0.00010446 | 0.00012059 | 0.00012826 | 0.0001258 | 0.00012052 | 0.00011789 | 0.00012465 | 0.00011335 | 0.0001187 | 0.00011795 | 0.00012183 | 0.00012893 | 0.00013071 | 0.00012358 | 0.00011334 | 0.00012496 | 0.00012681 | 0.00011789 | 0.00012976 | 0.00011253 | 0.00011893 | 0.00013566 | 0.0001145 | 0.00011184 | 0.00012497 | 0.00012183 | 0.00012042 | 0.00012546 | 0.00013313 | 0.00013261 | 0.0001175 | 0.00013399 | 0.00013316 | 0.00013168 | 0.00012709 | 9.1205e-05 | 0.00013993 | 0.00011734 | 0.00010558 | 0.0001321 | 0.00011335 | 0.00011176 | 0.00011687 | 0.00011068 | 0.00012334 | 0.00013533 | 0.00013308 | 9.8471e-05 | 0.00013765 | 0.00010931 | 0.00013134 | 0.00014581 | 0.00012816 | 0.00012543 | 0.00013451 | 0.00011623 | 0.00011423 | 0.00010235 | 0.00010997 | 0.00011071 | 0.0001104 | 0.00012274 | 0.00014361 | 0.00010905 | 9.5516e-05 | 0.00013196 | 0.00012903 | 0.00012272 | 0.00012191 | 0.00013387 | 0.0001121 | 0.00012231 | 0.00011677 | 0.00012509 | 0.00013702 | 0.00011946 | 0.00013322 | 0.00013037 | 0.00012343 | 9.7633e-05 | 0.00013476 | 0.00013197 | 0.00014232 | 0.00014824 | 0.00013659 | 0.0001205 | 0.00012878 | 0.00013181 | 0.00012418 | 0.00011685 | 0.00014872 | 0.00011938 | 0.00013964 | 0.00012216 | 9.837e-05 | 0.00012576 | 0.00010876 | 0.00011185 | 0.00012049 | 0.0001258 | 0.00011307 | 0.00011927 | 0.00010662 | 0.0001298 | 0.00012917 | 0.00014013 | 0.0001074 | 0.00011267 | 0.00012802 | 0.00010591 | 0.00011867 | 0.00013193 | 0.00010051 | 0.00014081 | 0.00010498 | 0.0001299 | 0.00011072 | 0.00012811 | 0.0001037 | 0.00011944 | 0.00011841 | 0.00011545 | 0.00014897 | 0.00011946 | 0.00010662 | 0.00012548 | 0.00012768 | 0.00013016 | 0.00011885 | 0.00010946 | 0.00012739 | 0.00012827 | 0.00011212 | 0.0001227 | 0.00013902 | 0.00012564 | 0.00013977 | 0.00011756 | 0.00015517 | 0.00010673 | 0.00014429 | 0.00011304 | 0.00011389 | 0.00010096 | 0.00013709 | 0.0001374 | 0.00013502 | 0.00012304 | 0.00011383 | 0.00012687 | 0.00010463 | 0.00012877 | 0.00013851 | 0.00012345 | 9.3581e-05 | 0.00010377 | 0.00013899 | 0.00010275 | 9.4742e-05 | 0.00010427 | 0.0001276 | 0.00013494 | 9.6249e-05 | 0.00013133 | 0.0001236 | 0.00011573 | 0.00011541 | 0.00013219 | 0.00012044 | 0.00013378 | 0.00012804 | 0.00011055 | 0.00011847 | 9.9614e-05 | 9.003e-05 | 0.00014006 | 0.00010694 | 0.00011366 | 0.00014481 | 0.00012895 | 0.00011854 | 0.00012499 | 0.0001289 | 0.0001099 | 0.00011971 | 0.00013824 | 0.00011609 | 0.00011285 | 0.00010945 | 0.00013811 | 0.00013804 | 0.00012121 | 0.0001319 | 0.00012008 | 0.00013684 | 0.00011036 | 0.00012357 | 0.00014062 | 0.00011322 | 0.00012149 | 0.00011251 | 0.00013195 | 0.00010447 | 0.00011507 | 0.00013422 | 0.00012032 | 0.00012439 | 0.00013235 | 0.00011394 | 0.00012346 | 0.00011407 | 0.00013094 | 0.00010884 | 0.00011819 | 0.00011847 | 0.00012579 | 0.00013302 | 0.00012782 | 0.00012356 | 0.00011425 | 0.00012894 | 0.00012334 | 0.00010886 | 0.00012634 | 0.00013748 | 0.00010898 | 0.00012624 | 0.00013741 | 9.5546e-05 | 0.00012765 | 0.00012282 | 0.00011266 | 0.00012676 | 0.00012022 | 0.00011232 | 0.00013856 | 0.00010471 | 0.00010991 | 0.00013677 | 0.0001134 | 0.00011151 | 0.00013109 | 0.00012819 | 0.00012638 | 0.0001341 | 0.00013698 | 0.00011627 | 0.00010887 | 0.00010432 | 0.00012508 | 0.00012234 | 0.00011748 | 0.00011381 | 0.00012606 | 0.00013166 | 0.0001067 | 0.00011221 | 0.00013502 | 0.00011304 | 0.00013307 | 0.00011852 | 0.00013809 | 0.00012498 | 0.00012733 | 0.00013225 | 0.00014188 | 0.00013138 | 0.00012615 | 0.00011596 | 0.00012142 | 0.00013421 | 0.00011468 | 0.00010557 | 0.00012109 | 0.00013428 | 0.00012929 | 0.00011026 | 0.00012898 | 9.5114e-05 | 0.00013099 | 0.00013822 | 0.00011899 | 0.00013694 | 0.00012963 | 0.00011753 | 0.00012165 | 0.00013198 | 0.00012515 | 0.00011587 | 0.00012175 | 0.00011309 | 9.9612e-05 | 0.0001082 | 0.00010595 | 0.00011314 | 0.00011521 | 0.0001163 | 0.000105 | 0.00010915 | 0.00013269 | 0.00015352 | 9.4322e-05 | 0.00012374 | 0.00013628 | 0.00012489 | 0.00012967 | 0.00010723 | 0.00011733 | 0.00012596 | 0.00012166 | 0.00012739 | 0.00012279 | 0.00012774 | 0.00011382 | 0.0001159 | 0.00013316 | 0.00012217 | 0.00012188 | 0.00010101 | 0.00010945 | 0.00011383 | 0.00010446 | 0.00010949 | 0.00010829 | 9.7222e-05 | 0.00013025 | 0.00011966 | 0.00010481 | 0.00011863 | 0.00011465 | 0.00010399 | 0.00010303 | 0.00010678 | 0.0001113 | 9.7758e-05 | 0.00011933 | 9.7362e-05 | 0.00011302 | 0.00012498 | 0.00012223 | 0.00010566 | 0.00011812 | 0.00012528 | 9.8348e-05 | 0.00012195 | 0.00011442 | 0.00010534 | 0.00012899 | 0.00013364 | 0.00010273 | 0.00011433 | 0.00011522 | 0.00013225 | 0.00013969 | 0.00012273 | 0.00012372 | 0.00012504 | 8.497e-05 | 0.00010524 | 0.00011238 | 0.00012302 | 0.00010816 | 0.0001378 | 0.00011739 | 0.0001089 | 0.00011926 | 0.00013809 | 0.00013613 | 0.00011744 | 0.00013783 | 0.00012148 | 0.00010777 | 0.00011022 | 0.00010437 | 0.00011111 | 0.0001097 | 0.00012432 | 0.00013332 | 0.00012705 | 0.00011743 | 9.7175e-05 | 0.00011949 | 0.00014245 | 0.00013396 | 0.00013526 | 0.00011335 | 9.6737e-05 | 0.00012759 | 0.00010507 | 0.00014118 | 0.0001277 | 0.00012169 | 0.00013971 | 0.00013075 | 0.00010025 | 0.00010175 | 0.00010516 | 0.00012029 | 0.00012842 | 0.00011572 | 9.1923e-05 | 0.00012371 | 0.00011148 | 0.00013243 | 0.00010616 | 0.00011351 | 0.00012069 | 0.00012386 | 0.00012455 | 0.00012137 | 9.3571e-05 | 0.00011446 | 0.00014136 | 0.00012366 | 0.00014549 | 0.00011251 | 0.00011517 | 0.00012973 | 0.00014135 | 0.00011024 | 0.00012804 | 0.00010244 | 0.00012783 | 0.00012712 | 0.00014308 | 0.00011007 | 0.00011771 | 0.00011498 | 0.00010771 | 0.00013214 | 0.00011887 | 0.00011639 | 0.00013332 | 9.7293e-05 | 0.00011618 | 0.00011367 | 0.00013586 | 0.00011138 | 0.00013519 | 0.0001291 | 0.0001442 | 0.00012047 | 0.00012333 | 0.00011427 | 0.00014408 | 0.00013097 | 0.0001104 | 0.00012556 | 0.00012442 | 0.00011404 | 0.00010845 | 9.98e-05 | 0.0001138 | 0.00011785 | 0.00015003 | 0.00011145 | 0.00011286 | 0.00011296 | 0.00011571 | 0.00012367 | 0.00013182 | 0.00012338 | 0.00011562 | 0.00010147 | 0.00013226 | 0.0001096 | 0.00011692 | 0.00010906 | 0.00013253 | 0.00013341 | 0.00010045 | 0.0001009 | 0.00011152 | 0.00011672 | 0.00012127 | 0.00011259 | 0.00011956 | 0.00013047 | 0.00012882 | 9.6166e-05 | 0.00013541 | 9.2145e-05 | 0.00012529 | 0.00012452 | 0.00012795 | 0.00011908 | 0.00015039 | 0.00014246 | 0.0001134 | 0.00012525 | 0.00011865 | 0.00013102 | 0.00012302 | 0.0001236 | 0.00011959 | 0.00012958 | 0.00013143 | 0.00012784 | 0.00016953 | 0.00011223 | 0.00010908 | 0.00013201 | 0.00012466 | 0.00011519 | 0.00010722 | 0.00010638 | 0.0001104 | 0.00012458 | 0.00010582 | 0.00012479 | 0.00012694 | 0.00012236 | 0.0001052 | 0.00011996 | 0.00012943 | 0.00012315 | 0.00013099 | 0.00010015 | 0.00013245 | 0.00011379 | 0.00012721 | 0.0001205 | 0.00012023 | 0.00011565 | 0.00010849 | 0.00010482 | 0.00011994 | 0.00012498 | 0.00011699 | 0.00011533 | 0.00011309 | 0.00012093 | 0.00012901 | 0.00012699 | 0.00011963 | 0.00012766 | 0.00012248 | 0.00011995 | 0.0001322 | 0.00011643 | 0.00012706 | 0.00011126 | 0.00013472 | 0.00013018 | 0.00010603 | 0.00012347 | 0.00012082 | 0.00013002 | 0.00011227 | 0.00012939 | 0.00013263 | 0.00011912 | 0.00014603 | 0.00011164 | 0.00013949 | 0.00011695 | 0.00011002 | 0.00011513 | 0.00011681 | 0.00011747 | 0.00013482 | 9.5905e-05 | 0.00010451 | 0.00012934 | 0.00014086 | 0.00012289 | 0.00012387 | 0.00013244 | 0.00013047 | 0.00012277 | 0.0001318 | 0.00012779 | 0.00011571 | 0.00012964 | 0.00012213 | 0.00014755 | 0.00011311 | 0.00010383 | 0.00013669 | 0.00011525 | 0.00015437 | 0.00011678 | 0.00014893 | 0.00011676 | 0.00010906 | 0.00012481 | 0.00010921 | 0.00012896 | 0.00011569 | 0.00010685 | 0.00010541 | 0.00012278 | 9.8563e-05 | 0.00012013 | 0.00010677 | 9.9285e-05 | 0.00012377 | 0.00012296 | 0.00012061 | 0.00013583 | 0.00012602 | 0.00012213 | 0.0001218 | 0.00013 | 0.0001356 | 0.00011286 | 0.00012364 | 0.00012877 | 0.00012938 | 0.00012412 | 0.00012808 | 0.00013562 | 0.00012436 | 0.00011374 | 0.00013399 | 0.000111 | 0.00014649 | 0.00013719 | 0.00012684 | 0.00011525 | 0.00013 | 0.00015058 | 0.00010988 | 0.00012965 | 0.00012036 | 0.00012346 | 0.00011627 | 8.5252e-05 | 0.00012908 | 0.00011875 | 0.00012748 | 0.00011271 | 0.00014131 | 0.00013391 | 0.00014095 | 0.00012168 | 0.00010202 | 0.00011108 | 0.0001091 | 0.00012053 | 8.8317e-05 | 0.00013874 | 0.00012713 | 0.0001147 | 0.00010871 | 0.00011823 | 0.00014199 | 0.00010521 | 0.00012333 | 0.00012234 | 0.00014538 | 0.00011112 | 0.00012719 | 0.000115 | 0.00011545 | 0.00012323 | 0.00011991 | 0.00011203 | 0.00010977 | 0.00012729 | 0.00011492 | 0.00014663 | 0.00011123 | 0.00012957 | 0.00011956 | 0.00014457 | 0.00012553 | 0.00011965 | 0.0001068 | 0.00012366 | 0.00010476 | 0.00014319 | 0.00012981 | 0.0001123 | 0.00011954 | 0.00011407 | 0.00012603 | 0.00011605 | 0.00011266 | 0.0001204 | 0.00011326 | 0.00013973 | 0.00013647 | 0.00012844 | 0.00011291 | 0.00012767 | 0.00013251 | 0.00013468 | 0.00012096 | 0.00011909 | 0.00012564 | 0.0001296 | 0.00010759 | 0.00012668 | 0.00011189 | 0.00013863 | 0.00011557 | 0.00012082 | 0.00012582 | 0.0001376 | 0.00012451 | 9.7618e-05 | 0.00015736 | 0.00011701 | 0.00011165 | 0.00013479 | 0.00011227 | 0.00013147 | 0.00012187 | 0.0001272 | 0.00012009 | 0.00011706 | 0.00012376 | 0.00012616 | 0.00011912 | 0.00011022 | 0.000104 | 0.00013391 | 0.00013223 | 0.00013647 | 9.5891e-05 | 0.00012792 | 0.00011317 | 0.00014353 | 0.00013951 | 0.00011303 | 0.00014085 | 9.0684e-05 | 0.00013139 | 0.00010932 | 9.9805e-05 | 0.00012692 | 0.00010714 | 0.00012611 | 0.00012346 | 0.00015909 | 0.00011931 | 0.00011425 | 0.00012262 | 0.00012949 | 0.00012407 | 0.00011271 | 0.0001273 | 0.000124 | 0.00010445 | 0.00014463 | 0.00012007 | 0.00012895 | 0.00012189 | 0.00013765 | 0.00010276 | 0.00013536 | 0.0001351 | 0.00012991 | 0.00013852 | 0.00012285 | 0.00012171 | 0.00012354 | 0.00011242 | 0.00010321 | 0.00013961 | 9.7878e-05 | 0.00011406 | 0.00012769 | 0.00013684 | 0.00010535 | 0.00012611 | 0.00011747 | 0.00013105 | 0.00012931 | 0.00013494 | 0.00011613 | 0.00011212 | 0.00010814 | 0.00011566 | 0.00010768 | 9.8633e-05 | 0.00013513 | 0.00010775 | 0.00012661 | 0.00011286 | 0.00013525 | 0.00013894 | 0.00011443 | 0.00013978 | 0.00012367 | 0.00010025 | 0.00012312 | 0.00011651 | 0.00011446 | 0.00011005 | 0.00011155 | 0.00012178 | 0.00010315 | 0.00011938 | 0.00013576 | 0.00010415 | 0.00012658 | 0.00011839 | 0.00013882 | 0.00013184 | 0.00011517 | 0.00011448 | 0.00012536 | 0.0001144 | 0.00010051 | 0.00012069 | 0.00014128 | 0.00012724 | 0.00013682 | 0.00011951 | 0.00012053 | 0.00012729 | 0.00011934 | 0.00013265 | 0.00012475 | 0.00012449 | 0.00012502 | 0.00010852 | 9.7496e-05 | 0.00011859 | 0.00013498 | 0.0001156 | 0.00011582 | 9.9362e-05 | 0.00010903 | 0.00010752 | 0.00013895 | 0.0001162 | 0.00013189 | 0.00013572 | 0.00012036 | 0.00010858 | 0.00012261 | 0.00012989 | 0.0001166 | 0.000134 | 0.00012164 | 0.00010751 | 0.00012945 | 0.00011492 | 0.00011116 | 0.0001235 | 0.00013296 | 0.00012481 | 0.00012738 | 0.00010757 | 0.00011188 | 0.00014408 | 0.00011117 | 0.00012038 | 0.00012123 | 0.00013631 | 0.00013065 | 0.00011157 | 0.00013279 | 0.00012559 | 0.00013566 | 0.00011637 | 0.00012275 | 0.00012512 | 0.00011409 | 0.00011017 | 8.9654e-05 | 0.00010769 | 0.00012126 | 0.00010142 | 0.00012409 | 0.00010374 | 0.00011157 | 0.00011047 | 0.00013675 | 0.00013797 | 0.00013768 | 0.00012502 | 0.00010678 | 0.00011466 | 0.00011579 | 0.00011139 | 0.00012392 | 0.00012421 | 0.00013956 | 0.00011351 | 0.00010039 | 0.00010238 | 0.00012256 | 0.00012485 | 0.00011873 | 0.00012018 | 0.00014106 | 0.00011553 | 0.0001164 | 0.00012707 | 0.00012394 | 0.00010566 | 0.00010855 | 0.00010465 | 0.00010708 | 0.00012249 | 0.00013384 | 0.00011885 | 0.00013083 | 0.00011611 | 0.00011867 | 0.00011685 | 0.00012234 | 0.00013241 | 0.00012071 | 0.00012311 | 0.00011716 | 0.00011945 | 0.00012322 | 0.00010646 | 0.00010331 | 0.0001117 | 0.00012262 | 0.00012482 | 0.00012432 | 0.00011097 | 0.00013698 | 0.00010768 | 0.00012057 | 0.00012338 | 0.00012086 | 0.00010892 | 0.00016012 | 0.00012872 | 9.8713e-05 | 0.000121 | 0.00013437 | 0.00013729 | 0.00010798 | 0.00013901 | 0.00012163 | 0.00012677 | 0.0001271 | 0.00011027 | 0.00012232 | 0.00012002 | 0.00011113 | 0.00010651 | 0.00011869 | 9.9001e-05 | 0.00011078 | 0.00012373 | 0.00011417 | 0.00013554 | 9.54e-05 | 0.00011702 | 0.0001103 | 0.00010703 | 0.00013015 | 0.0001204 | 0.00011499 | 0.00012133 | 0.00013065 | 0.00013656 | 0.00012541 | 0.00012538 | 0.00013847 | 0.00012165 | 0.00012005 | 0.00011968 | 0.00012345 | 0.000132 | 0.00011867 | 0.00011418 | 0.00011648 | 0.00011766 | 0.00012868 | 0.00012709 | 0.00010743 | 0.00014011 | 0.00012585 | 0.00013315 | 0.00013215 | 0.00011851 | 0.00011084 | 0.00010971 | 0.00011141 | 0.00011504 | 0.00011061 | 9.7977e-05 | 0.00013129 | 0.0001083 | 0.00012164 | 0.00012695 | 0.00013639 | 0.00012995 | 0.00011624 | 0.0001009 | 0.00012439 | 0.00011649 | 0.00011723 | 0.00010385 | 0.00012345 | 0.00012141 | 0.00011224 | 0.00014275 | 0.00012378 | 0.00012031 | 9.5116e-05 | 0.00012622 | 0.00012886 | 0.00012299 | 0.00011276 | 0.00013446 | 0.0001215 | 0.00011844 | 0.0001176 | 0.00013774 | 0.00010936 | 0.00012227 | 0.0001231 | 0.0001347 | 0.00011321 | 0.00010256 | 0.00012428 | 0.00012046 | 0.00011169 | 0.0001368 | 0.0001152 | 0.00012323 | 0.00012543 | 0.00010517 | 0.00013681 | 0.00013475 | 0.00014163 | 0.00012003 | 0.0001249 | 0.00012163 | 0.00012064 | 0.00013034 | 0.00013432 | 0.00011329 | 0.00013177 | 0.00012271 | 0.00011657 | 0.00011369 | 0.00012668 | 0.00010377 | 0.00011251 | 0.00011226 | 0.00011693 | 0.00012821 | 0.00012657 | 0.00011936 | 0.00012942 | 0.00011557 | 0.00012029 | 0.0001162 | 0.00012538 | 0.00010684 | 0.00014699 | 0.00011012 | 0.00011643 | 0.00012181 | 0.00012505 | 0.00011489 | 0.00012099 | 0.00011823 | 0.00011444 | 0.00011767 | 0.00011091 | 0.00013438 | 0.00011756 | 0.00013548 | 0.00010632 | 0.00011671 | 0.00014709 | 0.00011872 | 0.00014096 | 0.00012625 | 0.00011385 | 0.00011831 | 9.9735e-05 | 0.00011207 | 0.00012906 | 0.00011607 | 0.00012438 | 0.00010971 | 0.00011518 | 0.00012812 | 0.00012229 | 0.00013737 | 0.00010819 | 0.00010034 | 0.00011691 | 0.00011838 | 0.00011745 | 0.00010371 | 0.0001099 | 0.00010853 | 0.00011732 | 0.00011361 | 0.00011707 | 0.00013457 | 0.00010442 | 0.00012134 | 0.00012291 | 0.00011239 | 0.00012305 | 0.00013958 | 0.00013442 | 0.00010608 | 0.00012936 | 0.00010394 | 0.00013339 | 0.00013008 | 0.00012379 | 0.00013382 | 0.00012248 | 0.0001293 | 0.00011801 | 0.00011668 | 0.00012944 | 0.00012443 | 0.00010851 | 0.00012048 | 0.00011186 | 0.00011949 | 0.00013671 | 0.00010673 | 0.00012769 | 0.00013447 | 0.00012303 | 9.7125e-05 | 0.00011395 | 0.00012342 | 0.00011889 | 0.00012398 | 0.00012178 | 0.00012509 | 0.00013804 | 0.00011868 | 0.00012823 | 0.00011999 | 0.00012288 | 0.00011431 | 0.00012702 | 0.00012586 | 0.00012101 | 0.0001478 | 0.00010223 | 0.00013855 | 0.00012642 | 0.00013373 | 0.00010524 | 0.00012898 | 0.00010221 | 0.00011847 | 0.00010621 | 0.00014532 | 0.00011623 | 0.00014121 | 0.00013139 | 0.00011232 | 0.0001343 | 0.00011834 | 0.00011661 | 0.00012341 | 0.00010387 | 9.9845e-05 | 0.00014563 | 0.00011592 | 0.0001143 | 0.00011868 | 0.00012718 | 0.00012513 | 0.00011586 | 0.00010638 | 0.00014293 | 0.0001028 | 0.00013852 | 0.00014581 | 0.00011853 | 0.00010522 | 0.00012974 | 0.00012456 | 0.00010959 | 0.00012422 | 0.000106 | 0.00011785 | 0.00012256 | 0.00010733 | 0.00014168 | 0.00011759 | 0.00012724 | 0.00011017 | 0.00013747 | 0.00011976 | 0.00011518 | 0.0001397 | 0.00012465 | 0.000135 | 0.00012317 | 0.00012053 | 0.0001323 | 0.00010615 | 0.00011395 | 0.00011356 | 0.00013318 | 0.00012197 | 0.00014159 | 0.00010823 | 0.0001085 | 0.00011939 | 0.00010909 | 0.00011391 | 0.000126 | 0.00012736 | 0.00011098 | 9.5838e-05 | 0.00011791 | 0.00011672 | 0.00012802 | 9.8423e-05 | 0.00012461 | 0.0001235 | 0.00011926 | 0.00012956 | 0.00012638 | 0.00014204 | 0.00011671 | 0.00012413 | 0.00013452 | 0.00013594 | 0.00015208 | 0.00013054 | 0.00010619 | 0.00011138 | 0.00010375 | 0.0001054 | 0.00013789 | 0.0001287 | 0.00012933 | 0.00011566 | 0.00013061 | 0.00011124 | 0.00013166 | 0.00011233 | 0.00010586 | 0.00011262 | 0.00012949 | 0.00012416 | 0.00011701 | 0.00012667 | 0.00012582 | 0.00011285 | 0.00010769 | 0.00010487 | 0.00013654 | 0.00013122 | 0.00012298 | 0.0001363 | 0.00011801 | 0.00010553 | 0.00011949 | 0.00013292 | 0.00010747 | 9.3457e-05 | 0.00011885 | 0.00015312 | 0.00011706 | 0.00010356 | 0.00013794 | 0.00013166 | 0.00013412 | 0.00012695 | 0.00012652 | 0.00012737 | 0.0001062 | 0.00012846 | 0.0001146 | 0.00010108 | 0.00012666 | 0.00011971 | 0.00013793 | 0.00013438 | 0.00013473 | 0.00013091 | 0.00011703 | 0.00010972 | 0.00013036 | 0.00012622 | 0.0001253 | 0.00012056 | 0.00012984 | 0.00011468 | 0.0001257 | 0.00012627 | 0.00010288 | 0.00011351 | 0.00012994 | 0.00013696 | 0.00012583 | 0.00012595 | 0.00012323 | 0.00011237 | 0.00012399 | 0.00012233 | 0.00014509 | 0.00013701 | 0.00012623 | 0.00012122 | 0.00012393 | 0.0001136 | 0.00011962 | 0.00010931 | 0.00011867 | 0.00011473 | 9.7945e-05 | 0.00012463 | 0.00011688 | 0.00011332 | 0.00014654 | 0.00013882 | 0.0001273 | 0.0001356 | 0.0001242 | 0.00010939 | 0.0001014 | 0.00010416 | 0.00012535 | 0.00012364 | 0.00011221 | 0.00012672 | 0.00012479 | 0.00012881 | 0.00014101 | 0.00010689 | 9.2921e-05 | 0.00011752 | 0.00011226 | 0.00012498 | 0.00011886 | 0.00012589 | 0.00011082 | 0.00011953 | 0.00012229 | 0.00011975 | 0.00012605 | 0.00011554 | 0.00010684 | 0.0001142 | 0.00010797 | 0.00011016 | 0.00011686 | 0.00012429 | 0.00013211 | 0.00013101 | 0.00012743 | 0.00011394 | 0.0001267 | 0.00011857 | 0.00010189 | 0.00011862 | 0.00012962 | 0.00010526 | 0.00012392 | 0.00012666 | 0.00011602 | 0.00013257 | 0.00011809 | 0.00011887 | 0.00011995 | 0.00010768 | 0.00012784 | 0.00012181 | 0.00014725 | 0.00013714 | 0.00012202 | 0.00011206 | 0.00011421 | 0.00012487 | 0.00012702 | 0.00011289 | 0.00011019 | 0.00011816 | 0.00011351 | 0.00013274 | 0.00012571 | 0.00010288 | 0.00011287 | 0.0001116 | 0.00012076 | 0.00011603 | 0.00010615 | 0.00013045 | 0.00010044 | 0.00010138 | 0.0001217 | 0.00012183 | 0.00011886 | 0.0001465 | 0.00010638 | 0.00012608 | 0.00013612 | 0.00010462 | 0.00011716 | 0.0001416 | 0.00012676 | 9.9419e-05 | 0.00013654 | 0.00011855 | 0.00012741 | 8.9369e-05 | 0.00011637 | 9.7451e-05 | 0.00013452 | 0.00014203 | 0.00013349 | 0.00012517 | 0.00013134 | 0.00013299 | 0.00011661 | 0.00013057 | 0.00012281 | 0.00012109 | 0.00011211 | 0.00011153 | 0.00011693 | 0.00011582 | 0.00013769 | 0.00012322 | 0.00011566 | 0.00012562 | 0.00012337 | 0.00014738 | 0.00012455 | 0.0001388 | 0.00011205 | 0.00010801 | 0.00012296 | 0.00011314 | 0.00011178 | 0.00011576 | 0.00014004 | 0.00012557 | 0.00010779 | 9.5152e-05 | 0.0001359 | 9.0769e-05 | 0.000114 | 0.00011567 | 0.00011087 | 0.00012375 | 0.00010452 | 0.00011593 | 0.00012057 | 0.00010227 | 0.00012341 | 0.00011817 | 0.00013082 | 0.0001182 | 0.00014042 | 0.00013084 | 0.00011697 | 0.00013147 | 0.00011719 | 0.00011293 | 9.5768e-05 | 0.00011565 | 0.00011869 | 0.00012556 | 0.00011665 | 0.0001199 | 0.00014673 | 9.8884e-05 | 0.00012706 | 0.00012789 | 0.0001182 | 0.00011541 | 0.00012927 | 0.00012754 | 0.00011186 | 0.00013351 | 0.00011514 | 0.00012488 | 9.39e-05 | 0.00012073 | 0.0001247 | 0.00010856 | 0.00011543 | 0.00011524 | 0.00011339 | 0.00011838 | 0.00011633 | 0.00011723 | 0.00012632 | 0.00012996 | 0.00011786 | 0.00013232 | 0.0001401 | 0.0001283 | 0.00012028 | 0.00010937 | 0.00013385 | 0.00011353 | 0.00012482 | 0.00012551 | 0.00011367 | 9.5377e-05 | 0.00012626 | 8.6592e-05 | 0.00011924 | 0.00011932 | 9.3959e-05 | 0.00013465 | 0.00013883 | 0.0001201 | 0.00011108 | 0.00010931 | 0.00012265 | 0.00010007 | 0.00012693 | 0.00014011 | 9.9871e-05 | 0.00011917 | 0.00011959 | 0.00011613 | 0.00014365 | 0.00013554 | 0.00014138 | 0.00014266 | 0.00011775 | 0.00013632 | 0.00010861 | 0.00015385 | 0.0001447 | 0.00014073 | 0.00012022 | 0.00012759 | 0.00012972 | 0.00012262 | 0.00011033 | 0.0001101 | 9.7347e-05 | 0.00012027 | 0.00013326 | 0.00010785 | 0.00011272 | 0.00012524 | 0.00013735 | 0.00013488 | 0.00012958 | 0.00011908 | 9.9592e-05 | 0.0001228 | 0.00011956 | 0.00012282 | 0.00012044 | 8.6345e-05 | 0.00013917 | 0.00012125 | 0.00013126 | 0.00012281 | 0.00012678 | 0.00012425 | 0.00010143 | 0.00012861 | 0.00011935 | 0.00015007 | 0.00012263 | 0.00011609 | 0.00012712 | 0.00011374 | 0.00010885 | 0.00010371 | 0.00013216 | 0.00014387 | 0.0001251 | 0.00010227 | 0.00014014 | 0.00010158 | 0.00012309 | 0.00011856 | 0.00013262 | 0.00010945 | 0.00013631 | 0.00011733 | 0.00012395 | 0.00012379 | 0.00012765 | 0.00010835 | 0.00012752 | 0.00013105 | 0.00010624 | 0.00010007 | 0.00011969 | 0.00012232 | 0.00013314 | 0.00011529 | 0.00012295 | 0.00013543 | 0.00011731 | 0.00011327 | 0.00014742 | 0.00010677 | 0.0001025 | 0.00012256 | 0.00014063 | 0.0001423 | 0.00011286 | 0.00011939 | 0.00012077 | 0.00014828 | 0.00014334 | 0.00010464 | 0.00012225 | 0.00012914 | 0.00013804 | 0.0001203 | 0.00010986 | 0.00013865 | 0.00013315 | 0.00010718 | 0.00011458 | 0.00011906 | 0.00011859 | 0.00013315 | 0.00012991 | 0.00011937 | 0.00012884 | 0.00012274 | 0.0001202 | 0.00012905 | 0.00013902 | 0.000112 | 0.00011545 | 0.00011201 | 0.00012266 | 0.00011195 | 0.00013866 | 0.00011732 | 0.00012497 | 0.00011468 | 0.00012419 | 0.00014011 | 0.00011118 | 0.00011887 | 0.00013627 | 0.00011348 | 0.000121 | 0.0001287 | 0.0001291 | 0.00010914 | 0.00010856 | 0.00011615 | 0.00010583 | 0.00011894 | 0.00010622 | 0.00013462 | 0.00014937 | 0.00012097 | 9.5351e-05 | 0.00011942 | 0.00012804 | 0.00013287 | 0.0001165 | 0.00011673 | 0.00011861 | 0.00012919 | 0.00010213 | 0.00011915 | 0.00012998 | 0.00013106 | 0.00014547 | 0.00012108 | 0.00010731 | 0.00011558 | 0.00011179 | 0.00011322 | 0.00012998 | 0.00012212 | 0.00013939 | 0.00010023 | 0.00011977 | 0.00012372 | 0.00013452 | 0.00013444 | 0.00013171 | 0.00011605 | 0.00014676 | 0.00012348 | 0.00013912 | 0.00010134 | 0.00014524 | 0.00011075 | 0.00012376 | 0.00010512 | 0.00013609 | 0.00010592 | 0.00011476 | 0.00013162 | 0.00013436 | 0.00012356 | 0.0001201 | 0.00011079 | 0.00012593 | 0.00013034 | 0.00012313 | 0.00013246 | 0.00011515 | 0.00011489 | 0.00012487 | 0.0001297 | 0.00012824 | 0.00012931 | 0.00010637 | 0.00015134 | 0.00013631 | 0.00010707 | 0.00010819 | 0.00011432 | 0.00013071 | 0.00011957 | 0.00011043 | 0.00011626 | 0.00011847 | 0.00010722 | 0.00013046 | 0.0001281 | 0.00012289 | 0.00011059 | 0.00012252 | 0.00012478 | 0.00012802 | 0.0001045 | 0.00012792 | 0.00010885 | 0.00011197 | 0.00013269 | 0.00011525 | 0.00012123 | 0.00013047 | 0.00012001 | 0.00011849 | 0.00013468 | 0.00014303 | 0.00011598 | 0.00014407 | 0.00012947 | 0.00012142 | 0.00013405 | 0.0001128 | 0.00012578 | 0.00010612 | 0.00013722 | 0.00012621 | 0.00012934 | 0.0001062 | 0.00011554 | 0.00012118 | 0.00011433 | 0.00010766 | 0.00010818 | 9.7378e-05 | 0.00012043 | 0.00012755 | 0.00012692 | 0.00011594 | 0.00012149 | 0.00010702 | 0.00011955 | 0.00012591 | 0.00013084 | 0.00011703 | 0.00012284 | 0.00011722 | 0.00011722 | 0.0001203 | 0.0001061 | 0.00014498 | 0.00012241 | 0.00010762 | 0.00011384 | 9.8341e-05 | 0.00012012 | 0.00011797 | 0.00012299 | 0.00011858 | 0.00012247 | 0.00012398 | 0.0001055 | 0.0001162 | 0.0001215 | 0.00011595 | 0.00012262 | 0.00012696 | 0.00013074 | 0.00012791 | 0.00010311 | 0.00014955 | 0.00011827 | 0.00012833 | 0.00012531 | 0.00012335 | 0.00011728 | 0.00010302 | 0.0001294 | 0.00013578 | 0.00012228 | 0.00012595 | 0.00012113 | 0.00012729 | 0.00012408 | 0.00013336 | 0.00012493 | 0.00012165 | 0.00013736 | 0.00011834 | 0.00013815 | 0.00011926 | 0.00010184 | 0.00012493 | 8.8331e-05 | 0.00011313 | 0.00012607 | 0.00012589 | 0.00010711 | 0.00011908 | 0.0001147 | 0.00014216 | 0.00010089 | 0.00012279 | 0.00011395 | 0.0001248 | 0.00011766 | 0.00010614 | 0.00011085 | 0.00010682 | 0.00012295 | 0.00013251 | 0.00014653 | 0.00012838 | 0.00011774 | 9.8382e-05 | 0.00011695 | 0.00011202 | 0.00013757 | 0.00010617 | 0.00011643 | 0.00010826 | 0.00011926 | 0.00012282 | 9.9013e-05 | 0.00012566 | 0.00011194 | 9.7567e-05 | 0.00012598 | 0.00012474 | 0.00012282 | 0.00011358 | 0.00011729 | 0.00011387 | 0.00013629 | 0.00010818 | 0.00013206 | 0.00012628 | 0.00011599 | 0.00011632 | 0.00010161 | 0.0001227 | 0.00011914 | 0.00011055 | 0.00011574 | 0.00013226 | 0.00010816 | 0.00013607 | 0.000103 | 0.00011873 | 0.00012587 | 0.00010314 | 0.00012413 | 0.00010924 | 0.00013891 | 0.00011648 | 0.0001147 | 0.00011975 | 0.00013444 | 0.00012666 | 0.0001027 | 0.00011066 | 0.00014142 | 0.00014848 | 0.00013352 | 0.00013878 | 0.00013158 | 0.00012164 | 0.00012926 | 0.00011509 | 0.00013486 | 0.000103 | 0.00011804 | 0.00012969 | 0.00012541 | 0.00013341 | 0.00012313 | 9.8747e-05 | 0.00011934 | 0.00012808 | 0.00012281 | 0.00011504 | 0.00011362 | 0.00011832 | 0.00013074 | 0.00012292 | 0.00012942 | 0.00013362 | 0.00011921 | 0.00011135 | 0.00013015 | 0.0001113 | 0.0001422 | 0.00011359 | 0.00012109 | 0.00012488 | 0.00012665 | 0.00013646 | 0.00011047 | 0.0001309 | 0.00012764 | 0.0001307 | 0.00013266 | 0.00013575 | 0.000122 | 0.0001216 | 0.00012998 | 0.00011316 | 0.00011815 | 0.00011052 | 0.00012331 | 0.00013455 | 0.00012024 | 0.00011662 | 0.0001312 | 0.0001208 | 0.00010267 | 0.00012456 | 0.00013467 | 0.00012389 | 0.00011464 | 0.00011059 | 0.00012468 | 0.00011045 | 0.00013204 | 0.00012401 | 0.00011953 | 0.00012502 | 0.00012021 | 0.00012132 | 0.00010349 | 0.00013043 | 0.00010012 | 0.00014947 | 0.00012002 | 0.00011882 | 0.00014002 | 0.00014235 | 0.00013265 | 0.00011977 | 0.00014 | 0.00010354 | 0.00011533 | 0.00013395 | 0.00013668 | 0.00010813 | 0.00013946 | 0.00012994 | 0.00011242 | 0.00012125 | 0.00013639 | 0.00010878 | 0.00013289 | 0.00012201 | 0.00010365 | 0.00012471 | 0.0001215 | 0.00012172 | 0.00011434 | 0.00014641 | 0.0001218 | 0.00013296 | 0.00013244 | 0.00010667 | 0.00012222 | 0.00011472 | 0.00011786 | 0.00013329 | 0.00013307 | 0.00011914 | 0.00011196 | 0.00013397 | 0.00014002 | 0.00013523 | 0.00013698 | 0.00010702 | 0.00013369 | 0.00011733 | 0.00012652 | 0.00011478 | 0.00012378 | 0.00013046 | 0.00013098 | 0.00012561 | 0.000101 | 0.00010507 | 0.00011226 | 0.00011349 | 0.00012056 | 0.00011238 | 0.00013145 | 0.00013291 | 0.00011994 | 0.00013273 | 0.00012149 | 0.00011319 | 0.00011208 | 0.00011139 | 0.00011169 | 0.00011761 | 0.00013488 | 0.00012389 | 0.00012175 | 0.0001343 | 0.00012424 | 0.00013324 | 0.00014253 | 0.00014039 | 0.00011511 | 0.00013482 | 0.00012598 | 0.00012914 | 0.0001311 | 0.00012979 | 0.00011501 | 0.00013582 | 0.00013306 | 0.0001278 | 0.00013543 | 0.00011528 | 0.00013457 | 9.8536e-05 | 0.00010497 | 9.9256e-05 | 0.00010561 | 0.0001272 | 0.0001347 | 0.00010873 | 0.00012365 | 0.00012225 | 0.00011353 | 0.00011925 | 0.00012612 | 0.0001188 | 0.00011932 | 0.00016394 | 0.00010996 | 0.00011646 | 0.00010355 | 0.00013297 | 0.00012731 | 0.00013242 | 0.00013209 | 0.0001141 | 0.00012158 | 0.00010728 | 0.00011173 | 0.00014629 | 0.0001161 | 0.00011492 | 9.7806e-05 | 0.00012318 | 0.0001159 | 9.8327e-05 | 0.0001326 | 0.0001337 | 0.00012088 | 0.00010133 | 0.00013014 | 0.00012017 | 0.00011555 | 0.00012105 | 0.00011298 | 0.00012631 | 0.00011746 | 9.9782e-05 | 0.00010792 | 0.0001273 | 0.0001325 | 0.00013561 | 0.00013371 | 0.00011706 | 0.00015401 | 0.00013086 | 0.0001155 | 0.00012264 | 9.0225e-05 | 0.00014487 | 0.00010756 | 0.00013021 | 0.00012885 | 0.00012633 | 0.00015288 | 0.00012947 | 9.9829e-05 | 0.00011963 | 0.00012072 | 0.00011418 | 0.00012126 | 0.00012642 | 0.00011807 | 0.00012188 | 0.00013372 | 0.00013526 | 0.00012918 | 0.00011358 | 0.0001281 | 0.00012796 | 0.00013306 | 0.00012924 | 0.00012342 | 0.00011311 | 0.00010401 | 0.00011276 | 0.00010309 | 0.0001183 | 0.00012443 | 0.00011709 | 0.00011504 | 0.00011903 | 0.00014437 | 9.8757e-05 | 0.00012098 | 0.00010705 | 0.00011086 | 0.00012843 | 0.00012875 | 0.00011299 | 0.00014303 | 0.00010597 | 0.00013071 | 0.00012531 | 0.00013217 | 0.00011451 | 0.00013276 | 0.000111 | 0.00013114 | 0.00012803 | 0.00012098 | 0.00012001 | 0.00010776 | 0.00011807 | 0.00012484 | 0.00010973 | 0.00011826 | 0.00013127 | 0.00014361 | 0.00013012 | 0.00010706 | 0.00011811 | 0.00011111 | 0.00013026 | 0.00010895 | 0.00013266 | 0.00011065 | 0.00011396 | 0.00012279 | 0.00012219 | 0.00011538 | 0.00012124 | 0.00012539 | 0.00010689 | 0.000102 | 0.00012626 | 0.00012463 | 0.00013761 | 0.00012397 | 0.00011893 | 0.00013195 | 0.00012232 | 0.00010992 | 0.00012225 | 9.7475e-05 | 0.00013575 | 0.00011825 | 0.00011864 | 0.00012563 | 0.00011371 | 0.00011117 | 0.00010227 | 0.00012866 | 0.00011624 | 0.00015595 | 0.00010732 | 0.00013024 | 0.00011524 | 0.00011274 | 0.00010829 | 0.00013352 | 0.00011091 | 0.00011374 | 0.00012954 | 0.00012177 | 0.00014347 | 0.00011227 | 0.00011232 | 0.00011903 | 0.00011796 | 0.00012809 | 0.00012766 | 0.00012703 | 0.00013215 | 0.00013007 | 0.0001201 | 0.00013863 | 0.00011422 | 0.00013316 | 0.00011484 | 0.00013036 | 0.00011107 | 0.00012175 | 0.00011633 | 9.3446e-05 | 0.0001281 | 0.0001327 | 0.00011583 | 0.00010816 | 0.00012804 | 0.00011467 | 0.00013477 | 0.00012938 | 0.00012016 | 0.00011217 | 0.00012432 | 0.0001306 | 0.00013725 | 0.00012134 | 0.00011178 | 0.00012395 | 9.5632e-05 | 0.00010121 | 0.00011002 | 0.00012073 | 0.00012737 | 0.00012467 | 0.00013938 | 0.00011592 | 0.00013696 | 0.00010349 | 0.00011921 | 9.9849e-05 | 0.00010992 | 0.0001171 | 0.00012371 | 0.00012169 | 0.00013992 | 0.0001218 | 0.00011343 | 0.00011865 | 0.00011331 | 0.00011854 | 0.00012572 | 0.000134 | 0.00010154 | 0.00013923 | 0.00013066 | 0.00011426 | 0.0001105 | 0.0001117 | 0.00012937 | 0.0001317 | 0.0001219 | 0.00012686 | 0.00011701 | 0.00010126 | 0.00012475 | 0.00012825 | 0.00012872 | 0.00012678 | 9.8155e-05 | 0.00013305 | 0.00012021 | 0.00012917 | 0.00015271 | 0.00011331 | 0.00012384 | 0.00011184 | 0.00011669 | 0.00013388 | 0.00011599 | 0.00011845 | 0.00011616 | 0.00010652 | 0.00011249 | 0.00013407 | 0.00011165 | 0.00012014 | 0.0001054 | 0.00012182 | 0.00013757 | 0.00010305 | 9.5337e-05 | 0.00012727 | 0.00013918 | 0.00011435 | 0.0001205 | 0.00012981 | 0.00011151 | 0.00012119 | 0.00012582 | 8.8685e-05 | 0.00010999 | 0.00011487 | 0.00012868 | 0.00011221 | 0.00013483 | 9.4871e-05 | 0.00013555 | 0.00011641 | 0.00012757 | 0.00011143 | 0.00010545 | 0.0001099 | 0.00012159 | 0.00013124 | 0.00014359 | 0.00011209 | 0.00012828 | 0.00012386 | 0.00011211 | 0.00012427 | 0.00011965 | 0.00011416 | 0.00011243 | 0.00015276 | 0.00011715 | 0.00012369 | 0.0001459 | 0.00010588 | 0.00012023 | 0.00010782 | 0.00012714 | 0.00012691 | 0.00013367 | 0.00012684 | 0.00011179 | 0.00011237 | 9.9733e-05 | 0.00012726 | 0.00010599 | 0.00010338 | 0.00011417 | 9.328e-05 | 0.00012271 | 0.00011631 | 0.00012182 | 0.0001421 | 0.00012512 | 0.0001138 | 0.00011458 | 0.00013957 | 0.00013592 | 0.0001249 | 0.0001288 | 0.00011409 | 0.00011874 | 0.0001069 | 0.00012333 | 9.7082e-05 | 0.00013141 | 0.00014383 | 0.00011628 | 0.00012602 | 0.00012468 | 0.00014679 | 0.00012084 | 0.00012615 | 0.00012182 | 0.00012742 | 0.00011285 | 0.00012992 | 9.8199e-05 | 0.00012128 | 0.00013348 | 0.00013591 | 0.00011703 | 0.00012104 | 0.0001259 | 0.00012161 | 0.0001291 | 0.00011544 | 0.00013692 | 0.00014164 | 0.00013576 | 0.00012245 | 0.00010456 | 0.00013633 | 0.00011995 | 0.0001173 | 0.00010761 | 0.00012977 | 0.00010883 | 0.00011635 | 0.00011637 | 9.7123e-05 | 0.00011341 | 0.00012987 | 0.00012469 | 0.00010744 | 0.00014438 | 0.00012854 | 0.00011892 | 0.00014297 | 0.00014236 | 0.00013233 | 0.00012205 | 0.00012078 | 0.00010744 | 0.0001303 | 0.00011822 | 0.00013443 | 0.0001066 | 0.00012143 | 0.00011681 | 0.00012688 | 0.00013913 | 0.00012405 | 0.00011576 | 0.00013814 | 0.00013771 | 0.00012334 | 0.00013143 | 0.00010448 | 0.00010648 | 0.00011308 | 9.658e-05 | 0.00012473 | 0.00011845 | 0.0001491 | 0.00011662 | 0.00011057 | 0.00013599 | 0.00012543 | 0.00011994 | 0.00011518 | 0.00011082 | 0.00010253 | 0.00014147 | 0.00012624 | 0.0001066 | 0.00011426 | 0.00013989 | 0.00014106 | 0.0001322 | 0.00013491 | 0.00010156 | 0.00011685 | 0.00011199 | 0.00012671 | 0.00010319 | 0.00011476 | 0.00010646 | 0.00012218 | 0.00011737 | 0.00011167 | 0.00011653 | 0.00012322 | 0.00013476 | 0.0001289 | 0.00012108 | 0.00012198 | 0.00010773 | 0.00012518 | 0.00012584 | 0.00011379 | 0.00013293 | 0.00010455 | 0.00014221 | 0.00012364 | 0.00011938 | 0.00012473 | 0.00010435 | 0.00011858 | 0.00010645 | 0.00010866 | 0.00010306 | 0.00011206 | 0.00014273 | 0.00012947 | 0.00012221 | 9.8165e-05 | 0.00012882 | 0.00010847 | 0.00010579 | 0.00011273 | 0.00012341 | 0.00012053 | 9.5019e-05 | 9.3279e-05 | 0.00012699 | 0.00013001 | 0.00012531 | 0.00014262 | 0.00014444 | 0.00011899 | 0.00012758 | 0.00013197 | 9.7643e-05 | 0.00014772 | 0.00013746 | 0.00012096 | 0.00011568 | 0.0001099 | 0.00012389 | 0.00011973 | 0.00015368 | 0.00010691 | 0.00011837 | 0.0001292 | 0.00012861 | 0.00014003 | 0.00013837 | 0.00012897 | 0.00011093 | 0.00011274 | 0.00010718 | 0.00011172 | 0.00011003 | 0.00012197 | 0.00012305 | 0.00012706 | 0.00012036 | 0.00011423 | 0.00012091 | 0.00012181 | 0.00012275 | 0.00011179 | 0.00012978 | 0.00012541 | 0.00012997 | 0.00013259 | 0.00012336 | 0.00010287 | 0.00012214 | 0.00014062 | 9.8419e-05 | 0.00012203 | 0.00013662 | 0.00012009 | 0.00012672 | 0.00013303 | 0.00012966 | 0.00010914 | 0.00013267 | 0.00011109 | 0.00010794 | 0.00010908 | 0.00012148 | 0.00011168 | 0.00011947 | 0.00013402 | 0.00013851 | 0.00011605 | 0.00012812 | 0.00010094 | 0.00012395 | 0.00013053 | 0.00011558 | 0.00013332 | 0.0001208 | 0.00013939 | 0.00014201 | 0.0001208 | 0.00010576 | 0.00014003 | 0.00012564 | 0.00011381 | 0.00011141 | 0.00012326 | 0.00011094 | 0.00011985 | 0.00012649 | 0.00012401 | 0.00013444 | 0.00013057 | 0.00013011 | 0.00014069 | 0.00011442 | 0.00010999 | 0.00014168 | 0.00012598 | 0.00014313 | 0.00011906 | 0.00011139 | 8.7441e-05 | 0.00013304 | 0.00011773 | 0.00010956 | 0.00011336 | 9.6725e-05 | 0.00011646 | 0.00011531 | 0.00010139 | 0.00014004 | 9.5742e-05 | 0.00011118 | 0.0001143 | 0.00011337 | 0.00011611 | 0.00012732 | 8.791e-05 | 0.00013173 | 0.00012765 | 0.00012318 | 0.00012664 | 0.00012449 | 0.00010479 | 0.00013078 | 0.00013416 | 0.00011478 | 9.8203e-05 | 0.000114 | 9.9188e-05 | 0.00014102 | 0.00013959 | 0.00014353 | 0.00011861 | 0.00011253 | 0.00013423 | 0.00011927 | 0.00012951 | 0.00011869 | 0.00012957 | 0.00012059 | 0.00012615 | 0.00011486 | 0.00013568 | 0.00013085 | 0.00012539 | 9.9039e-05 | 0.00011631 | 0.00012298 | 0.00012896 | 0.00014679 | 0.00011896 | 0.00013341 | 0.00013283 | 0.00011639 | 0.00011762 | 0.0001196 | 0.00011282 | 0.00012275 | 0.00012056 | 0.00014792 | 0.00010412 | 0.00012061 | 0.00010848 | 0.00010516 | 0.0001231 | 0.00012929 | 0.00011932 | 0.00011023 | 0.00010758 | 0.00010689 | 0.00012683 | 0.00010988 | 0.00013047 | 0.00012604 | 0.00011378 | 0.00011579 | 0.0001406 | 0.00011113 | 0.00011733 | 0.00011962 | 0.00014276 | 0.00012299 | 0.0001172 | 0.00011223 | 0.00010277 | 0.00010896 | 0.00013415 | 0.00012268 | 0.00012991 | 0.00012115 | 0.00015437 | 0.00012566 | 0.00010794 | 0.00013004 | 0.0001051 | 0.00012712 | 0.00013261 | 0.00012811 | 0.00012242 | 0.00012725 | 0.00010742 | 0.00012934 | 0.00013367 | 0.00012124 | 0.00011047 | 0.00013888 | 0.00011692 | 0.00012282 | 0.00012652 | 0.00013823 | 0.00012241 | 0.00013907 | 0.00011678 | 0.00011393 | 0.00012867 | 0.00013164 | 0.00010262 | 0.0001195 | 0.00011219 | 0.00012496 | 0.0001131 | 0.00014014 | 0.00011957 | 0.00014562 | 9.8676e-05 | 0.00013413 | 0.00011848 | 0.0001152 | 0.00010553 | 0.00013576 | 0.00010728 | 0.00010733 | 8.4225e-05 | 0.00014579 | 0.00012177 | 0.00012541 | 0.00010632 | 0.00010749 | 0.00013593 | 0.00011225 | 0.00012191 | 0.00012211 | 0.00010288 | 0.00011883 | 0.00010919 | 0.00010533 | 0.00011697 | 0.00012689 | 0.00011084 | 0.00012482 | 0.00010879 | 9.5675e-05 | 0.00010496 | 0.00012775 | 0.00013718 | 0.00011239 | 0.00011883 | 0.0001245 | 0.00012754 | 0.00011158 | 0.00012172 | 0.00014538 | 0.00011426 | 0.00010827 | 0.00013004 | 0.00011123 | 0.00011952 | 0.00012133 | 0.00012301 | 0.00011551 | 0.00012615 | 0.00010379 | 0.00012743 | 0.00013897 | 0.00012986 | 0.00011818 | 0.00012863 | 0.00010542 | 0.00010561 | 0.00011738 | 0.00012222 | 0.00011841 | 0.000137 | 0.00013219 | 0.0001373 | 0.00014952 | 0.00013981 | 0.000121 | 0.00012621 | 0.0001063 | 0.00012 | 0.00011579 | 0.00010794 | 0.00011897 | 0.00011258 | 0.00013317 | 0.00013237 | 0.00013603 | 9.4217e-05 | 0.00013019 | 0.00013877 | 0.00011701 | 0.00011124 | 0.00011732 | 0.00011968 | 0.0001388 | 0.00010962 | 0.00013002 | 0.00013221 | 0.00011335 | 0.00011286 | 0.00014422 | 0.00012424 | 0.00011022 | 0.00011607 | 0.00013067 | 0.00011447 | 0.00013551 | 0.00011292 | 9.9556e-05 | 0.00012156 | 0.00011426 | 0.00013579 | 0.00012782 | 0.00013764 | 0.00011505 | 0.00012967 | 0.00012579 | 0.00011931 | 0.00012849 | 0.00011816 | 0.00012798 | 0.00013612 | 0.00012576 | 0.00010907 | 0.00012424 | 0.00010055 | 0.00011124 | 0.00013942 | 0.00012682 | 0.00013043 | 0.00014253 | 0.00012813 | 0.00013687 | 0.00011101 | 0.0001255 | 0.00014867 | 0.0001108 | 0.00011316 | 0.00014432 | 0.00011225 | 0.00012054 | 0.0001273 | 0.00013553 | 0.00010239 | 0.00012302 | 0.00012136 | 0.00012557 | 0.00011842 | 0.00014198 | 0.0001188 | 0.00012209 | 0.0001139 | 0.00012969 | 0.00011044 | 0.00012672 | 0.00010918 | 0.00011764 | 0.00013034 | 0.00011138 | 0.00013066 | 0.00012795 | 0.00012531 | 0.00015048 | 9.8667e-05 | 0.00013155 | 0.00014404 | 0.00013857 | 0.00012323 | 0.00014604 | 0.00012586 | 9.523e-05 | 0.00012299 | 0.00011551 | 0.00012146 | 0.00013347 | 0.00011008 | 0.00010464 | 0.0001306 | 0.00011693 | 0.00012186 | 0.00013272 | 0.00012855 | 0.00012091 | 0.00010762 | 0.0001094 | 0.00011089 | 0.00013239 | 0.00012728 | 0.00013826 | 0.00011265 | 0.0001084 | 0.00012817 | 0.00010573 | 0.00011625 | 0.00012298 | 0.00011152 | 0.00012091 | 0.00011695 | 0.00012588 | 0.00011724 | 0.00012443 | 0.00011137 | 9.5923e-05 | 0.00011947 | 0.00011098 | 0.00011261 | 0.00012815 | 0.00012006 | 9.8509e-05 | 0.0001157 | 0.00012458 | 0.00011642 | 0.00012812 | 0.00012187 | 0.00013351 | 0.00011604 | 0.00010835 | 0.00012986 | 0.00012476 | 0.00012028 | 0.00011573 | 0.00014474 | 0.00013372 | 0.00010725 | 0.00012377 | 0.00010133 | 0.00014977 | 0.00013994 | 0.0001281 | 0.00013085 | 0.00012671 | 0.00010561 | 0.0001095 | 0.00012797 | 0.00013139 | 0.0001112 | 0.00012135 | 0.00013637 | 0.00010016 | 0.00011901 | 0.00010285 | 0.00012709 | 0.00012921 | 0.00014105 | 0.00012671 | 0.00012112 | 0.00014158 | 0.00012336 | 0.0001076 | 0.0001134 | 0.00012034 | 0.00011071 | 0.00012536 | 0.00010664 | 0.00011235 | 0.00012737 | 0.00014614 | 0.00011439 | 0.00011677 | 0.00011054 | 0.0001405 | 8.5986e-05 | 0.00010174 | 0.00011774 | 0.0001365 | 0.00012211 | 0.0001276 | 0.00014459 | 0.00012448 | 0.0001057 | 0.00010505 | 0.00011238 | 0.00013195 | 0.00015652 | 0.00012884 | 0.00010856 | 0.00012573 | 0.00011057 | 0.00012011 | 0.00011157 | 0.00013592 | 0.00011832 | 0.00011811 | 0.00013195 | 0.00011938 | 0.00012088 | 9.965e-05 | 0.00013563 | 9.4172e-05 | 0.00014292 | 0.00011644 | 0.00011808 | 0.00011792 | 0.00012906 | 0.00010647 | 9.9253e-05 | 0.00011902 | 9.6275e-05 | 0.00011733 | 0.00011554 | 0.00011812 | 0.00012009 | 0.00013912 | 0.00012595 | 0.000127 | 0.00013551 | 9.9554e-05 | 0.00011678 | 0.00012141 | 0.00010943 | 9.6797e-05 | 0.00010507 | 0.0001274 | 0.00012217 | 0.00011132 | 0.00012041 | 0.00012557 | 0.00013031 | 0.00012785 | 0.00014461 | 0.00012882 | 0.00013209 | 0.0001151 | 0.00012548 | 0.00013297 | 0.00010941 | 0.00010974 | 0.00010653 | 9.6522e-05 | 0.00011452 | 0.00010512 | 0.00011405 | 0.00012961 | 0.0001398 | 0.00012197 | 0.00013259 | 0.00011845 | 0.0001213 | 0.00013484 | 0.00011738 | 0.0001187 | 0.00010849 | 0.0001222 | 0.00012733 | 0.00011109 | 0.00013588 | 0.00013619 | 0.00014105 | 0.00010862 | 0.00011751 | 0.00012119 | 0.00010936 | 0.00012315 | 0.00012019 | 0.00012212 | 0.0001044 | 0.00010819 | 0.00012393 | 0.00011784 | 0.00010917 | 0.00013279 | 0.00012242 | 0.00012355 | 8.9419e-05 | 0.00011002 | 0.00012341 | 0.00011598 | 0.00012406 | 0.00012907 | 0.00014185 | 0.00013876 | 0.00012698 | 9.5339e-05 | 0.00011585 | 0.00012606 | 0.00011108 | 0.00013138 | 0.00012406 | 0.00013318 | 0.00011827 | 0.00011862 | 0.0001105 | 9.7298e-05 | 0.00012691 | 0.00013129 | 0.0001235 | 0.00012469 | 0.00013811 | 0.00012824 | 0.00012071 | 0.00013623 | 0.00011579 | 0.00012429 | 0.00011107 | 0.0001239 | 0.0001348 | 0.00010412 | 0.00013985 | 0.00011421 | 0.00010929 | 0.0001441 | 0.00011419 | 0.00012489 | 0.00011848 | 0.00013094 | 0.00011006 | 0.00012296 | 0.00011455 | 0.00011872 | 0.00010916 | 0.00012465 | 0.00011511 | 0.0001444 | 0.00015026 | 0.00011295 | 0.00011495 | 0.00012859 | 0.00013196 | 0.00013433 | 0.00012926 | 0.00012712 | 0.00013388 | 0.00012013 | 0.00011069 | 0.00011824 | 0.00010493 | 0.00012819 | 9.8732e-05 | 0.00013608 | 0.00012441 | 0.00012339 | 0.00011903 | 0.00013235 | 0.00012632 | 0.00010172 | 0.00011829 | 0.00012394 | 0.00012371 | 0.00012987 | 0.00013544 | 0.00011179 | 0.00015004 | 0.00013126 | 0.00012508 | 0.00012092 | 0.00012759 | 0.00013238 | 0.00013278 | 0.00011008 | 9.4248e-05 | 0.00011946 | 0.00011849 | 0.00013637 | 0.00011295 | 0.00012362 | 0.0001361 | 0.00015644 | 0.00013385 | 0.00010038 | 9.4331e-05 | 0.00013849 | 0.00013506 | 0.00011427 | 0.00011905 | 0.0001411 | 0.00012891 | 0.00011374 | 0.00014658 | 0.00011469 | 0.00011321 | 0.00011541 | 0.00012496 | 0.00013654 | 0.00011422 | 0.00010172 | 0.00011099 | 0.00010902 | 0.00012128 | 0.00010991 | 0.00010957 | 0.00013017 | 0.00013367 | 0.00012733 | 0.00012208 | 0.00012574 | 0.00014401 | 0.00010867 | 0.00012309 | 0.0001456 | 0.00012639 | 0.00011584 | 0.00010982 | 0.00013699 | 0.00012538 | 0.00011461 | 0.00012612 | 0.00013886 | 0.00011411 | 0.00013849 | 0.00012146 | 0.00012384 | 0.00010994 | 0.00011418 | 0.00010568 | 0.00012303 | 9.9549e-05 | 0.00012832 | 0.00014173 | 0.00015269 | 0.00012138 | 0.00012118 | 0.00013299 | 0.00012281 | 0.00010757 | 0.0001412 | 0.00012963 | 0.00010652 | 0.00011359 | 9.9935e-05 | 0.00011712 | 8.9334e-05 | 0.00012656 | 0.00011992 | 0.00010174 | 0.00011598 | 0.00011398 | 0.00010895 | 0.00010742 | 0.00011072 | 0.00010932 | 0.00013688 | 0.00010455 | 0.00012843 | 0.00011256 | 0.00011853 | 0.00011856 | 0.00010304 | 0.00010958 | 0.00011189 | 0.00011115 | 0.0001182 | 0.00011116 | 0.00013192 | 0.00012941 | 0.00013116 | 0.00014286 | 0.00014295 | 0.00012411 | 0.00010853 | 0.00011733 | 0.00012646 | 9.9978e-05 | 0.00011668 | 0.00012205 | 0.00013385 | 0.00010779 | 0.00013996 | 0.00010665 | 0.00012245 | 0.00010549 | 0.00011661 | 9.811e-05 | 0.00012481 | 0.00011173 | 0.00012957 | 0.00012133 | 0.00010656 | 0.00012773 | 0.00013006 | 0.00012761 | 0.00010694 | 0.00012691 | 0.0001261 | 0.00013855 | 0.00010529 | 0.00014134 | 0.00010636 | 0.00013652 | 0.00010558 | 0.00011268 | 0.00012753 | 0.00010627 | 0.00012778 | 0.00013733 | 0.00012714 | 0.00013287 | 0.00012678 | 0.00011909 | 0.00012506 | 0.00012113 | 0.00010371 | 0.00013223 | 0.00011377 | 0.0001218 | 0.000141 | 0.00010838 | 9.6529e-05 | 0.00011473 | 0.00011788 | 0.00011321 | 0.00011738 | 0.00010764 | 0.00010603 | 0.00010715 | 0.00013026 | 0.00010422 | 0.00011845 | 0.00010045 | 0.00011144 | 0.00011353 | 0.00012019 | 0.00011393 | 0.00013225 | 0.00010493 | 0.00011938 | 0.00011102 | 0.00012635 | 0.00012865 | 0.00012055 | 0.00011078 | 0.00012087 | 0.00011784 | 0.00012329 | 0.00011527 | 0.00013168 | 0.00013625 | 0.00011626 | 0.00013528 | 0.00013453 | 0.00011277 | 0.00012437 | 0.00012587 | 0.00012068 | 9.6758e-05 | 0.00012197 | 0.00012682 | 0.00013105 | 0.000121 | 0.00011895 | 0.00012521 | 0.00012338 | 0.00014519 | 0.00014279 | 0.00012252 | 0.00010525 | 0.00012196 | 0.00013508 | 0.00013914 | 0.00012898 | 0.00010951 | 0.00012431 | 0.00010488 | 0.00011657 | 0.00010605 | 0.00011373 | 0.00010228 | 0.00011107 | 0.00012541 | 0.00010585 | 0.00012284 | 0.000136 | 0.00010934 | 0.00014663 | 0.00010799 | 0.00011506 | 0.00011397 | 0.00013143 | 0.00011991 | 0.00012724 | 0.00012332 | 0.00011545 | 0.00012322 | 0.00013404 | 0.00010798 | 0.00012111 | 0.00013792 | 0.00011319 | 9.9733e-05 | 0.00011827 | 0.00011801 | 0.00012387 | 0.00011584 | 0.00012828 | 0.00011039 | 0.00012502 | 0.00011651 | 0.0001233 | 0.00011626 | 0.0001019 | 0.00013531 | 0.00010159 | 0.00012736 | 0.00011015 | 9.5792e-05 | 0.00014389 | 0.00012248 | 0.00012811 | 0.0001505 | 0.00012845 | 0.00013125 | 0.00012039 | 0.0001178 | 0.00014294 | 0.00011284 | 0.00010833 | 0.00012042 | 0.00011447 | 0.00014724 | 0.00013416 | 0.00011223 | 0.00011815 | 0.00012423 | 0.00011861 | 0.00013428 | 0.00012589 | 0.00012691 | 0.00013937 | 0.00012817 | 0.00011643 | 0.00010255 | 0.00010742 | 0.00013158 | 0.00014061 | 0.00010924 | 0.00012755 | 0.00012201 | 0.00012161 | 0.00010737 | 0.00013279 | 0.00012207 | 0.00015086 | 0.00011465 | 0.00012995 | 0.00015275 | 0.0001251 | 0.0001136 | 0.00012152 | 0.00011105 | 0.00012474 | 0.00011837 | 0.00011464 | 0.00010683 | 0.00010463 | 0.00012641 | 0.00011301 | 9.8222e-05 | 0.00010842 | 0.00010149 | 0.00011987 | 0.00011417 | 0.00011924 | 0.00011443 | 0.00013641 | 0.00011204 | 0.00012724 | 0.00012522 | 0.00012146 | 0.00012975 | 9.4307e-05 | 0.00011313 | 0.00013208 | 0.00010138 | 9.8565e-05 | 0.00010741 | 0.00011985 | 0.00011409 | 0.00012992 | 0.00012457 | 0.00012049 | 0.00013667 | 0.00011962 | 0.00011713 | 0.00013331 | 0.00011926 | 0.00013114 | 0.00014143 | 0.00012302 | 0.00012666 | 0.00012557 | 0.00011373 | 0.00011289 | 0.00013163 | 0.00012381 | 0.00011599 | 0.00014106 | 0.00011472 | 0.00011538 | 0.0001204 | 9.2785e-05 | 0.00010406 | 0.00011214 | 0.00011737 | 0.0001307 | 0.00012573 | 0.00011336 | 0.00012968 | 9.0098e-05 | 0.00015071 | 0.00014374 | 0.00011217 | 0.00010025 | 0.00013376 | 0.00010747 | 0.00012933 | 0.00012846 | 0.00013113 | 0.00012882 | 9.7774e-05 | 0.00010178 | 0.000124 | 0.00011376 | 0.00012556 | 0.00012778 | 0.00010607 | 9.9056e-05 | 0.00010721 | 0.00013563 | 0.00013243 | 0.00013992 | 0.00011392 | 9.2759e-05 | 0.00010821 | 0.00012889 | 0.00011359 | 0.00012118 | 0.0001308 | 0.0001328 | 0.00013857 | 0.00011575 | 0.00011136 | 0.00011886 | 0.00011114 | 0.00013347 | 0.00012315 | 0.00011722 | 0.00010366 | 0.00011713 | 0.00011555 | 7.4827e-05 | 0.00013997 | 0.00011408 | 0.00011894 | 0.00013371 | 0.00012063 | 0.00011399 | 0.00012931 | 9.9071e-05 | 0.0001266 | 0.00013457 | 0.00014205 | 0.00011152 | 0.00012407 | 9.3913e-05 | 0.00012566 | 0.00010548 | 0.00011757 | 0.00011481 | 0.00011025 | 0.00012909 | 0.0001048 | 0.00013339 | 0.00012388 | 0.00012708 | 9.789e-05 | 0.00013126 | 0.00011381 | 0.00012098 | 0.00010539 | 0.00013275 | 0.00011413 | 0.00011287 | 0.00012797 | 0.00013355 | 0.00012862 | 0.00013918 | 0.00013338 | 0.00011104 | 0.00012916 | 0.00013506 | 0.00011482 | 0.00012304 | 0.00013749 | 0.00012825 | 0.00013918 | 0.00011425 | 0.00010917 | 9.0782e-05 | 0.00013544 | 0.00012911 | 0.00010964 | 9.8201e-05 | 0.00013694 | 0.00011734 | 0.0001505
Infected ventilation rate qv | q_inf | normal | 0.00012133 | 1.2133e-05 | m3/s | Ventilation rates from Adams (1993) | q_inf | 0.00010232 | 0.00015943 | 0.00010829 | 0.00013024 | 0.00013073 | 0.00013616 | 0.00012371 | 0.00012741 | 0.00010471 | 0.00014022 | 0.00012687 | 0.00011551 | 0.00011894 | 0.00011328 | 0.00013268 | 0.00013491 | 0.00012523 | 0.00011096 | 0.00013197 | 0.00013433 | 0.00013993 | 0.00013544 | 0.00013565 | 0.00012132 | 0.00011445 | 0.00012267 | 0.00010759 | 0.00011423 | 0.00012033 | 0.00010941 | 0.00011435 | 0.00011127 | 0.00011979 | 0.00014305 | 0.00011507 | 0.00012377 | 0.00012605 | 0.00014357 | 0.00012131 | 0.00012895 | 0.0001086 | 0.00011355 | 0.00010721 | 0.00011877 | 0.00014426 | 0.00012353 | 0.00011416 | 0.00012313 | 0.0001348 | 0.00012524 | 0.00013058 | 0.00012593 | 0.00013532 | 0.0001213 | 9.4275e-05 | 0.00012854 | 0.00012297 | 0.00014285 | 0.00011968 | 0.00013488 | 0.00013033 | 0.00012486 | 0.00013772 | 0.00011042 | 0.00012141 | 0.00013305 | 0.00012789 | 0.00012461 | 0.00013917 | 0.0001328 | 0.00013212 | 0.00011795 | 0.00012969 | 0.00012526 | 0.00011315 | 0.00014608 | 0.00011768 | 0.00012446 | 0.00011807 | 0.0001173 | 0.00014195 | 0.00012464 | 0.00010633 | 0.00012065 | 0.00011047 | 0.00010434 | 0.00013335 | 0.00012075 | 0.00010912 | 0.00012278 | 0.00011197 | 0.00010944 | 0.00014265 | 0.00011676 | 0.00011849 | 0.00010948 | 0.00011461 | 0.00013462 | 0.00013534 | 0.00011111 | 0.0001245 | 0.00012796 | 0.00011015 | 0.0001131 | 0.00011491 | 0.00013598 | 0.00013525 | 0.00011839 | 0.00010723 | 0.00010668 | 0.00013726 | 0.00011842 | 0.00011843 | 0.00010675 | 0.00012601 | 0.0001071 | 0.0001153 | 0.00012157 | 0.00012045 | 0.00011567 | 0.00012122 | 0.00013799 | 0.00010752 | 0.00011606 | 0.0001289 | 0.00011056 | 0.00011286 | 0.0001433 | 0.00013373 | 0.00011286 | 0.00012631 | 0.00010766 | 0.00014347 | 0.00012763 | 0.00011733 | 0.0001298 | 0.00012747 | 0.00012268 | 0.00012709 | 0.00011104 | 0.00012191 | 0.00013536 | 0.0001173 | 0.00011342 | 0.00011894 | 0.00011122 | 0.00010097 | 0.00014396 | 0.00010745 | 0.0001078 | 0.0001209 | 0.00012399 | 0.00013168 | 0.00014697 | 0.00010691 | 0.00011017 | 0.00011568 | 0.00012534 | 0.00012643 | 0.00010925 | 0.00012106 | 0.00013984 | 9.8745e-05 | 0.00011364 | 0.0001182 | 0.00012414 | 0.00010814 | 0.00013011 | 0.0001384 | 0.00012617 | 0.00011023 | 0.00011699 | 0.00011786 | 0.00013939 | 0.00011806 | 0.00012357 | 0.00012279 | 0.0001253 | 0.00012935 | 0.00013569 | 0.00011804 | 0.00011093 | 0.00011426 | 0.00011585 | 0.00011646 | 0.00011824 | 0.00011121 | 0.00011341 | 0.00013186 | 0.00012131 | 0.00011989 | 0.00010775 | 0.00010028 | 0.00012056 | 0.00012859 | 0.00012231 | 0.00012533 | 0.0001054 | 0.0001082 | 0.0001184 | 0.00011448 | 0.0001204 | 0.00013684 | 0.00012678 | 0.00011708 | 0.00012391 | 0.00010632 | 0.00012343 | 0.00012148 | 0.00011584 | 0.00012267 | 0.00012589 | 0.00010945 | 0.00012346 | 0.00011318 | 0.00011091 | 0.00010603 | 0.00012619 | 0.0001383 | 0.0001191 | 0.00013296 | 0.00013462 | 0.00011607 | 0.00011928 | 0.0001318 | 0.00011536 | 0.00011496 | 0.00014045 | 0.00014845 | 0.00011538 | 0.00012953 | 0.00012844 | 0.00011719 | 0.00011751 | 0.00011696 | 0.00012044 | 0.00012285 | 0.00011542 | 0.00010405 | 0.00012357 | 0.00011818 | 0.00011664 | 0.00013621 | 0.0001534 | 0.00011478 | 0.00012079 | 0.00013407 | 0.00014018 | 0.00014373 | 0.00010423 | 0.00010287 | 0.00012759 | 0.00012083 | 0.00012352 | 0.00012996 | 0.00012564 | 0.00012 | 0.00011513 | 0.00011398 | 0.00011256 | 0.00014223 | 0.00012878 | 0.00011153 | 0.00012141 | 0.00012052 | 0.00013513 | 0.00011299 | 0.00014376 | 0.00012544 | 0.00012532 | 0.00012699 | 0.00011449 | 0.00011444 | 0.00012685 | 0.00011837 | 0.00011485 | 0.00012695 | 0.00012946 | 0.00010323 | 0.0001322 | 0.00013056 | 0.00012029 | 0.00012163 | 0.00010361 | 0.00010535 | 0.00012588 | 0.00012561 | 0.0001094 | 0.00011919 | 0.00011684 | 8.8975e-05 | 0.00014724 | 0.00012982 | 0.00013055 | 0.00010042 | 0.00011056 | 0.00010699 | 0.0001204 | 0.0001147 | 0.00011837 | 0.00011363 | 0.00014035 | 0.0001141 | 0.00012439 | 9.9219e-05 | 0.00011955 | 0.00012303 | 0.00012339 | 0.00010871 | 0.000104 | 0.00010891 | 0.00012804 | 0.00012794 | 0.00011389 | 0.00010074 | 0.00010493 | 0.00012312 | 0.00012618 | 0.00010735 | 0.00013265 | 0.00013317 | 0.00012615 | 0.00013379 | 0.00012639 | 0.00011807 | 0.00010826 | 0.00012764 | 0.00010593 | 0.00013753 | 9.1149e-05 | 0.0001276 | 0.00014009 | 0.00013158 | 0.00011907 | 0.00012064 | 0.00010712 | 0.00013223 | 0.00012389 | 0.00012681 | 0.0001155 | 0.00011932 | 0.0001207 | 0.00013371 | 0.0001302 | 0.00012926 | 0.00012089 | 0.00010181 | 0.00012613 | 0.0001381 | 0.00010554 | 0.00014262 | 0.00011156 | 0.00012388 | 0.00010932 | 0.00010927 | 0.00012628 | 0.00012643 | 0.00011597 | 0.00012987 | 9.872e-05 | 0.00011446 | 0.00012218 | 9.5593e-05 | 0.00013326 | 0.00013045 | 0.00013255 | 0.00014509 | 0.00010609 | 0.0001176 | 0.00011963 | 0.00013131 | 0.00012166 | 0.00013748 | 0.00013827 | 0.0001143 | 0.00011385 | 0.0001254 | 0.00014298 | 0.0001357 | 0.0001088 | 0.00013233 | 0.00014245 | 0.00011835 | 0.00015755 | 9.7986e-05 | 0.00011799 | 0.0001366 | 0.0001176 | 0.00014715 | 0.00013662 | 0.00013078 | 0.00011909 | 0.00011811 | 0.00010637 | 0.00013626 | 0.00012942 | 0.00013357 | 0.00010476 | 0.00012164 | 0.00012725 | 0.00012149 | 0.00012796 | 0.00012784 | 0.00011526 | 0.0001267 | 0.00014606 | 0.00011155 | 0.00012027 | 0.00012118 | 0.00012145 | 0.00010453 | 0.0001292 | 0.00011769 | 0.00010206 | 0.00010678 | 0.00012475 | 0.00012554 | 0.00012131 | 0.00013429 | 0.0001313 | 0.00015423 | 0.00012429 | 0.00016386 | 0.00010862 | 0.00015388 | 0.00011472 | 0.00012505 | 0.00010815 | 8.5351e-05 | 0.00011908 | 0.00010718 | 0.00012663 | 0.00011259 | 0.00013264 | 0.00012989 | 0.000104 | 0.00010443 | 0.00012576 | 0.00014158 | 0.00011888 | 0.00012338 | 0.00013518 | 0.00012107 | 0.00013251 | 0.00013323 | 0.00011895 | 0.00013474 | 0.00012571 | 0.00012115 | 0.00011172 | 0.00011885 | 0.00012267 | 0.00014161 | 0.00012523 | 9.4288e-05 | 0.00012889 | 0.00014007 | 0.00011881 | 0.00014122 | 0.00010234 | 0.00010343 | 0.00013405 | 0.00013604 | 0.00013431 | 0.00012314 | 0.00012919 | 0.00012799 | 0.00011667 | 0.00013289 | 0.00010371 | 0.00012114 | 0.00010141 | 0.00013757 | 0.0001444 | 0.00014181 | 0.00013715 | 9.8241e-05 | 0.00012555 | 0.00012481 | 0.00010692 | 0.00011771 | 0.00010917 | 0.0001078 | 0.00011787 | 0.00013172 | 0.00011674 | 0.00012312 | 0.00011321 | 0.0001234 | 0.00013019 | 0.0001253 | 0.0001317 | 0.00011535 | 0.00014603 | 0.0001399 | 0.00013479 | 0.00012563 | 0.00012004 | 9.1354e-05 | 0.00011538 | 0.00011484 | 0.000114 | 0.00013547 | 9.9749e-05 | 0.00012028 | 0.00010344 | 0.00012624 | 0.00012592 | 0.00012214 | 0.00011361 | 0.00012005 | 0.00012205 | 0.00012449 | 0.00014364 | 0.00011351 | 0.00013701 | 0.00013236 | 0.00013075 | 0.00012273 | 9.2174e-05 | 0.00013509 | 0.00012678 | 0.00011759 | 0.00012349 | 0.00012316 | 0.00011669 | 0.00012056 | 9.9906e-05 | 0.00010347 | 0.00012889 | 0.00010328 | 0.00012334 | 0.00012794 | 0.0001104 | 0.00011155 | 0.00012472 | 0.00011776 | 0.00011553 | 0.00010846 | 0.00011025 | 0.0001129 | 0.00012115 | 0.00012371 | 0.00013582 | 0.00010282 | 0.00013648 | 0.00012539 | 0.00010452 | 0.00013429 | 0.00011629 | 0.00011058 | 0.00013666 | 0.00012515 | 0.00012031 | 0.00013755 | 0.00010256 | 0.00010181 | 0.00014087 | 0.0001139 | 0.00012486 | 0.00012297 | 0.0001173 | 0.00011264 | 0.00011889 | 0.00011205 | 0.00011809 | 0.00013309 | 0.0001144 | 0.00011232 | 0.00013619 | 0.00013313 | 0.00010766 | 0.00013401 | 0.00012213 | 0.00011439 | 0.00010904 | 0.00011925 | 0.00012354 | 0.00012292 | 0.00012806 | 0.0001003 | 0.0001148 | 0.00013967 | 0.00015391 | 0.00013001 | 0.00012482 | 0.00013271 | 0.00011641 | 0.00011857 | 0.00011257 | 0.00010903 | 0.000117 | 0.00012488 | 0.0001384 | 0.00012018 | 0.00014149 | 0.00013704 | 0.00011807 | 0.00011851 | 0.00015772 | 0.00011363 | 0.00011818 | 0.00012627 | 0.00011419 | 9.9444e-05 | 0.00012811 | 0.00011667 | 0.00011366 | 0.00014033 | 0.00013031 | 0.00012942 | 0.00013144 | 0.00010756 | 0.00012499 | 0.00011627 | 0.00012861 | 0.00012685 | 0.0001167 | 0.00012258 | 0.00011431 | 0.00011099 | 0.00012615 | 0.0001091 | 0.00013129 | 0.00013506 | 0.00011633 | 0.00013006 | 9.6997e-05 | 0.00010859 | 0.00012563 | 0.00013073 | 0.00012952 | 0.00011766 | 0.0001264 | 0.00010494 | 0.0001018 | 0.00012339 | 0.00012598 | 0.0001204 | 0.0001315 | 0.00011386 | 0.00011411 | 0.00013593 | 0.00012326 | 0.00013184 | 0.0001101 | 0.00011593 | 0.00013014 | 0.00013508 | 0.00013216 | 0.00011651 | 0.00013719 | 0.00011065 | 0.00012711 | 0.00012222 | 0.00010898 | 0.00011121 | 0.00013355 | 0.00012328 | 0.00010493 | 0.00012747 | 0.00012734 | 0.00013624 | 0.00012923 | 0.00013019 | 9.2881e-05 | 0.00012535 | 0.00012753 | 0.0001166 | 0.00012987 | 0.00012777 | 0.00010729 | 9.6828e-05 | 0.00010487 | 0.00011619 | 0.00010802 | 0.00011898 | 0.00012031 | 0.0001259 | 0.00011017 | 0.00013069 | 0.00012674 | 0.00010412 | 0.00012317 | 0.00011679 | 0.00012279 | 0.00012721 | 0.0001322 | 9.7217e-05 | 0.00012431 | 0.00012318 | 0.00011996 | 0.00012509 | 0.00011272 | 0.00010036 | 0.00011748 | 0.00012199 | 0.00012173 | 0.00011834 | 0.00011732 | 0.00013887 | 0.00012393 | 0.00014313 | 0.00012469 | 0.00012584 | 0.00013702 | 0.0001323 | 0.00014212 | 0.00013191 | 0.00010811 | 0.00012013 | 0.00013503 | 0.00011538 | 0.00010992 | 0.00013044 | 0.00011945 | 0.00014254 | 0.00013384 | 0.00013718 | 0.0001049 | 0.00010244 | 0.00010409 | 0.00010417 | 0.0001173 | 0.00011824 | 0.00011444 | 0.00010645 | 0.00011913 | 0.00012764 | 0.00014132 | 0.00012662 | 0.00010966 | 0.00010872 | 0.00010977 | 0.00012074 | 0.00012862 | 0.00011121 | 0.00010708 | 0.00013794 | 0.00011073 | 0.00011378 | 0.00011864 | 0.00011313 | 0.00012656 | 0.00010474 | 0.00010701 | 0.00011178 | 0.00011055 | 0.00010786 | 0.00013893 | 0.00013225 | 0.00012579 | 0.00012689 | 0.00012608 | 9.3285e-05 | 0.00010057 | 0.00011296 | 0.00014724 | 0.00011084 | 0.00014023 | 0.00010157 | 0.00013456 | 0.00011847 | 0.00010666 | 0.00012155 | 0.00011399 | 0.00011333 | 0.00012893 | 0.00010946 | 0.00012154 | 9.9459e-05 | 0.00011371 | 0.00010236 | 0.00012294 | 0.0001294 | 0.00013013 | 0.00010967 | 0.00010903 | 0.00010938 | 0.00012854 | 0.00015544 | 0.00013705 | 8.6716e-05 | 0.00012354 | 0.00012747 | 0.00013213 | 0.00011262 | 0.00011438 | 0.00011473 | 0.00011084 | 0.00014398 | 0.00014527 | 0.00011126 | 0.0001175 | 0.00011867 | 9.6291e-05 | 0.00010951 | 9.8145e-05 | 0.000123 | 0.00012218 | 0.00012343 | 0.00011174 | 0.00013431 | 0.00011445 | 0.00012283 | 0.00011802 | 0.00011856 | 0.00012672 | 0.00012509 | 0.00011047 | 0.00011402 | 0.00014009 | 0.00012294 | 0.00012935 | 0.00010315 | 0.00013008 | 0.0001127 | 0.0001061 | 0.00011274 | 0.00011734 | 0.00012498 | 0.00012188 | 0.00014249 | 0.00013475 | 0.00013237 | 0.0001266 | 0.00011569 | 0.0001197 | 0.00013378 | 0.00011011 | 9.8441e-05 | 0.00014113 | 0.00011686 | 0.00015257 | 0.00012993 | 0.00010839 | 0.00014709 | 0.00012821 | 0.00014138 | 0.00012226 | 0.00012161 | 0.00012479 | 0.00012539 | 0.00013044 | 0.0001187 | 0.00010964 | 0.00010804 | 0.00012661 | 0.00013517 | 0.00011411 | 0.00011583 | 0.00012046 | 0.00012463 | 0.00012166 | 0.00013313 | 0.00013901 | 0.00012293 | 0.00012713 | 0.00010417 | 0.0001144 | 0.00011799 | 0.00011196 | 0.00013207 | 0.00010025 | 0.00011022 | 0.0001391 | 0.0001087 | 0.00013146 | 0.00012845 | 0.00011171 | 0.00012307 | 0.0001041 | 0.00011682 | 0.0001151 | 0.00011454 | 9.2266e-05 | 0.00010649 | 0.00010508 | 9.9155e-05 | 0.00011625 | 0.0001375 | 0.00012009 | 0.00012238 | 0.00011086 | 0.00011161 | 0.000133 | 0.00012917 | 0.0001225 | 0.00010742 | 0.00011241 | 0.00011536 | 0.00011023 | 0.0001016 | 0.00011976 | 0.0001397 | 0.00011761 | 0.00014693 | 0.00012994 | 0.00011611 | 0.0001233 | 0.00013949 | 0.00012748 | 0.00012917 | 0.00011558 | 0.00011654 | 0.00011551 | 0.00011451 | 0.00012104 | 0.00012701 | 0.00010794 | 0.00011682 | 9.3245e-05 | 0.0001214 | 0.00010241 | 0.00013323 | 0.00010636 | 9.5789e-05 | 0.00011257 | 0.00012875 | 0.0001053 | 0.00012254 | 0.00012716 | 0.00010889 | 0.0001164 | 0.00011205 | 0.00011865 | 0.00011709 | 0.00011647 | 0.00012712 | 0.00014642 | 0.00011667 | 0.00012765 | 0.00012426 | 0.00011802 | 0.00011024 | 0.00011813 | 0.00013053 | 0.00011318 | 0.00013174 | 0.00014798 | 0.00010523 | 0.00011894 | 0.00012093 | 0.00011974 | 0.00012306 | 0.000128 | 0.00011952 | 0.00012669 | 0.0001212 | 0.00014455 | 0.00010497 | 0.00011697 | 0.00013688 | 0.00010169 | 0.00010528 | 0.00012518 | 0.00013338 | 0.00010914 | 0.00010692 | 0.00012786 | 0.00011748 | 0.00011506 | 0.0001138 | 0.00010855 | 0.00010593 | 0.00012508 | 0.00012294 | 0.00012222 | 0.0001106 | 0.00010649 | 0.00011929 | 9.6287e-05 | 0.00012576 | 0.00013956 | 0.00011688 | 0.00010317 | 0.0001279 | 0.0001267 | 9.6081e-05 | 0.00010941 | 8.9315e-05 | 0.00011433 | 0.00013555 | 0.00012579 | 0.00011798 | 0.00011562 | 0.00013621 | 7.216e-05 | 0.00012803 | 0.00013409 | 0.00013956 | 0.00014457 | 0.00013778 | 0.00012103 | 0.00012378 | 9.2537e-05 | 0.00014707 | 0.00011543 | 0.00011936 | 0.00011145 | 0.00012626 | 0.00011882 | 0.00012802 | 0.00013592 | 0.00012428 | 0.00012059 | 9.8646e-05 | 0.00013006 | 0.00013105 | 0.0001129 | 0.00011862 | 0.00014036 | 0.00012249 | 0.0001084 | 0.00010243 | 0.00011813 | 0.00012795 | 0.00010694 | 0.00013532 | 0.00010462 | 0.00013407 | 0.00012421 | 0.00011985 | 0.0001331 | 0.00014688 | 8.9769e-05 | 9.3763e-05 | 0.00012051 | 0.00010485 | 0.00013714 | 0.00010088 | 0.00013701 | 0.00014696 | 0.00010889 | 9.7789e-05 | 0.00010549 | 0.00013318 | 0.0001326 | 0.00010832 | 0.00011247 | 0.00012292 | 9.9273e-05 | 0.00012953 | 0.00011453 | 0.00012273 | 0.00012023 | 0.00013267 | 0.00012194 | 0.00013189 | 0.00011092 | 0.00012835 | 0.00010071 | 0.00012559 | 0.00012324 | 0.00010934 | 0.00012705 | 0.00014771 | 0.00010186 | 0.00010861 | 0.00012556 | 0.00010434 | 0.00012628 | 0.00014046 | 0.00011831 | 0.00010929 | 0.00013111 | 0.00013544 | 0.00013611 | 0.00012025 | 0.0001194 | 0.00012338 | 0.00012477 | 0.00011791 | 0.00012879 | 0.00013674 | 0.00011921 | 0.00013454 | 0.00012219 | 9.7441e-05 | 0.00013475 | 0.00010955 | 0.00012057 | 0.00013248 | 0.00012542 | 0.00012553 | 0.00012365 | 0.00012502 | 0.00013411 | 0.00010488 | 9.8576e-05 | 0.00011436 | 0.00011073 | 0.00012968 | 0.00012098 | 0.00014607 | 0.00013523 | 0.00011467 | 0.00012014 | 0.00011736 | 0.00012401 | 0.00011292 | 0.00013315 | 0.00011331 | 0.0001104 | 0.00013118 | 0.00011518 | 0.00013451 | 0.0001156 | 0.00012681 | 0.00010597 | 0.00011526 | 0.00011535 | 0.00013461 | 0.00010474 | 0.00011486 | 0.00014615 | 0.00012568 | 0.00013213 | 0.00010244 | 0.00012286 | 0.00010921 | 0.00011556 | 0.00011417 | 0.00013285 | 0.00010359 | 0.00010425 | 0.00011076 | 0.00013084 | 0.00012016 | 0.00013815 | 0.00011634 | 0.00012 | 0.00011971 | 0.00013669 | 0.00013736 | 0.00010282 | 0.00011455 | 0.00011886 | 0.00014547 | 0.00012838 | 0.00010506 | 0.00010289 | 0.00011496 | 0.00013327 | 0.00011923 | 0.00011287 | 0.00010652 | 0.00010412 | 0.00010054 | 0.00012425 | 0.00013638 | 0.00012076 | 0.00012145 | 0.00012245 | 0.00013912 | 0.00011953 | 0.00014487 | 0.00011047 | 0.00012923 | 0.00013 | 0.00013608 | 0.00012912 | 0.00013077 | 0.00014061 | 0.00012769 | 0.00011559 | 0.00011299 | 0.00012398 | 0.00012763 | 0.00011997 | 0.00012514 | 0.00011522 | 0.00012367 | 0.00011671 | 0.00014508 | 9.5099e-05 | 0.0001119 | 9.554e-05 | 0.00010896 | 0.00012913 | 0.00011267 | 0.00011047 | 0.00011892 | 0.00011806 | 0.00012825 | 0.0001178 | 0.00013885 | 0.00013025 | 0.00013168 | 0.00013875 | 0.00011206 | 0.00012279 | 0.00012903 | 0.00011825 | 0.00010449 | 0.0001248 | 0.00013836 | 0.00011306 | 0.00015772 | 0.00010772 | 0.00014006 | 0.00012724 | 0.00011455 | 0.00011869 | 0.00011943 | 0.00014565 | 0.00011766 | 9.389e-05 | 0.00010764 | 0.00013713 | 9.8998e-05 | 0.00011305 | 0.00013129 | 0.00012606 | 0.00014397 | 0.00011764 | 0.00012431 | 0.00012526 | 0.00012215 | 0.00011871 | 0.00012624 | 0.0001304 | 0.00011048 | 0.0001311 | 0.00010438 | 0.0001351 | 0.00012815 | 0.00013903 | 0.00015343 | 0.00012156 | 0.00013792 | 0.00013577 | 0.00010672 | 0.00011851 | 0.00013698 | 0.00011474 | 0.00012145 | 0.00012614 | 0.0001189 | 0.00011234 | 0.00012509 | 0.00010314 | 0.00012019 | 0.00011308 | 0.0001385 | 0.00012402 | 0.00012306 | 0.00012503 | 0.00010467 | 0.00014569 | 0.00013369 | 0.00012612 | 0.00011388 | 0.00012681 | 0.00012837 | 0.00011301 | 0.00013605 | 0.00010317 | 0.00010717 | 0.00014685 | 0.00011917 | 0.00012833 | 0.00011906 | 0.00013962 | 0.00013455 | 0.00014578 | 9.937e-05 | 0.00013069 | 0.00012765 | 0.00011404 | 0.00012015 | 0.00010213 | 0.000149 | 0.00010973 | 0.00011937 | 0.00012186 | 0.0001273 | 0.00012949 | 0.00013942 | 0.00011964 | 0.00011627 | 0.0001287 | 0.0001126 | 9.7094e-05 | 0.00010984 | 9.0378e-05 | 0.00010983 | 0.00012134 | 9.9307e-05 | 0.00011271 | 0.00012734 | 0.00011589 | 0.00012347 | 0.00012438 | 0.00013532 | 0.00012878 | 0.0001411 | 0.0001112 | 0.0001232 | 0.00011467 | 0.00013224 | 0.00011678 | 0.00012745 | 0.00010129 | 0.0001031 | 0.00011435 | 0.00011959 | 0.00011524 | 0.00012471 | 0.00011987 | 0.00012864 | 0.00014531 | 0.00012062 | 0.00012589 | 0.00012742 | 0.00012489 | 0.00012012 | 0.00011113 | 0.00012382 | 0.00011859 | 9.0523e-05 | 0.00010813 | 0.00011227 | 0.0001173 | 0.00012187 | 0.00011428 | 0.00010938 | 0.00013689 | 0.00012749 | 0.000118 | 0.00011378 | 0.00010307 | 0.00013049 | 0.00013882 | 0.00010807 | 0.00014028 | 0.00011843 | 0.00014718 | 0.0001057 | 0.00013111 | 0.00013972 | 0.00011959 | 0.00012586 | 9.9897e-05 | 0.00010635 | 0.000141 | 0.00011894 | 0.0001186 | 0.00013742 | 0.0001191 | 0.00012494 | 0.00014173 | 0.00010557 | 0.00011109 | 0.00010523 | 0.00014677 | 0.00012081 | 0.00010334 | 9.6623e-05 | 9.6051e-05 | 0.00012627 | 0.00011223 | 0.00011757 | 0.00012371 | 0.00012197 | 0.00012936 | 9.561e-05 | 0.00012471 | 0.00011725 | 0.00010811 | 0.00011334 | 0.00011255 | 0.00010217 | 0.00012181 | 0.00011001 | 0.00011476 | 0.0001063 | 0.00012665 | 0.00011069 | 0.00014 | 0.00012104 | 0.00013171 | 0.00012212 | 0.00010276 | 0.00013277 | 0.00010893 | 0.000123 | 0.00011627 | 0.00012121 | 0.00010726 | 0.00012954 | 0.0001206 | 0.00011737 | 0.00012936 | 0.00012836 | 0.00016187 | 0.00012874 | 0.0001473 | 0.00013609 | 0.00011078 | 0.00012111 | 0.00013126 | 0.00013045 | 0.00011304 | 0.00010558 | 0.00011297 | 0.00013905 | 0.00014282 | 0.00011798 | 0.0001157 | 0.00010676 | 0.00013476 | 0.00013085 | 0.00014133 | 0.00013311 | 0.00011577 | 0.00012403 | 0.00012215 | 0.00011799 | 0.00011278 | 0.00012694 | 0.00011083 | 0.00012675 | 0.00013374 | 0.00011569 | 0.00012573 | 0.00011154 | 0.00013504 | 0.00012072 | 0.00011495 | 0.00012582 | 0.00011898 | 0.00013623 | 0.00011732 | 0.00012484 | 0.0001057 | 0.0001186 | 0.00012131 | 0.00012967 | 0.00012621 | 0.00012449 | 0.00011397 | 0.0001427 | 0.00011331 | 0.00012018 | 0.00013141 | 0.00012569 | 0.00013477 | 0.00012805 | 0.00014078 | 0.00011907 | 0.00012696 | 0.00012531 | 0.00011032 | 0.00011502 | 0.00011947 | 0.00011009 | 0.00012752 | 0.00012248 | 0.00012129 | 0.00012839 | 0.00010426 | 0.00012471 | 0.00011297 | 0.00011018 | 0.00012649 | 0.00011491 | 0.00012551 | 0.00011379 | 0.00012016 | 0.00011711 | 0.00011592 | 0.00014179 | 0.00013971 | 0.00011662 | 0.00011238 | 0.00012966 | 0.00010903 | 0.00012731 | 0.0001162 | 0.00011855 | 0.00011656 | 0.00013079 | 0.00012555 | 0.00012088 | 0.00012912 | 0.00013677 | 0.00011982 | 0.00015385 | 0.00010709 | 0.0001103 | 0.00011856 | 0.00013285 | 0.00012414 | 0.00011417 | 0.00014015 | 0.00013162 | 0.00013573 | 0.00010343 | 0.00012162 | 0.00013559 | 0.00012628 | 0.00011417 | 0.0001076 | 0.00013371 | 0.00012874 | 0.0001284 | 0.00014748 | 0.00011711 | 0.00015817 | 0.0001095 | 0.00011182 | 0.00012254 | 0.00011288 | 0.00010575 | 0.00013129 | 0.00011909 | 0.00012536 | 0.000121 | 0.00011901 | 0.00012327 | 0.00012189 | 0.00012364 | 0.00010639 | 0.00014043 | 0.00012091 | 0.00011561 | 0.0001226 | 0.00011189 | 0.00011087 | 0.00011821 | 0.00010175 | 0.00011754 | 0.00012176 | 0.00012887 | 0.00013569 | 0.00012447 | 0.000122 | 0.00013946 | 0.00013983 | 0.0001149 | 0.00012184 | 0.00012599 | 0.00013211 | 9.9826e-05 | 0.0001265 | 0.00011978 | 0.00012627 | 0.00013576 | 0.0001203 | 0.00011468 | 0.00013016 | 0.00011507 | 0.00012552 | 0.0001028 | 0.00011643 | 0.00012463 | 0.00010643 | 0.00012761 | 0.00011405 | 0.00012486 | 0.00013737 | 0.00011696 | 0.00011418 | 0.00013237 | 0.00011653 | 0.00011298 | 0.0001132 | 0.00013201 | 0.00012581 | 0.00011018 | 0.00012253 | 0.00010584 | 0.00010697 | 0.0001105 | 0.00010835 | 0.00012244 | 0.00010373 | 0.000133 | 0.00011502 | 0.00012171 | 0.00012504 | 0.00013264 | 0.00012507 | 0.00011155 | 0.0001044 | 0.00012988 | 0.00013692 | 0.00012507 | 0.00013477 | 0.00012336 | 0.00013002 | 0.00010019 | 0.00012168 | 0.00012136 | 0.0001362 | 0.00011358 | 0.00012036 | 0.00012762 | 0.00012684 | 0.00011966 | 0.00011495 | 0.00014379 | 0.00012965 | 0.00012549 | 0.0001189 | 0.00012621 | 0.00011116 | 0.00015359 | 0.00012628 | 0.00011442 | 0.00011663 | 0.00011345 | 0.00012382 | 0.00013627 | 0.00013392 | 0.00010003 | 0.00011028 | 0.00012393 | 0.0001188 | 0.00010979 | 0.0001351 | 0.00012184 | 0.00011965 | 0.00013456 | 0.00011166 | 0.00013671 | 0.00011852 | 0.00011545 | 0.00012039 | 0.00012635 | 0.00012744 | 0.00010909 | 0.00013451 | 0.00012075 | 0.00010425 | 0.00013412 | 0.00012065 | 0.00012129 | 0.00010609 | 0.00012744 | 0.00014266 | 0.00012399 | 0.00011161 | 0.00012381 | 0.00011492 | 0.00013809 | 0.00014997 | 0.0001043 | 0.00011146 | 0.00012937 | 0.00011988 | 0.00012706 | 0.00014424 | 0.00011258 | 0.00013548 | 0.00012098 | 0.00011698 | 0.00012706 | 0.00010592 | 0.00013348 | 0.00010662 | 0.00010804 | 0.00014107 | 0.00013188 | 0.00010071 | 0.00013007 | 0.00013705 | 0.00014024 | 0.00012984 | 0.00010903 | 0.00012598 | 0.00010936 | 0.00014568 | 0.00011405 | 0.00014132 | 0.00012545 | 0.0001248 | 0.00012258 | 0.00013312 | 0.00011637 | 0.00013116 | 0.00010309 | 0.00013293 | 0.00012611 | 0.00010053 | 0.00012147 | 0.0001078 | 0.00011386 | 0.0001193 | 0.00013199 | 0.0001167 | 0.00010943 | 0.00012801 | 0.00012471 | 9.1594e-05 | 0.0001255 | 0.00014606 | 0.00011727 | 0.00010759 | 0.00012957 | 0.00010645 | 0.00012901 | 0.00013455 | 0.00012688 | 0.00011841 | 0.00012726 | 0.00012013 | 0.00011925 | 0.00014064 | 9.5264e-05 | 0.00013006 | 0.00011687 | 0.00011624 | 0.00012596 | 0.00013492 | 0.00011932 | 0.00011684 | 0.0001043 | 0.00011413 | 0.00013636 | 0.00011525 | 0.00011355 | 0.00011023 | 0.00012387 | 0.00012628 | 0.00011574 | 0.00013017 | 0.00013163 | 0.00011399 | 0.00012759 | 0.00014057 | 0.00012767 | 0.00013986 | 0.00010183 | 0.00010704 | 0.00014354 | 0.00010685 | 0.00012702 | 0.00013453 | 9.6788e-05 | 0.00011729 | 0.00012832 | 0.00011558 | 0.00012032 | 0.00012852 | 0.00015 | 0.00012502 | 0.00011865 | 0.0001222 | 0.00014122 | 0.00011089 | 0.00012719 | 0.00011064 | 0.00010149 | 0.00010131 | 0.00012184 | 0.00011734 | 0.00013211 | 0.00014366 | 0.0001338 | 0.00011076 | 0.00011675 | 0.00012514 | 0.00010951 | 0.00011208 | 0.00011299 | 0.00011492 | 0.00015202 | 0.0001331 | 0.00012449 | 0.00010457 | 0.00010424 | 0.000118 | 0.00012034 | 0.00010503 | 0.00010467 | 0.00012576 | 0.00011713 | 0.00013971 | 0.00012624 | 0.00011029 | 0.00011814 | 0.00011522 | 0.00011621 | 0.0001357 | 0.00011884 | 0.00013777 | 0.00011475 | 0.00010795 | 0.00012832 | 0.0001127 | 0.00011529 | 0.00011759 | 0.00011261 | 0.00010496 | 0.00011902 | 0.00011199 | 0.00010879 | 0.00011505 | 0.00012823 | 0.00011333 | 0.00012273 | 0.00012934 | 8.3903e-05 | 0.00011474 | 9.777e-05 | 0.00010721 | 0.00011537 | 0.00011686 | 0.00012232 | 0.00011657 | 0.00010113 | 0.00012366 | 0.00011371 | 0.00010497 | 0.00012565 | 0.00013237 | 0.00011902 | 0.00011214 | 0.00012538 | 0.00011529 | 0.00013879 | 0.00013039 | 0.00013808 | 0.00012776 | 0.00011308 | 0.00013277 | 0.00010552 | 0.00010869 | 0.00011156 | 0.00011693 | 0.00012224 | 0.00010558 | 0.00011271 | 0.00010815 | 0.00012743 | 0.00011145 | 0.00015358 | 0.00011213 | 0.00014056 | 0.00014385 | 0.00013894 | 0.00013243 | 0.00012728 | 0.00013332 | 8.9824e-05 | 0.00012573 | 0.00010867 | 0.00010615 | 0.00011696 | 0.00011228 | 0.00011876 | 0.00011047 | 0.00010873 | 0.00011238 | 0.00011709 | 0.00011756 | 0.00012209 | 0.00011798 | 0.00011353 | 0.00011385 | 0.00010679 | 0.00010366 | 0.00012057 | 0.00012918 | 0.00014521 | 0.00011242 | 0.00010811 | 0.00011913 | 0.00013319 | 0.00012159 | 0.0001047 | 0.00010412 | 0.00010814 | 0.00013529 | 0.00012242 | 0.00011079 | 0.00012955 | 0.00012621 | 0.00012768 | 0.00013842 | 0.00011682 | 0.00012612 | 0.00011322 | 0.00013385 | 0.00011456 | 0.00013459 | 0.00013574 | 0.00013482 | 0.00012224 | 0.00014401 | 0.00013458 | 0.00013002 | 0.00010353 | 0.00011853 | 0.00011664 | 0.00012577 | 0.00011949 | 0.00012294 | 0.00012108 | 0.00011455 | 0.00012942 | 0.00012384 | 9.6741e-05 | 0.00013262 | 0.00011735 | 0.00012522 | 0.00010917 | 0.00012609 | 9.9004e-05 | 0.00010799 | 0.00011812 | 0.00011039 | 0.00014434 | 0.00012379 | 8.5935e-05 | 0.00010891 | 0.00011211 | 0.00010719 | 0.00014596 | 0.00012051 | 9.9758e-05 | 0.00012741 | 0.00012425 | 0.00012399 | 0.00013328 | 0.00012167 | 0.00012476 | 0.00011267 | 0.00011439 | 0.00012297 | 0.00011257 | 0.00013281 | 0.00012393 | 0.00014647 | 0.00011195 | 0.00014753 | 0.00011941 | 0.00013108 | 0.00011482 | 0.00012269 | 0.00012604 | 0.00011155 | 0.00012371 | 0.00011171 | 0.00011229 | 0.00012426 | 0.00012136 | 0.0001205 | 0.00012906 | 0.00011232 | 0.0001313 | 0.00010366 | 0.00013484 | 0.00012763 | 0.00013459 | 0.0001183 | 0.00013213 | 0.00012121 | 0.00012113 | 0.00013044 | 0.00010915 | 0.00012479 | 0.00011832 | 0.00012161 | 0.00010643 | 0.00012907 | 0.00010884 | 0.00012071 | 0.00015848 | 0.00012075 | 0.00011587 | 0.00012003 | 0.00013756 | 0.00010935 | 0.00010459 | 0.00013397 | 0.00010379 | 0.00013738 | 0.00014018 | 0.00011391 | 0.00014034 | 0.00012148 | 9.8279e-05 | 0.00014402 | 0.0001248 | 0.00011164 | 0.00014227 | 0.00013212 | 0.00012538 | 0.00011781 | 0.00011727 | 0.00013066 | 9.9545e-05 | 0.00012355 | 0.00011917 | 0.00011008 | 0.00012028 | 0.00011211 | 0.00010929 | 0.00010273 | 0.00011984 | 0.00013776 | 0.00013522 | 0.00012441 | 0.00011367 | 0.00012614 | 0.00012134 | 0.00011532 | 0.00011796 | 0.00011492 | 0.00012266 | 0.00013641 | 0.00011962 | 0.00012266 | 0.00014068 | 0.00011895 | 0.000106 | 0.00011528 | 0.0001327 | 0.00010836 | 0.00012087 | 0.00012036 | 0.00013531 | 0.00013051 | 0.00013198 | 0.00011073 | 0.000126 | 0.00014564 | 0.00010836 | 0.00011677 | 0.00010522 | 0.0001229 | 0.00012095 | 0.00013365 | 0.00012657 | 0.0001261 | 0.00010779 | 0.00011151 | 0.00012077 | 0.00012272 | 0.00014289 | 0.00012853 | 0.00014771 | 0.00011476 | 0.00014495 | 0.00014364 | 0.00012035 | 0.00014363 | 0.00013199 | 0.00012722 | 0.00013574 | 0.00013962 | 0.00013195 | 0.00013259 | 0.00011905 | 0.0001394 | 0.00013004 | 0.00014509 | 0.00013215 | 0.00012792 | 0.00012937 | 0.00013234 | 0.00012427 | 0.00011998 | 0.00014335 | 0.00012591 | 0.00011632 | 9.9781e-05 | 0.00014759 | 0.00012835 | 0.00012274 | 0.00013213 | 0.00012353 | 0.0001092 | 0.00010839 | 0.00012647 | 0.0001397 | 0.00011191 | 0.0001234 | 0.00010355 | 0.00013917 | 0.0001367 | 0.00013996 | 0.00013434 | 0.00012211 | 0.00013437 | 0.00013022 | 0.00012335 | 0.00012925 | 0.00011882 | 0.00011546 | 0.00011723 | 0.0001293 | 0.00014014 | 0.00012514 | 0.00011011 | 0.00012892 | 0.00013928 | 0.00011652 | 0.00011569 | 9.7668e-05 | 0.00011849 | 0.00012965 | 0.00014231 | 0.00012516 | 0.00012483 | 0.00011998 | 0.00011237 | 0.00011774 | 0.00011484 | 0.00014391 | 0.00011549 | 0.00010533 | 0.00013435 | 0.000135 | 0.00012901 | 0.00011729 | 0.00011925 | 0.00012594 | 0.00012643 | 0.00013239 | 0.00011769 | 0.00012769 | 0.00011663 | 0.00012775 | 0.00010126 | 0.00011688 | 0.00010709 | 0.00011296 | 0.00013453 | 0.00010902 | 0.0001297 | 0.00012556 | 9.581e-05 | 9.4238e-05 | 0.00011477 | 9.5025e-05 | 0.00013264 | 0.00013425 | 0.00010199 | 0.00011542 | 0.00010458 | 0.00012804 | 9.9401e-05 | 0.00011318 | 0.00013658 | 0.00012971 | 0.00010125 | 0.00010948 | 0.0001255 | 0.00013924 | 0.00011371 | 0.00011029 | 0.00014691 | 0.00011194 | 0.00010711 | 0.00012212 | 0.00012806 | 0.00012803 | 0.00013308 | 0.0001128 | 0.00012159 | 0.00013059 | 0.00016077 | 0.00012105 | 0.00012782 | 0.00012972 | 0.00011905 | 0.00014294 | 0.00011752 | 0.00011972 | 0.00012336 | 0.00011475 | 0.0001272 | 0.00012384 | 0.00012849 | 0.00011709 | 0.00014608 | 0.00011628 | 0.00012437 | 0.00015546 | 0.00013512 | 0.00013299 | 0.00010652 | 0.00013331 | 0.00012099 | 0.00011744 | 0.00011833 | 0.00013814 | 0.00011933 | 0.00011864 | 0.00013311 | 0.00010696 | 0.00013796 | 0.00012712 | 0.00013752 | 0.00012624 | 0.00013925 | 0.00013897 | 0.00010531 | 0.00011627 | 0.00011693 | 0.00012462 | 0.00012604 | 0.00012361 | 0.00011723 | 0.00014531 | 0.00011494 | 0.00012764 | 0.00012643 | 0.00010362 | 0.00011879 | 0.00011528 | 0.00011637 | 0.00013332 | 0.00010895 | 0.00011579 | 0.00011419 | 0.00012589 | 0.00010076 | 0.0001406 | 0.00013849 | 0.00013223 | 0.00013353 | 9.8937e-05 | 0.00013085 | 0.00010727 | 0.00014082 | 0.00012257 | 0.00011719 | 0.00012031 | 0.00013296 | 0.00012574 | 0.00011712 | 0.00011711 | 0.00014758 | 0.00012434 | 0.00011876 | 0.00013363 | 0.00012433 | 0.00011842 | 0.00013538 | 0.00012724 | 0.00013702 | 9.8408e-05 | 0.0001185 | 0.00012073 | 0.000125 | 0.00012137 | 0.00011561 | 0.00012623 | 0.00010292 | 0.00010796 | 0.00014316 | 0.00012068 | 0.0001214 | 0.00012013 | 0.00011554 | 0.00010195 | 0.00013184 | 0.00013429 | 0.0001113 | 0.00013638 | 0.00010931 | 0.00012462 | 0.00011895 | 0.00013407 | 0.00013785 | 0.00011027 | 0.00013103 | 0.00011994 | 0.00011669 | 0.00012239 | 0.00012806 | 0.00013358 | 0.00011813 | 0.00012319 | 0.00015536 | 0.00014962 | 0.00013993 | 0.00011086 | 0.00012796 | 0.00012141 | 0.00012442 | 0.00010769 | 0.0001027 | 0.00012147 | 0.00013409 | 0.00014776 | 0.00012944 | 0.00010003 | 0.0001038 | 0.0001261 | 0.00012945 | 0.00012645 | 0.00011205 | 0.00013064 | 0.00011902 | 0.00011227 | 0.00012382 | 0.00012537 | 0.00010963 | 0.00012879 | 0.00013279 | 0.00010511 | 0.00014522 | 0.00011015 | 0.00012876 | 0.00013609 | 0.00010913 | 0.00011661 | 0.00011127 | 0.00013191 | 0.00013117 | 0.00011836 | 0.0001101 | 0.00011922 | 0.00014241 | 0.00010789 | 0.00011662 | 0.00014295 | 8.7807e-05 | 0.00013154 | 0.00010655 | 0.00012943 | 0.00010606 | 0.000142 | 0.0001301 | 0.00012316 | 0.00011711 | 0.00010547 | 0.00013953 | 0.0001419 | 9.7944e-05 | 0.00014334 | 0.0001009 | 0.00011386 | 0.00012696 | 0.00011238 | 0.0001077 | 0.00014077 | 9.6752e-05 | 0.00011458 | 0.00011628 | 0.00014071 | 0.0001143 | 0.00012429 | 0.00012535 | 0.00011669 | 0.00010569 | 0.00011308 | 0.00013715 | 0.00012119 | 0.00012347 | 0.00014159 | 0.0001057 | 0.00010688 | 0.00010264 | 0.00013084 | 0.00011526 | 9.699e-05 | 0.00013091 | 0.00010832 | 0.00011451 | 0.00013527 | 0.0001327 | 0.00011988 | 0.0001179 | 0.00011144 | 0.00010154 | 0.00010305 | 0.0001316 | 0.00013198 | 0.00011712 | 0.00012702 | 0.0001166 | 0.00011053 | 0.00011739 | 0.00012109 | 0.0001117 | 0.00016128 | 0.00012698 | 0.00011911 | 0.00014711 | 0.00011787 | 0.00011199 | 0.00013431 | 0.00011916 | 0.00010896 | 0.00013273 | 0.00011898 | 0.0001357 | 0.00011575 | 0.00013214 | 0.00011854 | 0.00011751 | 0.00012593 | 0.00010445 | 0.0001123 | 8.2489e-05 | 0.00012644 | 0.00012902 | 0.00012606 | 0.00014555 | 0.00011724 | 0.00012346 | 0.00012638 | 0.00014814 | 0.00012112 | 0.00012668 | 0.00010696 | 0.00011949 | 0.00011326 | 0.00011476 | 0.00015228 | 0.00012101 | 0.00014323 | 0.00013314 | 0.00010499 | 0.00011138 | 0.00012721 | 0.00011677 | 0.00012364 | 0.00011247 | 0.00011778 | 0.00010047 | 0.00014334 | 0.00013007 | 0.00012165 | 0.00012317 | 9.4735e-05 | 0.00013476 | 0.00012575 | 0.00013132 | 0.00010469 | 0.00010307 | 0.0001347 | 0.00011846 | 0.00013426 | 0.00010914 | 0.00014176 | 0.00012385 | 0.00012386 | 0.00013554 | 0.00010649 | 0.00010032 | 0.0001279 | 0.00010945 | 0.00013004 | 8.8533e-05 | 0.00013539 | 9.9889e-05 | 0.00011496 | 0.00010659 | 0.00012091 | 0.00012313 | 0.00012481 | 0.00011339 | 0.00011703 | 0.00013698 | 0.00012003 | 0.00012379 | 0.00010788 | 0.0001224 | 0.00012269 | 0.0001007 | 0.00011104 | 0.00012511 | 0.00012879 | 0.00012952 | 0.00011392 | 0.00012498 | 0.00011175 | 0.00010593 | 9.7867e-05 | 0.00012 | 0.00012105 | 0.00011477 | 0.00013387 | 0.00011081 | 0.00012691 | 9.6402e-05 | 0.00011335 | 0.00012182 | 0.00014106 | 0.00012729 | 0.00010388 | 0.00010616 | 0.00012972 | 0.00011394 | 0.00012624 | 0.0001239 | 0.0001162 | 0.00013088 | 0.00012297 | 0.00011805 | 0.00012406 | 0.00012848 | 0.00013732 | 0.00012256 | 0.00013223 | 0.00012468 | 0.00011259 | 0.00012242 | 0.00010959 | 0.00013073 | 0.00011088 | 0.00013254 | 0.00012224 | 0.00010001 | 0.00011131 | 9.9937e-05 | 0.00011795 | 0.00013393 | 0.00012494 | 0.0001209 | 0.00011475 | 0.00013411 | 0.00012706 | 0.00012313 | 0.0001292 | 0.00012116 | 0.00010358 | 0.00011444 | 0.00010885 | 0.00010069 | 0.00010594 | 0.00013218 | 0.00012947 | 9.7364e-05 | 0.0001303 | 0.00012248 | 0.00013425 | 0.0001105 | 0.00013293 | 9.7624e-05 | 0.00011811 | 0.00012122 | 0.00012911 | 0.00010695 | 0.0001214 | 0.0001054 | 0.00012799 | 0.00011503 | 0.00012866 | 0.00010528 | 0.00011172 | 0.00012816 | 0.00011389 | 0.00010557 | 0.0001324 | 0.00013549 | 0.00010598 | 0.00012391 | 0.0001195 | 0.00012769 | 0.000131 | 0.00014306 | 0.00011733 | 0.00013034 | 0.00010485 | 0.00010435 | 0.00012157 | 0.00011591 | 0.00012784 | 0.00010089 | 0.00015362 | 0.00013767 | 0.00010916 | 0.00013347 | 0.00010754 | 0.00010656 | 0.00010916 | 0.00013295 | 0.00011596 | 0.0001276 | 0.00013878 | 0.00012895 | 0.00012561 | 0.00013401 | 0.00011743 | 0.00012625 | 0.00013336 | 0.00014026 | 9.6919e-05 | 0.00013141 | 0.00010061 | 0.00014835 | 0.0001217 | 0.00011201 | 0.00011874 | 0.0001353 | 0.00011839 | 0.00012101 | 0.00012786 | 0.00011836 | 0.00014506 | 0.00010709 | 0.000117 | 0.00011911 | 0.00012367 | 0.0001347 | 0.00010457 | 0.00013138 | 0.00011432 | 0.00013123 | 0.00010759 | 0.00010429 | 0.00013782 | 0.00010207 | 0.00014238 | 0.00012867 | 0.00015367 | 0.00011698 | 0.00010894 | 0.00012197 | 0.00011851 | 0.00012931 | 0.00011992 | 0.00013465 | 0.00013136 | 0.00012173 | 0.00014798 | 0.00011126 | 0.00013559 | 0.00012019 | 0.0001205 | 0.0001458 | 0.00013627 | 0.00010993 | 0.00011545 | 0.00013192 | 0.00012874 | 0.00014676 | 0.00013531 | 0.0001148 | 0.00011339 | 0.00010568 | 0.00013593 | 0.00012465 | 0.00012908 | 0.00013499 | 0.00013493 | 0.00013243 | 0.00012342 | 0.00011659 | 0.00011759 | 0.00011358 | 0.00010744 | 0.00011105 | 0.00013791 | 0.00013363 | 0.00013539 | 0.00013082 | 9.8137e-05 | 0.00012586 | 0.00012073 | 0.00013389 | 0.00011373 | 0.00013948 | 0.00010653 | 0.00011349 | 0.00013495 | 0.00011559 | 0.00013901 | 0.00011733 | 0.00012364 | 0.00011827 | 0.00013156 | 0.00012768 | 0.000102 | 0.00012745 | 0.00011919 | 0.00010613 | 0.00014724 | 0.0001101 | 0.00012483 | 0.00014305 | 0.00013134 | 0.00013453 | 0.00012904 | 0.00013516 | 0.00012211 | 0.00012359 | 0.00010058 | 0.00012299 | 0.00012348 | 0.00011982 | 0.00010959 | 0.00013794 | 0.00012177 | 0.00012236 | 0.00014381 | 0.00011868 | 0.00013886 | 0.0001124 | 0.00013987 | 0.0001203 | 0.00013002 | 0.00012841 | 0.0001113 | 0.00010802 | 0.00011479 | 0.00011052 | 0.00012897 | 0.0001342 | 0.00012015 | 0.00011879 | 0.00011835 | 9.8545e-05 | 0.00014475 | 0.00011332 | 0.00013846 | 0.0001267 | 0.00012104 | 0.00013675 | 0.00012653 | 0.00013144 | 0.00011948 | 0.00013233 | 0.00011481 | 0.00010655 | 8.398e-05 | 0.00013474 | 0.00013114 | 0.00010824 | 9.7695e-05 | 0.00013375 | 0.00010352 | 0.00011622 | 0.00012106 | 0.00013476 | 0.00013788 | 0.00013172 | 0.00012395 | 0.00013775 | 0.00010458 | 0.00011094 | 0.00013006 | 0.00012125 | 0.00010542 | 0.00013683 | 0.00012528 | 0.00013061 | 0.00012871 | 0.00012953 | 0.00012544 | 0.00013256 | 0.00011203 | 0.00011827 | 0.00013751 | 0.00012602 | 0.00013055 | 0.00011991 | 0.00012323 | 0.00011686 | 0.00012589 | 0.00012801 | 0.00013709 | 0.00014478 | 0.0001239 | 0.00011967 | 0.00010373 | 0.00010815 | 0.00013135 | 0.00013698 | 0.0001022 | 0.00012445 | 0.00012899 | 0.00012301 | 0.00011653 | 0.00011647 | 0.00012742 | 0.00011546 | 0.00012983 | 0.00011911 | 0.0001118 | 0.0001314 | 0.00012697 | 0.00012186 | 0.0001229 | 0.00015261 | 0.00011425 | 0.00011646 | 0.00010729 | 0.0001165 | 0.00012125 | 0.00012232 | 0.00012319 | 0.00012784 | 0.00012683 | 0.00012389 | 0.00011654 | 0.00010683 | 0.00011992 | 0.00011715 | 0.00011829 | 0.00012658 | 0.00012298 | 0.00011413 | 0.00012673 | 0.00012031 | 0.00011132 | 0.00012266 | 0.00012535 | 0.00012129 | 0.00011066 | 0.00013253 | 0.00010985 | 9.9444e-05 | 0.00011911 | 0.00011431 | 0.00010975 | 0.00011639 | 0.00014547 | 0.00011605 | 0.00011388 | 0.00011117 | 0.00011497 | 0.00012384 | 0.00011123 | 0.00013661 | 0.000117 | 0.00011902 | 0.00012477 | 0.00011518 | 0.00012622 | 0.00011408 | 0.00013388 | 0.00013251 | 0.00012332 | 0.00012048 | 0.00012855 | 0.00014214 | 9.3938e-05 | 0.00010785 | 0.00014725 | 9.3596e-05 | 0.0001228 | 0.00012314 | 0.00012857 | 0.0001036 | 0.00011072 | 0.00012273 | 0.00014486 | 9.9577e-05 | 0.00012598 | 0.00014081 | 0.00011932 | 0.0001312 | 0.00010652 | 0.00014359 | 0.00012792 | 0.00012925 | 0.0001321 | 0.00011784 | 0.00012229 | 0.00013023 | 0.00011961 | 0.00014311 | 0.00010296 | 0.00014089 | 0.00011977 | 0.00014098 | 0.00011712 | 0.00010355 | 0.00011368 | 9.1888e-05 | 0.00010299 | 0.00011459 | 0.00011132 | 0.00010135 | 0.00010942 | 0.00011586 | 0.00013128 | 0.00011597 | 0.00011712 | 0.00011803 | 0.00011998 | 0.00010963 | 0.00014736 | 0.00012028 | 0.00012672 | 0.00013201 | 0.00013209 | 0.00011393 | 0.000112 | 0.00011822 | 8.9892e-05 | 0.00011637 | 0.00013403 | 0.00011535 | 0.00012278 | 0.00012322 | 0.00010208 | 0.0001181 | 0.0001279 | 0.00011951 | 0.00010763 | 0.00010487 | 0.00012735 | 0.00012251 | 0.00013118 | 0.00013706 | 0.00012285 | 0.00012627 | 0.00010877 | 0.00011777 | 0.00010649 | 0.00011764 | 0.0001199 | 0.00013374 | 0.00012245 | 0.00012953 | 0.0001232 | 0.0001251 | 0.00010658 | 0.00012826 | 0.00011266 | 0.00010798 | 0.00010138 | 0.00011881 | 0.00013026 | 0.0001352 | 0.00010577 | 0.00012254 | 0.00012645 | 0.00014683 | 0.00011734 | 0.00011863 | 0.00011022 | 0.00013193 | 0.00011451 | 0.00012176 | 8.6647e-05 | 0.00012134 | 0.00012459 | 0.0001217 | 0.00011918 | 0.00012223 | 9.99e-05 | 0.00012065 | 9.3505e-05 | 0.00012313 | 0.00011626 | 0.00013274 | 0.0001275 | 0.0001317 | 0.00014271 | 0.00010928 | 0.00012919 | 0.00012662 | 0.00012217 | 9.9658e-05 | 0.00010102 | 0.00012199 | 0.00012113 | 0.00011272 | 0.00011301 | 0.00010838 | 0.00013366 | 9.7698e-05 | 0.0001283 | 0.00012383 | 0.00012513 | 0.00011774 | 0.00011878 | 0.00010828 | 0.00010077 | 0.0001221 | 0.00012419 | 0.0001234 | 0.00011969 | 0.00013379 | 0.00012034 | 0.00012815 | 0.00012572 | 0.00013808 | 0.00012103 | 0.00014501 | 0.0001087 | 0.0001461 | 0.00013245 | 0.00013305 | 0.00011126 | 0.00010318 | 0.00010953 | 0.00011328 | 0.00011383 | 0.00011744 | 0.00012325 | 0.00010524 | 0.00011766 | 0.00013523 | 0.00013052 | 0.00010349 | 0.0001157 | 0.00011771 | 0.00012925 | 0.00011827 | 0.00015525 | 0.00014664 | 0.00012628 | 0.00011401 | 0.00013144 | 0.00011178 | 0.0001227 | 0.00014614 | 0.00012942 | 0.00011108 | 0.00010918 | 0.0001152 | 0.00012836 | 0.00012924 | 0.00013485 | 0.00013189 | 0.00012765 | 0.00013002 | 0.00013151 | 0.00012136 | 0.00013103 | 0.00010094 | 0.00011306 | 0.00010886 | 0.00013688 | 0.0001186 | 0.00013901 | 0.00013367 | 0.00011863 | 0.00013487 | 0.00014779 | 0.00012197 | 9.8324e-05 | 0.00011174 | 0.00011154 | 0.00012624 | 0.0001097 | 0.00011666 | 0.00011428 | 0.00010934 | 0.00012295 | 0.00010907 | 0.00011152 | 0.00011823 | 0.00010832 | 0.00011748 | 0.00011234 | 0.00013345 | 0.00010292 | 0.00013742 | 0.00010754 | 0.00011888 | 0.00010657 | 0.00013494 | 0.00013643 | 0.00014808 | 0.00010834 | 0.0001177 | 9.1167e-05 | 0.00011614 | 0.00011841 | 0.00012969 | 0.0001194 | 0.00011569 | 0.00010307 | 0.00012936 | 0.0001039 | 0.00012226 | 0.00010368 | 0.00012891 | 0.00012256 | 0.00012378 | 0.00012233 | 0.00012024 | 0.00012898 | 0.00011762 | 0.00013128 | 0.00012136 | 0.00012469 | 0.00011883 | 0.00012657 | 0.00011944 | 0.00010811 | 0.00012523 | 0.00012907 | 0.00010688 | 0.00013559 | 0.00012035 | 0.0001154 | 0.00012549 | 0.00011162 | 0.00013628 | 0.00012677 | 0.00010434 | 0.00012872 | 0.00012715 | 0.00012272 | 0.0001094 | 0.00010654 | 0.00011207 | 0.00012836 | 0.00012147 | 0.00011465 | 0.00011486 | 0.00011194 | 0.00013111 | 0.00012931 | 0.00011349 | 0.00011545 | 0.00012924 | 0.0001111 | 0.00012024 | 0.0001464 | 0.000132 | 0.00011191 | 0.00012993 | 0.00010829 | 0.00011789 | 0.00010879 | 9.4627e-05 | 0.00010117 | 0.00011654 | 0.00011604 | 0.00012663 | 0.00010765 | 0.00013596 | 0.00011219 | 0.00012579 | 0.00013191 | 0.00011054 | 0.00010227 | 0.00010479 | 0.00012449 | 0.00012715 | 0.00012878 | 0.0001409 | 0.00012755 | 0.00011857 | 0.00014372 | 0.00012771 | 0.00011164 | 0.00013486 | 0.00013495 | 0.00012525 | 0.00010381 | 0.00011717 | 0.00014884 | 8.8318e-05 | 0.00011459 | 0.00012196 | 0.00012764 | 0.00012929 | 0.00012633 | 0.00011857 | 0.00011472 | 0.0001214 | 0.00014521 | 0.00011167 | 0.00013548 | 0.00010681 | 0.0001091 | 0.00012799 | 9.1676e-05 | 0.0001304 | 0.00012419 | 0.0001374 | 0.00011569 | 0.00012743 | 0.00012676 | 0.00010693 | 0.00011407 | 0.00011065 | 0.00013378 | 0.00013208 | 0.00012394 | 0.00012663 | 0.00011387 | 0.00012646 | 0.00012233 | 0.00014802 | 9.9926e-05 | 0.00013461 | 0.00013227 | 0.00013451 | 0.00013108 | 0.00011747 | 0.00012405 | 0.00010959 | 0.0001285 | 0.00012342 | 0.00011469 | 0.0001252 | 0.00012752 | 0.00011824 | 0.00011082 | 0.00012947 | 0.00012022 | 0.00013119 | 0.00013627 | 0.00013775 | 0.00011275 | 0.0001222 | 0.00012113 | 0.00012105 | 0.00014184 | 0.00012558 | 0.00012607 | 0.00012737 | 0.0001164 | 0.00013194 | 0.00011466 | 0.00011736 | 0.00011044 | 0.00013321 | 0.00011473 | 0.00011156 | 0.00011088 | 0.0001107 | 0.0001261 | 0.00012211 | 0.00013162 | 0.00010811 | 0.00012155 | 0.00013835 | 0.00011378 | 0.00012357 | 9.9258e-05 | 9.9787e-05 | 0.0001281 | 0.00012797 | 9.051e-05 | 0.00013794 | 0.00013932 | 0.00012375 | 0.00013735 | 0.00012793 | 0.00011229 | 0.00010915 | 0.0001002 | 0.00013308 | 0.00012102 | 0.00011343 | 0.00011054 | 0.00012986 | 0.00012128 | 0.0001165 | 0.00010957 | 0.00015093 | 0.00014048 | 0.00010943 | 0.00013249 | 0.00012483 | 0.00011744 | 0.00012339 | 0.0001014 | 0.00010828 | 0.00013365 | 0.00010941 | 8.7504e-05 | 0.00010645 | 0.00013372 | 0.00011847 | 0.00012115 | 0.00011099 | 0.00010057 | 0.00011304 | 0.00014857 | 0.00012352 | 0.00013312 | 0.0001263 | 9.5553e-05 | 0.00012472 | 0.00012186 | 0.00010721 | 0.00011212 | 0.00010471 | 0.00011483 | 0.00012973 | 0.00012884 | 0.00012941 | 0.00012474 | 9.3241e-05 | 0.0001191 | 0.00013227 | 0.0001407 | 0.00014167 | 0.00012088 | 0.00013694 | 0.00015344 | 0.00011915 | 0.00014149 | 0.00011743 | 0.00012149 | 0.00012117 | 0.00010193 | 0.00012774 | 0.00012041 | 8.294e-05 | 0.00012195 | 0.00011562 | 0.00010315 | 0.00011881 | 0.00014177 | 0.00011951 | 0.00014241 | 9.3342e-05 | 0.00010614 | 0.00013593 | 0.00013269 | 0.00012874 | 0.00010641 | 0.00011678 | 0.00011595 | 0.00011593 | 9.299e-05 | 0.00011205 | 0.00011596 | 0.00011841 | 0.00012209 | 0.00013838 | 0.00010883 | 0.00012238 | 0.00011954 | 0.00014318 | 0.00010912 | 0.00014219 | 0.00013225 | 0.0001132 | 0.00011417 | 0.00010999 | 0.00011857 | 0.00013128 | 0.00013628 | 0.00010814 | 0.00010473 | 0.0001324 | 0.00011754 | 0.00012986 | 0.00014915 | 0.00010843 | 0.00012824 | 0.0001271 | 0.00011582 | 0.00015304 | 0.00011923 | 0.00011007 | 0.00012298 | 0.00014715 | 0.00012394 | 0.00013619 | 0.00010623 | 0.00012116 | 0.00010539 | 0.00012638 | 0.00013312 | 0.00012045 | 0.00013361 | 0.00012734 | 0.0001433 | 0.00010736 | 0.0001148 | 0.00013144 | 0.00012112 | 0.00010206 | 0.00011301 | 0.00013945 | 0.0001346 | 0.00010738 | 0.00012603 | 0.0001162 | 0.00015555 | 0.0001283 | 0.00013382 | 0.00013739 | 0.00012999 | 0.00010339 | 0.00012713 | 0.00010421 | 0.0001308 | 0.00011881 | 0.00013021 | 0.00012928 | 0.00011311 | 0.00011548 | 0.00011516 | 0.0001151 | 0.00011377 | 0.00010804 | 0.000103 | 0.00012411 | 0.00013981 | 0.00012199 | 0.0001025 | 0.00013411 | 0.00012798 | 0.00012946 | 0.00011981 | 0.00012053 | 0.00012417 | 0.00012917 | 0.00013203 | 0.00011226 | 0.00013976 | 0.00011942 | 0.00010607 | 0.00012576 | 0.00011097 | 0.00012358 | 0.00010684 | 0.00011457 | 0.000124 | 0.00013218 | 0.00012097 | 0.00010588 | 0.00013484 | 0.00012081 | 0.00011858 | 0.00010261 | 9.2342e-05 | 0.00013933 | 0.00012237 | 0.00012884 | 0.00013291 | 0.00011747 | 0.00012248 | 0.00012971 | 9.1962e-05 | 0.00014315 | 0.00011532 | 0.00013174 | 0.00011541 | 0.00012678 | 0.00014073 | 0.00013359 | 0.00011382 | 0.00010833 | 0.00010779 | 0.0001128 | 0.00010979 | 0.00011753 | 0.00011681 | 0.00012216 | 0.00011961 | 0.00012347 | 0.00013309 | 0.0001182 | 0.00011122 | 0.00012676 | 0.00012119 | 0.00012117 | 0.00013652 | 0.00011652 | 0.00010972 | 0.00013102 | 0.0001064 | 0.00014036 | 0.00013657 | 0.00010876 | 0.00011337 | 0.00014167 | 0.00012623 | 0.0001261 | 0.00011978 | 0.00012755 | 0.0001174 | 0.00012114 | 0.00012639 | 0.00011621 | 0.00012228 | 0.00011375 | 0.00012504 | 0.00013121 | 0.00012888 | 0.00012195 | 0.00012231 | 0.00012712 | 0.00011188 | 0.0001036 | 0.00011589 | 0.00012237 | 0.00010094 | 0.00010418 | 0.00013974 | 0.00011254 | 0.00011001 | 0.00011719 | 0.000118 | 0.00013883 | 0.00013406 | 0.00014404 | 0.00013061 | 0.00011982 | 0.00013956 | 0.00010873 | 0.00012067 | 0.000109 | 0.00011387 | 0.00011092 | 9.4723e-05 | 0.00012203 | 0.00012332 | 0.00011541 | 0.00012459 | 0.00012682 | 0.00013894 | 0.00011886 | 0.00012615 | 0.00012316 | 0.00011717 | 0.00013624 | 0.00014804 | 0.00012961 | 0.00011625 | 0.00013009 | 0.00012293 | 0.00011686 | 9.963e-05 | 0.00010534 | 0.00011317 | 0.00013214 | 0.00011028 | 0.00012911 | 0.00011509 | 0.00010899 | 0.00014042 | 0.00012518 | 0.00012322 | 0.00011405 | 0.00012109 | 0.00013346 | 0.0001144 | 0.00012828 | 0.0001276 | 0.00012402 | 0.00012554 | 0.00012768 | 0.00012864 | 0.00012721 | 0.00013845 | 0.00011973 | 0.00013063 | 9.7195e-05 | 0.00012297 | 0.0001205 | 0.00015373 | 9.6971e-05 | 0.00010304 | 0.00011391 | 0.00011465 | 0.00011948 | 0.00012719 | 0.00012648 | 0.0001313 | 0.00013223 | 0.0001171 | 0.00012061 | 0.00012547 | 0.00013191 | 0.00012732 | 0.0001438 | 0.00010498 | 0.00014526 | 0.00011164 | 0.00011883 | 0.00010073 | 0.00012622 | 0.00011699 | 0.00013158 | 0.00011494 | 0.00014529 | 0.00010595 | 0.0001152 | 0.00010934 | 0.00012993 | 0.00010241 | 0.00013024 | 0.00015126 | 0.00011887 | 0.0001139 | 0.0001308 | 0.00011146 | 0.00010911 | 0.00010501 | 0.00010366 | 0.0001288 | 0.00012974 | 0.00011714 | 0.00010784 | 0.00013985 | 0.00011228 | 0.00012881 | 0.00011329 | 0.00015182 | 0.00014209 | 0.00013205 | 0.00012459 | 0.00010809 | 0.0001216 | 0.00012155 | 0.00011524 | 0.00012085 | 0.00011262 | 9.0601e-05 | 0.00011417 | 0.00014091 | 0.00014747 | 0.00013113 | 0.00010826 | 0.00012521 | 0.00014262 | 0.00011337 | 0.00011596 | 0.00012601 | 0.00010299 | 0.00012864 | 0.00012989 | 0.00012257 | 0.00012214 | 0.00013008 | 0.00012131 | 0.000113 | 0.00013014 | 0.00012478 | 0.00012322 | 0.00014837 | 0.00012714 | 0.00011953 | 0.00011681 | 9.5357e-05 | 0.00012187 | 0.0001292 | 0.00011385 | 0.00011976 | 0.00012864 | 0.00012635 | 0.0001393 | 0.00012888 | 0.00012347 | 0.00012391 | 0.00013941 | 0.00012116 | 0.00011722 | 0.00010473 | 0.00011969 | 9.4282e-05 | 0.00012638 | 0.00010693 | 0.00013908 | 0.00011616 | 0.00013568 | 0.00011855 | 0.00011526 | 0.00012946 | 0.00012342 | 0.00010874 | 0.00015945 | 0.00012157 | 0.00012292 | 0.00010939 | 0.00011153 | 0.00012581 | 0.00012853 | 0.00012046 | 0.00011846 | 0.00013436 | 0.00013164 | 0.00010888 | 0.00011126 | 0.00011795 | 0.00011871 | 0.00011102 | 0.00011449 | 0.00013548 | 0.00012297 | 0.00011477 | 0.00010296 | 0.00011544 | 0.00013722 | 0.00013806 | 0.00015237 | 0.00011589 | 0.00012791 | 0.00012248 | 0.00012335 | 0.00013008 | 0.00012484 | 0.00012488 | 0.0001032 | 0.00013377 | 0.00011678 | 0.00012323 | 0.00011421 | 0.00014162 | 0.00012196 | 0.00013432 | 0.00013245 | 0.00012958 | 0.00011478 | 0.00013989 | 0.00011649 | 0.00012302 | 0.00012979 | 9.7531e-05 | 0.00012269 | 0.00011164 | 0.0001287 | 0.00010407 | 0.00011773 | 0.00012155 | 0.00010791 | 0.00014176 | 0.00011223 | 0.00012022 | 0.00011012 | 0.00013221 | 0.00011639 | 0.000104 | 0.00013054 | 0.00011918 | 0.00011338 | 0.0001084 | 0.00013018 | 0.00012737 | 0.00014375 | 0.00013248 | 0.0001077 | 0.00012705 | 0.00012513 | 0.00012978 | 0.00012505 | 0.00012899 | 0.00011973 | 0.00011 | 0.00011133 | 0.00011694 | 0.00013398 | 0.00013273 | 0.00011952 | 0.00014583 | 0.00010276 | 0.00012254 | 0.00010363 | 0.00012341 | 9.776e-05 | 0.00012085 | 0.00012811 | 0.00011788 | 0.00013745 | 0.00013181 | 0.00012041 | 0.00010742 | 0.00011855 | 0.00013357 | 0.00012971 | 0.00011429 | 0.00013351 | 9.7798e-05 | 0.00012336 | 0.00012004 | 0.00013177 | 0.00012577 | 0.00011907 | 0.00012363 | 0.00013843 | 0.00011277 | 0.00013694 | 0.00014871 | 0.00011909 | 0.00011165 | 0.0001401 | 0.00012526 | 0.00012324 | 0.00013504 | 0.00012777 | 0.00012095 | 9.4713e-05 | 0.00012061 | 0.00010838 | 0.00011365 | 0.0001157 | 0.00013755 | 0.00011702 | 0.00014175 | 0.00012591 | 0.00013578 | 0.00012979 | 0.00014041 | 0.00010903 | 0.00011956 | 0.00013709 | 0.00013104 | 0.00011012 | 0.0001364 | 0.00012022 | 0.00014237 | 0.00011887 | 0.00010794 | 0.00011416 | 0.00011058 | 8.0982e-05 | 0.00012324 | 0.00010986 | 0.00013061 | 0.0001231 | 0.00011932 | 0.00011223 | 0.00012878 | 0.00011396 | 0.00011471 | 0.00010309 | 0.0001364 | 0.00010286 | 0.00012666 | 0.00010165 | 0.00012825 | 0.0001121 | 0.00013093 | 0.00013886 | 0.00014411 | 0.00012162 | 0.00012883 | 0.00012068 | 0.00011883 | 0.00011746 | 0.00010168 | 0.00011543 | 0.00011236 | 0.00012305 | 0.00012791 | 0.00012748 | 0.00013532 | 0.00010971 | 0.00011716 | 0.00012704 | 0.00011369 | 0.00012506 | 0.00010031 | 9.4018e-05 | 0.00011664 | 0.00011139 | 0.00012337 | 0.0001424 | 0.00012132 | 0.00012989 | 0.00011625 | 0.0001281 | 0.00011671 | 0.00012199 | 0.00011843 | 0.00011501 | 0.00012685 | 0.00012918 | 0.00013405 | 0.00013419 | 0.00011914 | 0.00010469 | 0.00012039 | 0.00010924 | 0.00012562 | 0.00011424 | 0.00011865 | 0.00012425 | 0.00011836 | 0.00011756 | 0.00012872 | 0.00011847 | 0.00010515 | 0.00014075 | 0.00011085 | 0.00013146 | 0.00012289 | 0.00013108 | 0.00011457 | 0.00014343 | 0.0001065 | 0.00011558 | 0.00013541 | 0.00011458 | 0.00011826 | 0.00013266 | 0.0001307 | 0.00010956 | 0.00011226 | 0.00011414 | 0.000114 | 0.00012417 | 0.00013226 | 0.00010596 | 0.00011578 | 0.00013012 | 0.00012851 | 0.00010661 | 0.00011125 | 0.00012002 | 0.00012431 | 0.00011946 | 0.00012283 | 0.00013425 | 0.00013115 | 0.00013028 | 0.00012386 | 0.00012678 | 0.00012808 | 0.00012234 | 0.00010548 | 0.00010736 | 0.00013865 | 0.00014188 | 0.00013081 | 0.00012605 | 0.00012871 | 0.00013291 | 0.00012678 | 0.00012261 | 0.00012398 | 0.00012465 | 0.00011909 | 0.00011802 | 0.00012015 | 0.00010476 | 0.00011061 | 0.00011253 | 0.00013228 | 0.00012956 | 0.00011389 | 0.00011841 | 0.00010019 | 0.00013108 | 0.00010469 | 0.00010658 | 0.00014443 | 0.00013159 | 0.00011694 | 9.8111e-05 | 0.00011942 | 0.00012429 | 0.00011745 | 0.00013759 | 0.00012301 | 0.00011322 | 0.00010495 | 0.00011003 | 0.00010856 | 0.00011939 | 0.00011398 | 0.00011781 | 0.000109 | 0.00012058 | 0.00012613 | 0.00010981 | 0.00012543 | 0.0001074 | 0.00010364 | 0.00012737 | 0.00013127 | 0.0001094 | 0.00014006 | 0.00013553 | 0.00013608 | 0.0001332 | 0.00013689 | 0.00011242 | 0.0001333 | 0.00012522 | 0.00010488 | 0.00011968 | 0.00011411 | 0.00012115 | 0.00010507 | 0.00012477 | 0.00013614 | 0.00011587 | 0.00011864 | 0.00012908 | 0.0001258 | 0.00011811 | 0.00012963 | 9.8574e-05 | 0.00014451 | 0.00011618 | 0.00011269 | 0.00011588 | 0.0001328 | 0.00013031 | 0.00013254 | 0.00013512 | 0.00011649 | 0.00011303 | 0.00011586 | 0.00010476 | 0.0001102 | 0.00011359 | 0.00011811 | 0.00012307 | 0.00012168 | 0.00013752 | 0.00010856 | 0.00011248 | 0.00010207 | 0.00010188 | 0.00013379 | 0.00010593 | 0.00013658 | 0.00012917 | 0.00010574 | 0.0001192 | 0.000111 | 0.00012812 | 0.0001288 | 0.00012948 | 0.00014065 | 0.00010245 | 0.00011256 | 0.00013669 | 0.00012865 | 0.00012162 | 0.00011518 | 0.00010718 | 0.00013016 | 0.00012417 | 0.0001251 | 0.00013761 | 0.00012611 | 0.00013511 | 0.00011226 | 0.00011634 | 0.00011562 | 0.00013052 | 0.00010908 | 0.00014219 | 0.00011667 | 0.00015361 | 0.00010766 | 0.00011966 | 0.00011701 | 0.0001193 | 0.00012929 | 0.00011619 | 0.00012689 | 0.00011049 | 0.0001279 | 0.00012016 | 0.00013125 | 0.00010826 | 0.00011244 | 0.00012084 | 0.00013893 | 0.00011866 | 0.00013474 | 0.00012484 | 0.00012174 | 0.00013117 | 0.00012248 | 0.00011577 | 0.00012299 | 0.00014196 | 0.00011794 | 0.00011447 | 0.00010506 | 9.5851e-05 | 0.00014188 | 0.0001245 | 0.00012205 | 0.00013568 | 0.00012968 | 0.00012212 | 9.7638e-05 | 0.00013065 | 0.00012659 | 0.00012184 | 0.00011874 | 9.6761e-05 | 0.0001172 | 0.00011511 | 0.00012017 | 0.00013339 | 0.00015168 | 0.0001312 | 0.00012682 | 0.0001319 | 0.00011958 | 0.00014415 | 0.00011634 | 0.00010959 | 0.00011135 | 0.00012048 | 0.00010934 | 0.00011696 | 0.00012747 | 0.00010424 | 0.00013703 | 0.00011284 | 9.6179e-05 | 0.00012137 | 0.00013309 | 0.00011583 | 0.00011072 | 0.00012554 | 0.00011849 | 0.00011721 | 0.00012904 | 0.00013264 | 0.00012466 | 0.00012647 | 0.00012954 | 0.00010764 | 0.00010613 | 0.00011765 | 0.00011922 | 0.00010702 | 9.5355e-05 | 0.00011761 | 0.00012639 | 0.00010862 | 0.00012931 | 0.00010777 | 0.00010962 | 0.00012544 | 0.00012677 | 0.00011451 | 0.00011614 | 0.00011595 | 0.00013489 | 0.00010405 | 0.00011868 | 0.00011409 | 0.00011439 | 0.00011325 | 0.00013183 | 0.00011082 | 0.00011951 | 0.00013634 | 0.00011065 | 0.00012751 | 0.00011894 | 8.3504e-05 | 0.00012161 | 0.00011873 | 0.00013119 | 0.00012348 | 0.00010666 | 0.00013084 | 0.00013356 | 0.00012644 | 0.00011833 | 0.00010908 | 0.00010562 | 0.00010594 | 0.00011409 | 0.00013644 | 0.00012365 | 0.00013682 | 0.00012319 | 0.00011677 | 9.1754e-05 | 0.00013109 | 0.00013221 | 0.00014851 | 0.00013709 | 0.00014425 | 0.00012475 | 0.00012231 | 0.00012173 | 0.00012937 | 0.0001197 | 0.00010859 | 0.00011518 | 0.0001117 | 0.00013086 | 0.00010978 | 0.00011532 | 0.00013605 | 0.00015498 | 0.00010508 | 0.0001245 | 0.00012591 | 0.00012345 | 0.00012903 | 0.00012406 | 9.7373e-05 | 0.000101 | 0.00011626 | 0.00012901 | 0.00013214 | 0.00012905 | 0.00012232 | 0.00012477 | 0.00010376 | 0.00012371 | 0.00012837 | 0.00013335 | 0.00011971 | 0.00012981 | 0.00012675 | 0.0001331 | 0.00012113 | 0.00012266 | 0.00012403 | 0.00011131 | 0.00012131 | 0.00010846 | 0.0001263 | 0.00011323 | 0.00010651 | 0.00012652 | 0.00011991 | 0.00012645 | 0.00011297 | 0.00010069 | 0.00013539 | 0.00012644 | 0.00012907 | 0.00012417 | 0.00011697 | 0.00010241 | 0.00012947 | 0.00011584 | 0.00012456 | 0.00011163 | 9.8344e-05 | 0.00012012 | 0.00010496 | 0.00013834 | 0.00011605 | 0.00011031 | 0.00012542 | 0.00011007 | 0.00010267 | 0.00012434 | 0.00010328 | 0.00011895 | 0.00013825 | 0.00013413 | 0.00012144 | 0.0001117 | 0.00012299 | 0.00012846 | 0.00012072 | 0.00011216 | 0.00014146 | 0.00014739 | 0.00014073 | 0.00012222 | 0.0001006 | 0.00012167 | 0.00011913 | 0.000129 | 0.00011908 | 0.00012007 | 0.00012797 | 0.0001437 | 0.00011308 | 0.00013422 | 0.00012162 | 0.00012993 | 0.00012993 | 8.9397e-05 | 0.00011032 | 0.00012792 | 0.00010939 | 0.00011466 | 0.00011654 | 0.00013257 | 0.00013897 | 0.00011329 | 0.00011156 | 0.00013455 | 0.00012026 | 0.00012777 | 0.00013741 | 0.00013032 | 0.00013153 | 0.00010938 | 0.00013137 | 0.00011362 | 0.00012989 | 0.0001387 | 0.00010312 | 0.0001155 | 0.00013101 | 9.5726e-05 | 0.00011667 | 0.00012402 | 0.00012306 | 0.00010006 | 0.00011904 | 0.0001147 | 0.00011655 | 0.0001064 | 0.00011058 | 0.00013805 | 0.0001142 | 0.00012239 | 0.0001261 | 0.00011866 | 0.0001293 | 9.699e-05 | 0.00011683 | 0.00011879 | 0.00012536 | 0.00011391 | 0.00010884 | 0.00012196 | 0.00011443 | 0.00012256 | 0.00012254 | 0.0001218 | 9.8091e-05 | 0.00011781 | 0.00011489 | 0.00012453 | 0.00012334 | 0.0001209 | 0.00014174 | 9.4018e-05 | 0.0001332 | 0.00012416 | 0.00012005 | 0.00010641 | 0.0001147 | 0.0001343 | 0.00012243 | 0.00010316 | 0.00012795 | 0.00013463 | 0.00010741 | 0.00012871 | 0.00011525 | 0.00010855 | 0.00011197 | 0.00011302 | 0.00012103 | 0.00015333 | 0.00010993 | 0.00013231 | 0.00012233 | 8.8858e-05 | 0.00010397 | 0.0001311 | 0.00012721 | 0.00011791 | 0.00010214 | 0.00012551 | 0.00012989 | 0.00011302 | 0.0001196 | 0.00010114 | 0.00010788 | 0.00012177 | 0.00011581 | 0.00011669 | 0.00012758 | 0.00010006 | 0.00012923 | 0.00013315 | 0.00012358 | 0.00013673 | 0.0001241 | 0.00012463 | 0.00014223 | 0.00011884 | 0.0001237 | 8.6776e-05 | 0.00012814 | 0.00012659 | 0.00011999 | 0.00014084 | 0.00010558 | 0.00011326 | 0.00013507 | 0.00013137 | 0.00012135 | 0.0001108 | 0.00011775 | 0.00014319 | 0.00011841 | 0.00011906 | 0.00013278 | 0.00012642 | 0.00011516 | 0.00011879 | 0.00012997 | 0.00013428 | 0.00010695 | 0.00010044 | 0.00012974 | 0.00010689 | 0.0001194 | 8.5203e-05 | 0.00010939 | 0.00012437 | 0.00010658 | 0.00010737 | 0.00010324 | 9.2511e-05 | 0.00010289 | 0.00012014 | 0.00012614 | 0.00012852 | 0.00012582 | 0.00012376 | 0.00010956 | 0.00012023 | 0.00012248 | 0.00010719 | 0.00013697 | 0.00012479 | 0.00011913 | 0.00012793 | 0.00011598 | 0.00011382 | 0.00013769 | 0.0001142 | 0.00011455 | 9.8225e-05 | 0.00012822 | 0.00012139 | 0.0001229 | 0.00013981 | 0.00012101 | 0.00012012 | 0.00011201 | 0.00010001 | 0.00011684 | 0.00010744 | 0.00013344 | 0.00011467 | 0.0001135 | 0.00012373 | 0.00012472 | 0.00014158 | 0.00013157 | 0.00011759 | 0.00012535 | 0.00010714 | 0.00011557 | 0.00011308 | 0.00012885 | 0.0001031 | 0.00012586 | 0.00012209 | 0.00011272 | 0.00012442 | 0.0001229 | 0.00012796 | 0.00011163 | 0.00012588 | 0.00013436 | 0.00012713 | 9.5128e-05 | 0.00014305 | 0.00012272 | 0.00014896 | 0.00010893 | 0.00012667 | 0.00012248 | 0.00014744 | 0.00013072 | 9.0964e-05 | 0.0001284 | 0.00013924 | 9.6841e-05 | 0.00011397 | 0.00014647 | 0.00012654 | 0.00012578 | 0.00011918 | 0.00013383 | 0.00011944 | 0.0001111 | 0.00011389 | 0.00011812 | 0.00011581 | 0.00011322 | 0.00014315 | 0.00011491 | 0.0001166 | 0.00010581 | 0.00011079 | 0.00011156 | 0.00012543 | 0.00011423 | 0.00011678 | 0.00012638 | 0.00011484 | 0.00011825 | 0.00011468 | 0.0001251 | 0.00012647 | 0.0001051 | 0.00013296 | 0.00011081 | 0.00013507 | 0.00013524 | 0.00012111 | 0.00014029 | 0.00010514 | 0.00010642 | 0.00012448 | 0.00014225 | 0.00011899 | 0.00011378 | 0.00013231 | 0.0001058 | 0.00011754 | 0.00010744 | 0.00010847 | 0.00012597 | 0.00011471 | 0.0001331 | 0.00013116 | 0.00012028 | 0.00012055 | 0.00012714 | 0.00010026 | 0.00011451 | 0.00013014 | 0.0001215 | 0.00010594 | 0.00012351 | 0.0001149 | 0.00012202 | 0.00013665 | 0.00012207 | 0.00010801 | 0.00012118 | 0.0001227 | 0.0001233 | 0.00012916 | 0.00013295 | 0.00013942 | 0.00010527 | 0.00011961 | 0.00012595 | 0.00011731 | 0.00010065 | 0.00012995 | 0.00012595 | 0.00013375 | 0.00011436 | 9.9861e-05 | 0.00015225 | 0.00011785 | 0.00013762 | 0.00013589 | 0.00010588 | 0.00012085 | 0.0001209 | 0.00011469 | 0.00010959 | 0.00012283 | 0.00011581 | 0.00010299 | 0.00013903 | 0.00011657 | 0.00014311 | 0.00012221 | 0.00012412 | 0.00012123 | 0.00011676 | 0.00013987 | 0.00013801 | 0.00013038 | 0.00013123 | 0.00010976 | 0.00013376 | 0.00011537 | 0.00012533 | 0.00011557 | 0.00013176 | 0.00012802 | 0.00010108 | 0.00011276 | 0.00012412 | 0.00010477 | 0.00011526 | 0.00013044 | 0.00012236 | 0.00012001 | 0.00014188 | 0.00011924 | 0.0001071 | 0.00010286 | 8.7578e-05 | 0.00011835 | 0.00012741 | 0.00012768 | 0.00013252 | 0.00010579 | 0.00014837 | 0.00011915 | 0.00012246 | 0.00010178 | 0.00010617 | 0.00011859 | 8.1594e-05 | 0.00012508 | 0.00012408 | 0.00010348 | 0.0001313 | 0.00013392 | 0.00012992 | 0.00012948 | 0.00010949 | 0.0001238 | 0.00011265 | 0.00011981 | 0.000113 | 0.0001227 | 0.00011415 | 0.00010308 | 0.00011307 | 0.00012408 | 0.00011835 | 0.00014361 | 0.00010808 | 0.00012882 | 0.00012862 | 0.00015067 | 0.00014735 | 0.00011703 | 0.00013537 | 0.00010245 | 0.00012921 | 0.00012245 | 0.00010468 | 9.7865e-05 | 0.00010219 | 0.00010875 | 0.00011064 | 0.0001239 | 0.00013774 | 0.00012659 | 0.00011067 | 0.00013876 | 0.00013648 | 0.0001396 | 0.00012311 | 0.00012846 | 0.00012036 | 9.6946e-05 | 9.9562e-05 | 0.00011481 | 0.00013527 | 0.00013233 | 0.00010196 | 0.000116 | 0.00010544 | 9.9584e-05 | 0.00012307 | 0.00012188 | 0.00011594 | 0.00012254 | 0.00012418 | 0.00012697 | 0.00012078 | 0.00011398 | 0.00012215 | 0.00010632 | 0.00012269 | 0.00014089 | 0.00012942 | 0.00011585 | 0.00011611 | 0.00010659 | 0.0001272 | 0.00011532 | 0.00012956 | 0.00012573 | 0.00012556 | 0.00013627 | 0.0001358 | 0.00013537 | 0.00012085 | 0.00012677 | 0.0001105 | 0.00010936 | 0.00011384 | 0.00013839 | 0.00012818 | 0.00012785 | 0.00014414 | 0.00014369 | 0.00012584 | 0.00012574 | 0.00010852 | 0.0001305 | 0.00012324 | 0.00010348 | 0.00012931 | 0.00014263 | 0.00010935 | 0.00011206 | 0.00012386 | 0.00011198 | 9.7103e-05 | 0.00011845 | 0.00011902 | 0.00011779 | 0.00012736 | 0.00012219 | 0.00015073 | 0.00012605 | 0.00012928 | 0.00012165 | 0.00011894 | 0.00013489 | 0.00011847 | 0.00010236 | 0.00011514 | 0.00011865 | 0.00013554 | 0.00010986 | 0.00011947 | 0.0001249 | 0.00014426 | 0.00012084 | 0.00013013 | 0.00012952 | 0.00012238 | 0.00010969 | 0.00010875 | 0.00013199 | 0.00012527 | 0.00011804 | 0.00010794 | 0.0001175 | 0.00012486 | 0.00012423 | 0.00012849 | 0.00010845 | 0.00011726 | 0.00011861 | 0.00011861 | 0.0001147 | 0.0001386 | 0.00013484 | 0.00010861 | 0.00012583 | 0.00013604 | 0.00012191 | 0.000124 | 0.00012366 | 0.00011787 | 0.00013269 | 0.00013818 | 0.00012789 | 0.00011371 | 0.00010895 | 0.00013741 | 0.00011393 | 0.00011195 | 0.00011016 | 0.00011116 | 0.00014564 | 0.00011174 | 0.00013026 | 0.00012079 | 0.00013268 | 0.00011666 | 0.00011928 | 0.00013965 | 0.00010913 | 0.00014402 | 0.00011777 | 0.00013024 | 0.00012177 | 0.00013402 | 0.00011847 | 0.00010728 | 0.00012076 | 0.00011847 | 0.00013751 | 0.00012033 | 0.00011575 | 0.00010864 | 0.00012005 | 0.00013332 | 0.00013605 | 0.00012649 | 9.7508e-05 | 0.00013096 | 0.00010411 | 0.00012116 | 0.00011537 | 8.9494e-05 | 0.00011695 | 0.00012339 | 0.00010787 | 0.00012549 | 0.00011968 | 0.00010618 | 0.00010219 | 0.0001144 | 0.00011771 | 0.00014195 | 0.00013223 | 9.5182e-05 | 0.0001228 | 0.00011944 | 0.00012955 | 0.00013182 | 0.00012618 | 0.00011604 | 0.00014446 | 0.00012825 | 0.00011815 | 0.000119 | 0.00011427 | 0.00011848 | 0.00012492 | 0.00013613 | 0.00011624 | 0.00011607 | 9.864e-05 | 0.00012459 | 0.00014966 | 0.00011255 | 0.00012788 | 0.00012922 | 0.00010579 | 0.000119 | 0.00010862 | 0.00011221 | 0.00012022 | 0.00013149 | 0.00011327 | 0.00012425 | 0.00010692 | 0.0001291 | 0.0001094 | 0.00012003 | 0.00011956 | 0.00010057 | 0.0001281 | 0.00010711 | 0.00010854 | 0.00011134 | 0.00012944 | 0.00011814 | 0.00013248 | 0.00011397 | 0.00010981 | 0.00012384 | 0.00012329 | 0.00011994 | 0.00011575 | 0.00011968 | 0.00012168 | 0.00013486 | 0.00012417 | 0.00013584 | 0.00011283 | 0.00012285 | 0.00011275 | 0.00011865 | 0.0001042 | 0.00012625 | 0.00012392 | 0.00012482 | 0.00012324 | 0.00013458 | 0.00011724 | 0.00010503 | 0.00011281 | 0.00011975 | 0.0001066 | 0.00013733 | 0.0001224 | 0.00012881 | 0.00011713 | 0.00011292 | 0.00011709 | 0.00012797 | 0.00012014 | 0.00012031 | 0.00011728 | 0.00013635 | 0.00011875 | 0.00011791 | 0.00011124 | 0.0001017 | 0.00013629 | 0.00010624 | 0.00012078 | 9.865e-05 | 0.00010315 | 0.00012832 | 9.7838e-05 | 0.00011249 | 0.00011315 | 0.00012781 | 0.00014894 | 0.00013709 | 0.00012844 | 0.00011701 | 0.00011085 | 0.0001274 | 0.00011917 | 0.00014338 | 0.00010143 | 0.00011804 | 9.6773e-05 | 0.00012459 | 0.0001311 | 0.00014623 | 0.00011757 | 0.00011379 | 0.00010545 | 0.0001267 | 0.0001057 | 0.00012769 | 0.00010404 | 0.00011045 | 0.00011404 | 0.00011583 | 0.00011638 | 0.00011842 | 0.00012534 | 0.00010588 | 0.00013446 | 0.00011414 | 9.7846e-05 | 0.00012861 | 0.00010737 | 0.00011781 | 9.95e-05 | 0.00013776 | 9.8401e-05 | 0.00012339 | 0.00011575 | 0.00010918 | 0.00012222 | 0.00014048 | 0.00013599 | 0.00011396 | 0.00013723 | 0.00011457 | 0.00011411 | 0.0001135 | 0.00010423 | 9.3482e-05 | 0.00012018 | 0.00012279 | 0.00010561 | 0.00011497 | 0.00013406 | 9.6123e-05 | 0.00011966 | 0.00011813 | 0.00011064 | 0.00012065 | 0.00013055 | 0.00012463 | 0.00012752 | 0.00010055 | 0.00013232 | 0.00011062 | 0.00011526 | 8.7165e-05 | 0.0001398 | 0.00014109 | 0.00012925 | 0.00013901 | 0.00011766 | 0.00011502 | 0.0001114 | 0.00014175 | 0.00012784 | 0.00011686 | 0.00012168 | 0.00012262 | 0.00011696 | 0.00014111 | 0.00012335 | 0.00014474 | 0.00010704 | 0.0001063 | 0.00013192 | 0.00014949 | 0.00011412 | 0.00010822 | 0.00010497 | 0.00013486 | 0.00011631 | 0.00012308 | 0.00013384 | 0.00013344 | 0.00011771 | 0.00010454 | 0.00012482 | 0.00011741 | 0.00012389 | 0.00010888 | 0.00011629 | 0.00010941 | 0.00012022 | 0.00011435 | 0.00012399 | 0.00013957 | 0.00011362 | 0.00010353 | 0.00011698 | 0.00011816 | 0.00011713 | 0.00014096 | 0.00012697 | 0.00013491 | 0.000108 | 0.00012052 | 0.00012032 | 0.00011102 | 0.0001366 | 8.7319e-05 | 0.00011604 | 0.00012905 | 0.00013067 | 0.00011779 | 0.00011174 | 0.00010618 | 0.00011733 | 0.00012707 | 0.00012359 | 0.00012621 | 0.00013696 | 0.0001309 | 0.00013077 | 0.00010193 | 0.00011291 | 0.0001332 | 0.00013416 | 0.00012569 | 0.0001198 | 0.00013473 | 0.00012075 | 0.0001326 | 0.00011998 | 0.00011933 | 0.00012356 | 0.00012586 | 0.00010791 | 0.0001172 | 0.00012755 | 0.00012741 | 0.00011794 | 0.00011403 | 0.00010848 | 0.00013472 | 0.00010346 | 0.00013041 | 0.00012403 | 0.00013509 | 0.00015437 | 0.0001265 | 0.00012361 | 0.00012822 | 0.00012664 | 0.00010459 | 0.00010997 | 0.00011921 | 0.00012178 | 0.0001246 | 9.8009e-05 | 0.00011845 | 0.00013023 | 0.00010483 | 0.00012527 | 0.00012938 | 0.00012229 | 0.00013638 | 0.0001202 | 0.00012466 | 0.00013728 | 0.00012596 | 0.00011863 | 0.00013651 | 0.00012777 | 0.00012025 | 0.00012063 | 0.00010568 | 0.00011834 | 0.00013203 | 0.00013837 | 0.0001263 | 0.00011279 | 0.00012413 | 0.00013204 | 0.00013741 | 0.0001079 | 8.4878e-05 | 0.00012627 | 0.00012294 | 0.00011511 | 0.00013593 | 0.00011217 | 0.00013026 | 0.00012178 | 0.00014068 | 0.00013692 | 0.00012616 | 0.00012614 | 0.00012097 | 0.00013516 | 9.9057e-05 | 0.00011608 | 0.00015431 | 0.00011839 | 0.00011886 | 9.6699e-05 | 0.0001219 | 0.00012125 | 0.00011761 | 0.00012124 | 0.00013892 | 0.00011628 | 0.00011152 | 0.00012011 | 0.00010661 | 0.00011239 | 0.00012793 | 0.00012839 | 0.00013081 | 0.00012819 | 0.00011104 | 0.00011635 | 0.00012597 | 0.00010797 | 0.00011274 | 0.00011409 | 0.00012 | 0.00011737 | 0.00010491 | 0.00011995 | 0.00012766 | 0.00012499 | 0.00011458 | 0.00012266 | 0.00012222 | 0.00013041 | 0.00010369 | 0.00010443 | 0.0001409 | 0.00011145 | 0.00012411 | 0.00011388 | 0.00013263 | 0.00011278 | 0.00012052 | 0.00010931 | 0.00012912 | 0.00012348 | 0.00012594 | 9.6824e-05 | 0.00013008 | 0.00013158 | 0.00010626 | 0.00013278 | 0.00014126 | 0.00012595 | 0.00012261 | 0.00010876 | 0.00013893 | 0.00011781 | 0.00013094 | 0.00011474 | 0.00013349 | 0.0001204 | 9.8786e-05 | 0.00013313 | 0.00013253 | 0.00010398 | 9.7399e-05 | 0.00012399 | 0.00011561 | 0.00014029 | 0.00011008 | 0.00012017 | 0.00012142 | 0.00014613 | 0.00012977 | 0.00012796 | 0.00011056 | 0.0001339 | 0.00011262 | 0.00012001 | 0.00011915 | 9.9907e-05 | 0.00012715 | 0.00010708 | 0.0001264 | 0.00012518 | 0.00013395 | 0.00012435 | 0.0001142 | 0.00011458 | 0.00013523 | 0.00012286 | 0.00012078 | 0.00012947 | 0.00011224 | 0.00014053 | 0.0001117 | 0.00011237 | 0.00011176 | 0.0001516 | 0.00011812 | 0.00012621 | 0.00012457 | 0.00011414 | 0.00013134 | 0.00010459 | 0.00011666 | 0.0001149 | 0.00011555 | 0.00011916 | 0.00012995 | 0.00012948 | 0.00013015 | 0.0001116 | 0.0001116 | 0.00011872 | 9.0045e-05 | 0.0001223 | 0.00013639 | 0.00011636 | 0.00012399 | 0.00011143 | 0.00012315 | 0.00013147 | 0.00011314 | 0.0001271 | 0.00011377 | 0.00013487 | 0.00013231 | 0.00012057 | 0.00012155 | 0.00014137 | 0.00011529 | 0.00010916 | 0.0001318 | 0.00013368 | 0.00013717 | 0.00013202 | 0.00013792 | 0.00011382 | 0.00015127 | 0.00010661 | 0.00013544 | 0.00013036 | 0.00012055 | 0.00013495 | 0.00013924 | 0.00011862 | 0.00012885 | 0.00011275 | 0.00013345 | 0.0001179 | 0.00010702 | 0.00012042 | 0.00014248 | 0.00013212 | 0.00013275 | 0.0001163 | 0.00014048 | 0.00012748 | 0.00010544 | 0.00014183 | 0.00013293 | 0.0001217 | 0.00012317 | 0.00011019 | 0.0001106 | 0.00013953 | 9.9801e-05 | 9.8709e-05 | 0.00011978 | 0.00013009 | 0.00012845 | 0.00012879 | 0.00013188 | 0.00012871 | 0.00012374 | 0.0001263 | 0.00010975 | 0.00011949 | 0.00013216 | 0.00013421 | 0.0001167 | 0.00013046 | 0.00010979 | 0.00011138 | 0.00012238 | 0.00012599 | 0.00011033 | 0.00010476 | 0.00010755 | 0.0001293 | 0.00011505 | 0.00011469 | 0.00011457 | 0.00014414 | 0.0001222 | 0.00012414 | 0.00010347 | 9.6869e-05 | 0.00014902 | 0.00012508 | 0.0001139 | 0.00011991 | 0.00014548 | 0.00012488 | 0.00011538 | 0.00011029 | 0.00012269 | 0.00012649 | 0.00013214 | 0.00012572 | 0.0001226 | 0.00011 | 0.00013414 | 0.00012122 | 0.00011952 | 9.8202e-05 | 0.0001173 | 0.00012878 | 0.00014198 | 0.00013892 | 0.00011318 | 0.00011443 | 0.00010391 | 0.00013628 | 0.00011887 | 0.00011365 | 0.00012707 | 0.0001182 | 0.00013637 | 0.0001224 | 0.00013334 | 0.00012806 | 0.00014697 | 0.00012022 | 0.00011583 | 0.00013132 | 0.00012877 | 0.00012557 | 0.00011774 | 0.00011179 | 0.00013377 | 0.00012562 | 0.00012664 | 0.00011741 | 0.00013003 | 0.00013726 | 0.00013267 | 0.00011418 | 0.00011515 | 0.00011661 | 0.00010122 | 0.00011123 | 0.00013885 | 0.00013664 | 0.00011549 | 0.00012905 | 0.00011855 | 0.0001153 | 0.00010517 | 0.00011249 | 0.0001237 | 0.0001378 | 0.00010942 | 0.00010581 | 0.00012326 | 0.00013065 | 0.00013944 | 0.00011918 | 0.00012219 | 0.00010132 | 0.00012772 | 0.00012938 | 0.00013625 | 0.000129 | 0.0001242 | 0.00013101 | 0.00012554 | 0.00011665 | 0.000113 | 9.4366e-05 | 0.00013715 | 0.00013909 | 0.00012701 | 0.00011576 | 0.0001174 | 0.00012506 | 0.00011237 | 0.00012169 | 0.00012667 | 0.00010711 | 0.00012112 | 0.00011756 | 0.00013356 | 0.00013395 | 0.00011099 | 0.00012459 | 0.00013417 | 0.00011901 | 0.00012798 | 0.00012446 | 0.00012333 | 0.00014393 | 0.00013239 | 0.00012472 | 0.0001232 | 9.9799e-05 | 0.00013088 | 0.00011339 | 9.8397e-05 | 0.00010523 | 0.00011051 | 0.00011309 | 0.00013029 | 0.00011817 | 0.00010279 | 0.00010676 | 0.00012398 | 0.0001174 | 0.00010592 | 0.00012624 | 0.00011042 | 9.1206e-05 | 0.00011585 | 0.00012886 | 0.00015167 | 0.00012656 | 0.00011779 | 0.00011797 | 0.00013077 | 0.00011804 | 0.00013447 | 0.00010755 | 0.00013342 | 0.0001222 | 0.00013347 | 0.0001065 | 0.00010526 | 0.00014451 | 0.00013615 | 0.00011803 | 0.00014253 | 0.00014873 | 0.00013088 | 0.00012042 | 0.00012945 | 0.00010483 | 0.00013712 | 0.00012554 | 0.00011771 | 0.00012093 | 0.00011897 | 0.00013886 | 0.00013907 | 0.00011357 | 0.0001176 | 0.00013041 | 0.0001167 | 0.00012183 | 0.00011363 | 0.00010662 | 0.00013486 | 0.00012627 | 0.00013261 | 0.0001218 | 0.00012268 | 0.00012024 | 0.00011295 | 0.00011111 | 0.00012376 | 0.00014719 | 0.00012698 | 0.00011007 | 0.00012571 | 0.00012505 | 0.00012321 | 0.00012362 | 9.2098e-05 | 0.00013612 | 9.945e-05 | 0.00012049 | 0.00011975 | 0.00012338 | 0.00012591 | 0.00012986 | 0.00012606 | 0.00013097 | 0.00011952 | 0.00013017 | 0.00010642 | 0.0001317 | 0.00011505 | 0.00012201 | 0.00011511 | 0.00014006 | 9.8934e-05 | 0.00010369 | 0.00014712 | 0.0001166 | 0.00010377 | 0.00011135 | 0.00011187 | 0.00012846 | 0.00010496 | 0.0001323 | 0.00010469 | 0.00012807 | 0.00011549 | 0.00010952 | 0.00011972 | 0.00013205 | 0.00014033 | 0.00014803 | 9.629e-05 | 0.00010725 | 0.00012331 | 0.00012704 | 0.00013398 | 9.9592e-05 | 0.00012392 | 0.00011472 | 0.00012295 | 0.00011976 | 0.00012184 | 0.00012206 | 0.00011876 | 0.00011557 | 0.00013787 | 0.00011116 | 0.00013614 | 0.00010806 | 0.0001366 | 0.00013631 | 0.00012666 | 0.00010972 | 0.00011977 | 0.00011083 | 0.00013141 | 0.0001095 | 0.00011551 | 0.00012718 | 0.00012686 | 0.00012862 | 0.0001022 | 9.334e-05 | 9.7783e-05 | 0.00014002 | 0.00010156 | 0.00012581 | 0.00010083 | 0.00013349 | 0.00014795 | 0.00013355 | 0.00012071 | 0.00010714 | 0.00010712 | 0.00012987 | 9.2378e-05 | 0.00011149 | 0.00012917 | 0.00013203 | 0.00012498 | 0.00012805 | 0.00011222 | 0.00012453 | 0.00011961 | 0.00013257 | 0.000117 | 0.00012256 | 0.00010486 | 0.00012974 | 0.00013175 | 0.00011726 | 0.00011506 | 0.00010402 | 0.00014078 | 0.00013639 | 0.00011852 | 0.00013002 | 0.00013284 | 0.00012193 | 0.00011115 | 0.00011179 | 0.00013619 | 0.00012485 | 0.0001214 | 0.00011935 | 0.00013113 | 0.00011901 | 0.0001026 | 0.00012553 | 0.00011587 | 0.0001232 | 0.00012553 | 0.00011976 | 0.00010398 | 0.00012923 | 0.00012814 | 0.00010111 | 0.00012929 | 0.00013015 | 0.00013072 | 0.00013054 | 0.00013258 | 0.00012401 | 0.00011544 | 0.00012453 | 0.00012056 | 0.00012318 | 9.7565e-05 | 0.00013119 | 9.8251e-05 | 0.00012467 | 0.00012968 | 0.00012133 | 0.00013084 | 0.00011369 | 0.00012209 | 0.00011096 | 0.00012255 | 0.00013104 | 0.00013997 | 0.00013271 | 0.00011278 | 0.00012691 | 0.00015648 | 0.00011091 | 0.00012638 | 9.6345e-05 | 0.00011653 | 0.00012513 | 0.00013571 | 0.00013478 | 0.00010734 | 0.00012762 | 0.00013132 | 9.8184e-05 | 0.0001094 | 0.00010443 | 0.00011584 | 0.00012726 | 0.00012857 | 0.00010231 | 0.00012191 | 0.00011649 | 0.00011745 | 0.00012988 | 0.00012475 | 0.0001201 | 0.00012055 | 0.00014052 | 0.00014476 | 0.00012305 | 0.00012609 | 0.00011585 | 0.00012684 | 0.00012 | 0.00012416 | 0.00011405 | 0.00012263 | 0.00011698 | 0.00012647 | 0.00011694 | 0.00012813 | 0.00010227 | 0.00012681 | 0.00012508 | 0.00013217 | 0.00012144 | 0.00012266 | 0.00012376 | 0.00012496 | 0.00012457 | 0.00011382 | 0.00011459 | 9.8803e-05 | 0.00011408 | 0.00012756 | 0.00012841 | 0.00013444 | 0.00012714 | 0.0001162 | 0.00013428 | 0.00013618 | 0.00015489 | 0.000137 | 0.00013463 | 0.000126 | 0.00011879 | 0.00011491 | 0.00011193 | 0.00013364 | 0.00012253 | 0.00013334 | 0.00010709 | 0.00012815 | 0.00012546 | 0.00012522 | 0.00010306 | 0.00013733 | 0.00011874 | 0.00014222 | 0.00011898 | 0.0001212 | 0.00011927 | 0.00012683 | 0.00013115 | 0.00011302 | 0.0001104 | 0.00013046 | 0.0001067 | 0.00012836 | 9.7481e-05 | 0.00011796 | 0.00011975 | 0.00010935 | 0.00012786 | 0.00010461 | 0.00013153 | 0.0001237 | 0.00010816 | 0.00010549 | 0.00012423 | 0.00012815 | 0.00013624 | 0.00011929 | 0.00013135 | 0.0001374 | 0.00011488 | 0.00011543 | 0.00011779 | 0.00012657 | 0.00013298 | 0.00013685 | 0.00010753 | 0.00011633 | 0.00010504 | 0.00011043 | 0.0001125 | 0.00013442 | 0.0001177 | 0.00013154 | 0.00011367 | 0.00013175 | 0.00011613 | 0.00012988 | 0.00012938 | 0.00011491 | 0.00011687 | 0.00011396 | 0.00011268 | 0.00013339 | 0.00012036 | 0.00012542 | 0.00011877 | 0.0001087 | 0.00013629 | 0.00011012 | 0.00011125 | 0.00011996 | 0.00012323 | 0.00011287 | 0.00011549 | 0.00012736 | 0.00014397 | 0.00013626 | 0.0001264 | 0.00012877 | 0.00010794 | 0.00012408 | 0.00010427 | 0.00012811 | 0.00014045 | 0.00012958 | 0.00012742 | 0.00012093 | 0.00012101 | 0.00013588 | 0.0001301 | 0.00014188 | 0.00011837 | 0.00012075 | 0.00012327 | 0.00012579 | 0.00011881 | 0.00010795 | 0.00013686 | 0.00013213 | 0.00013056 | 0.00013485 | 0.00013037 | 0.00014278 | 0.00013341 | 0.00013751 | 0.00013711 | 0.00011902 | 0.00010711 | 0.0001142 | 0.00011614 | 0.00010377 | 0.0001217 | 0.00013235 | 0.00011388 | 9.6747e-05 | 0.00011076 | 0.00011899 | 0.00012045 | 0.00011296 | 0.00012363 | 0.00013481 | 0.00011725 | 0.00014173 | 0.00011842 | 0.00012844 | 0.00010246 | 0.00011032 | 0.00010769 | 9.9781e-05 | 0.00011868 | 0.00012198 | 0.00011473 | 0.00012776 | 0.00010653 | 9.784e-05 | 0.00010895 | 0.00013928 | 0.00014535 | 0.00013321 | 0.00010836 | 0.00011641 | 0.00012733 | 0.00010807 | 0.00012631 | 0.00011707 | 0.00013891 | 0.00013648 | 0.00011781 | 0.00012595 | 0.00013593 | 0.00011926 | 0.00013347 | 0.000121 | 0.00010936 | 0.00010803 | 0.00013124 | 0.00012432 | 0.00011598 | 0.00010319 | 0.00010705 | 0.00010887 | 0.00010943 | 0.00011554 | 0.00011737 | 0.00012424 | 0.00011422 | 0.0001555 | 0.00012759 | 0.00011476 | 0.00014386 | 0.00012143 | 0.00014082 | 0.00011568 | 0.00012306 | 0.00012315 | 0.00011659 | 0.00011056 | 0.00013188 | 0.00010516 | 0.00012847 | 0.00011319 | 0.00012253 | 0.00012944 | 0.0001174 | 0.00011397 | 0.00013833 | 0.0001424 | 0.00011773 | 0.00011585 | 0.00012543 | 0.00012082 | 0.00012709 | 0.00012839 | 0.00012391 | 0.00012283 | 0.0001219 | 0.00013521 | 0.00011589 | 0.00012633 | 0.00010483 | 0.00012043 | 0.00010903 | 0.00013004 | 0.00012614 | 0.00013012 | 0.00013245 | 8.8912e-05 | 0.00013728 | 9.8687e-05 | 0.00012577 | 0.00012131 | 0.00010072 | 0.00014298 | 0.00012641 | 0.00011989 | 0.0001332 | 0.00013932 | 0.00012474 | 0.00012872 | 0.00012129 | 0.00011625 | 0.00013581 | 0.0001173 | 0.00011761 | 0.0001288 | 0.00010655 | 0.0001167 | 0.00011256 | 0.00012441 | 0.00012882 | 0.00013218 | 0.00012763 | 0.00013169 | 0.00011934 | 9.7625e-05 | 0.00013109 | 0.00012808 | 0.0001404 | 0.00013251 | 0.00012997 | 0.00012907 | 0.00010809 | 0.00012072 | 0.00011097 | 0.00011559 | 0.0001251 | 0.00011202 | 0.00012008 | 0.00012176 | 0.00010269 | 0.00011914 | 0.00011597 | 0.00012157 | 0.00010859 | 0.00014695 | 0.00010958 | 0.00011676 | 0.00014027 | 0.00013365 | 0.00010376 | 0.00013035 | 0.00012319 | 0.0001235 | 0.00013436 | 0.0001227 | 0.00011292 | 0.00011516 | 0.00013865 | 0.00010735 | 0.00011264 | 0.00012669 | 0.00013938 | 0.000102 | 0.00010413 | 0.00011427 | 9.9418e-05 | 0.00012257 | 0.00012172 | 0.00013101 | 0.00012605 | 0.00010359 | 0.00013359 | 0.00011186 | 0.00010398 | 0.00012184 | 0.00010803 | 0.00013462 | 0.00012832 | 0.00011128 | 0.00010128 | 0.00013039 | 0.0001381 | 0.00012835 | 0.00011602 | 0.00013157 | 0.00012268 | 0.00011444 | 9.5489e-05 | 0.00011405 | 0.00011855 | 0.00011897 | 0.00010467 | 0.0001281 | 0.00013034 | 0.00013566 | 0.00011599 | 0.0001248 | 0.0001214 | 0.00013209 | 0.00012409 | 0.00012557 | 0.00012524 | 0.00013411 | 9.3921e-05 | 0.00011995 | 9.8515e-05 | 0.00012794 | 0.00011398 | 9.4324e-05 | 0.00012361 | 0.00014926 | 0.00011032 | 0.00012885 | 9.1866e-05 | 0.00011973 | 0.00011461 | 0.00012209 | 0.00013237 | 0.00011583 | 0.00012677 | 9.6036e-05 | 0.00012908 | 0.00012132 | 0.0001155 | 0.00012376 | 0.00011257 | 0.00011557 | 0.00012087 | 0.0001146 | 0.00014357 | 0.0001379 | 0.0001211 | 0.00010369 | 0.00011095 | 0.00010323 | 0.00011533 | 0.00011529 | 0.00014186 | 0.00013098 | 9.7132e-05 | 0.00012239 | 0.00014831 | 0.00012441 | 0.00011584 | 0.00011837 | 0.00012188 | 0.00010167 | 0.00011392 | 0.00012395 | 0.00012793 | 0.00014078 | 0.00011638 | 0.00011365 | 0.00011247 | 0.00012804 | 0.00012507 | 0.00013585 | 0.00012487 | 0.00015011 | 0.00011521 | 0.00013152 | 0.00013359 | 0.00011385 | 0.0001041 | 0.0001345 | 0.00011554 | 0.00012478 | 0.00012137 | 0.00012596 | 0.00010378 | 0.00013627 | 0.00014584 | 0.00012798 | 0.00012531 | 0.00011648 | 0.00012175 | 0.00010385 | 0.00010943 | 0.00012703 | 0.00011125 | 0.00013003 | 0.00011586 | 0.00013694 | 9.5384e-05 | 0.00011891 | 0.00013036 | 0.00012135 | 0.00013588 | 0.00013191 | 0.00016 | 0.00011832 | 0.00010572 | 0.00010397 | 0.00010946 | 0.0001164 | 0.0001201 | 0.00011835 | 0.00013345 | 0.00012381 | 8.8184e-05 | 0.0001084 | 0.00013745 | 0.00011793 | 0.00013227 | 0.00011898 | 0.00013827 | 0.00010811 | 9.6592e-05 | 0.00014077 | 0.00014555 | 0.00012814 | 0.00011949 | 9.4165e-05 | 0.00011222 | 0.00013219 | 0.00011655 | 0.00013481 | 0.00011563 | 0.00012355 | 0.00014403 | 0.00014817 | 0.00013609 | 9.0129e-05 | 0.0001379 | 0.00012258 | 0.00010878 | 0.00012503 | 0.0001196 | 0.00014463 | 0.00012014 | 0.0001212 | 0.00012048 | 0.00010795 | 0.00011032 | 0.0001237 | 0.00011545 | 0.00012477 | 0.00013155 | 0.00011732 | 0.00012599 | 0.00013478 | 0.00013078 | 0.00011821 | 0.00012272 | 0.00010366 | 0.00013672 | 0.0001312 | 0.00011722 | 0.00013578 | 0.00011449 | 0.0001369 | 0.00014247 | 0.00013984 | 0.00013274 | 0.0001338 | 0.00013227 | 0.00012204 | 0.0001008 | 0.00011695 | 0.00012549 | 0.00011277 | 0.00010769 | 0.00013101 | 0.00013236 | 0.00011464 | 0.00012784 | 0.0001277 | 0.00011183 | 0.0001103 | 0.00012803 | 0.00012777 | 0.00011421 | 0.00013509 | 0.00010633 | 0.00010355 | 0.00011235 | 0.0001174 | 0.00010645 | 0.00013441 | 0.00012487 | 0.00011806 | 0.00012445 | 0.0001356 | 0.00013167 | 0.00013 | 0.00011571 | 0.00012292 | 0.0001129 | 0.00011392 | 0.00012422 | 0.00010815 | 0.00011701 | 0.00011798 | 0.00012781 | 0.00012066 | 0.00011906 | 0.00012993 | 0.00011958 | 0.0001378 | 0.00011048 | 0.00011807 | 0.00010897 | 0.00011318 | 0.00011993 | 0.00013431 | 0.00012041 | 0.00013023 | 0.00012983 | 0.00011967 | 0.00010904 | 0.00011136 | 9.8762e-05 | 0.00011788 | 0.00013572 | 0.00011464 | 0.00010653 | 0.00011916 | 0.00011979 | 0.00015138 | 0.00013291 | 0.00010786 | 0.00011184 | 0.0001376 | 0.00012301 | 0.00013039 | 0.00012248 | 0.00015387 | 0.00010644 | 0.0001379 | 0.00012532 | 0.00010606 | 0.00012117 | 0.00013079 | 0.00010859 | 0.00013428 | 0.00011324 | 0.00011686 | 0.00012841 | 0.0001411 | 0.00010024 | 0.00011985 | 0.0001327 | 0.00012636 | 0.00011704 | 0.00011935 | 0.00012103 | 9.672e-05 | 0.00012872 | 0.00012025 | 0.00013056 | 0.00013599 | 0.00012433 | 0.00012689 | 0.00010224 | 0.00012411 | 0.00012555 | 0.00012844 | 0.00014136 | 0.00012304 | 0.00013325 | 0.00011623 | 0.00012245 | 0.00011476 | 0.00010759 | 0.00012825 | 0.00013017 | 0.00010801 | 0.0001305 | 0.0001224 | 0.00012495 | 0.00013087 | 9.9378e-05 | 0.00012891 | 0.00012212 | 0.00011267 | 0.00010673 | 0.00014551 | 0.00013174 | 0.0001126 | 0.00011966 | 0.00012211 | 0.00010831 | 0.00011343 | 0.000104 | 0.00012486 | 0.00014543 | 0.00012525 | 0.00012019 | 0.00013881 | 0.00011602 | 0.00010581 | 0.00012753 | 0.00012781 | 0.0001208 | 0.00012047 | 0.00012462 | 9.744e-05 | 0.00011898 | 0.00011381 | 0.00010667 | 0.00010896 | 0.0001069 | 0.00014057 | 0.00012062 | 0.00010899 | 0.00013198 | 0.00010527 | 0.00011322 | 9.7108e-05 | 0.00011161 | 0.00012763 | 0.00012396 | 0.00013069 | 0.00012802 | 0.00012658 | 0.00010199 | 0.00011998 | 9.9112e-05 | 0.00014093 | 0.0001286 | 0.00012178 | 0.00012958 | 0.0001236 | 0.00013132 | 0.00012313 | 0.00016087 | 0.0001032 | 0.00012447 | 0.00012551 | 0.00010927 | 0.00013106 | 0.00011399 | 0.00015811 | 0.00011047 | 0.00011503 | 0.00012043 | 0.00011496 | 0.0001278 | 0.00012193 | 0.00011025 | 0.00012021 | 0.00013969 | 0.00011701 | 0.00011457 | 0.00012085 | 0.00012602 | 0.0001085 | 0.00013161 | 0.00013332 | 0.00013154 | 0.0001259 | 0.00013878 | 9.8422e-05 | 0.0001177 | 0.00011057 | 0.00012869 | 0.00012689 | 9.9957e-05 | 0.00012613 | 0.00011026 | 0.00012814 | 0.00011539 | 0.00012981 | 0.00011675 | 0.00012753 | 0.00010441 | 0.00011041 | 0.00013274 | 0.00013908 | 0.00010874 | 0.00013853 | 0.00013731 | 0.00012611 | 0.00010715 | 9.7706e-05 | 0.00012729 | 0.00011119 | 0.00010752 | 0.00010515 | 0.00012138 | 0.00011489 | 0.00012356 | 0.00012811 | 0.00011236 | 0.00012995 | 0.00011878 | 0.00012361 | 0.00013046 | 9.9173e-05 | 0.00011121 | 0.00013451 | 0.00010807 | 0.00014648 | 0.00010543 | 0.00012694 | 0.00011248 | 0.00011897 | 0.00010579 | 0.00013275 | 0.00013337 | 0.00011849 | 0.00012405 | 9.8221e-05 | 0.0001312 | 0.0001383 | 0.00011799 | 0.00015608 | 0.00012694 | 9.7571e-05 | 0.00013762 | 0.00010946 | 0.00012089 | 0.00013392 | 0.00014211 | 0.00012443 | 0.00013033 | 0.00010632 | 0.00012991 | 0.00011584 | 0.00013389 | 0.00013497 | 0.00013606 | 0.00013179 | 0.00011517 | 0.00014644 | 0.00011903 | 0.00012057 | 0.00013587 | 0.00012032 | 9.8065e-05 | 0.00012127 | 0.00011844 | 0.00013553 | 0.00011537 | 0.00012366 | 0.00012943 | 0.00011455 | 0.00013271 | 0.00011186 | 0.00010877 | 0.00012478 | 0.00012249 | 0.00013238 | 0.00011842 | 0.00010675 | 0.00012061 | 0.00011875 | 0.00012681 | 0.00010989 | 9.7736e-05 | 0.00013149 | 0.0001177 | 0.00011723 | 0.00011414 | 0.00014623 | 0.00011043 | 0.00011209 | 0.00010878 | 0.00012505 | 0.0001151 | 0.00012606 | 0.00014714 | 0.00012817 | 0.00010176 | 0.00012241 | 0.00013957 | 0.00014104 | 0.00014407 | 0.0001252 | 0.00014621 | 0.00011125 | 0.00010674 | 0.00010901 | 0.0001212 | 0.00012539 | 0.00010204 | 0.00011074 | 0.00012054 | 0.00012359 | 0.00014034 | 0.00011602 | 0.0001182 | 0.00010845 | 9.7772e-05 | 0.0001303 | 0.00013001 | 0.00012226 | 0.00012754 | 0.00013576 | 0.00013565 | 0.00013104 | 0.00010974 | 0.00010342 | 0.00011566 | 9.3217e-05 | 0.00014222 | 0.00011747 | 0.00013819 | 0.00013027 | 0.00011409 | 0.00011165 | 0.0001162 | 0.00013871 | 0.00010575 | 0.00012942 | 0.00011309 | 0.00014418 | 0.00011268 | 0.00011876 | 0.00012541 | 0.00012673 | 0.00012721 | 0.00010501 | 0.00013683 | 9.5403e-05 | 0.00012963 | 0.00010634 | 0.0001081 | 0.00012128 | 0.00012185 | 0.000111 | 0.00013148 | 0.00013623 | 0.00014198 | 0.00011343 | 0.00012302 | 0.00012408 | 0.00011588 | 0.00013186 | 8.5764e-05 | 0.00012068 | 0.00011689 | 0.00011681 | 0.00012928 | 0.00013328 | 0.00012595 | 0.00012676 | 0.00012406 | 0.00010257 | 0.00010942 | 0.00013133 | 0.00011271 | 0.00013923 | 0.00013314 | 0.00011079 | 0.00012188 | 0.00011585 | 0.00014488 | 0.0001224 | 0.00013501 | 0.00011921 | 0.00011966 | 0.00011575 | 0.00012649 | 0.000129 | 0.00012208 | 0.00013318 | 0.00012597 | 0.00012149 | 0.00011014 | 0.00013928 | 0.00010108 | 0.00012941 | 0.00011621 | 0.00011923 | 9.6188e-05 | 0.00010128 | 0.00011929 | 0.00012786 | 0.00012663 | 0.0001126 | 0.00013988 | 0.00013353 | 0.00011837 | 0.00011578 | 0.00012621 | 0.00012341 | 0.00012543 | 0.00012736 | 0.00012999 | 0.00013525 | 0.00010193 | 0.00012186 | 0.00012283 | 0.00012938 | 0.00012613 | 0.00012305 | 0.00010245 | 0.00012871 | 0.00011707 | 0.00014218 | 0.00012204 | 0.00011303 | 0.00010922 | 0.00012479 | 0.00014402 | 0.00011691 | 0.00013829 | 0.00010258 | 0.00014027 | 9.6706e-05 | 0.00011443 | 0.00010864 | 0.00011382 | 0.0001235 | 0.00012414 | 0.00012916 | 0.00011744 | 0.0001271 | 0.00011072 | 0.00012865 | 0.00013156 | 9.1769e-05 | 0.00011916 | 9.2364e-05 | 0.00011358 | 0.00013409 | 0.0001082 | 0.00011203 | 0.00013473 | 0.00012668 | 0.00012708 | 0.00011969 | 0.00012728 | 0.00013723 | 0.00011625 | 0.00012836 | 0.00012864 | 0.00012355 | 0.00012151 | 0.00011419 | 0.00011853 | 0.00011596 | 0.00012365 | 0.00010017 | 0.00013269 | 0.00011032 | 0.00010362 | 0.00013245 | 0.00011369 | 0.00010529 | 0.00015016 | 0.00010497 | 0.00013425 | 0.00012172 | 0.00011193 | 0.00012153 | 0.0001293 | 0.00011711 | 0.00011012 | 0.00013702 | 0.0001309 | 0.00011939 | 0.00012473 | 0.00011573 | 0.00011551 | 0.00011627 | 0.00012504 | 0.00012925 | 0.00012776 | 9.9815e-05 | 0.00010008 | 9.1633e-05 | 0.00012396 | 0.00010635 | 0.00012753 | 0.00012054 | 0.0001383 | 0.00011206 | 0.00014725 | 0.00012945 | 0.00012946 | 0.00011147 | 9.8384e-05 | 0.00012265 | 0.00013348 | 0.00013056 | 0.00013316 | 0.000118 | 0.00011827 | 0.00012833 | 0.00015557 | 0.00012065 | 0.00012471 | 0.00012927 | 0.00010298 | 0.00011997 | 0.0001217 | 9.2377e-05 | 0.00011093 | 0.00011671 | 0.00010714 | 0.00013475 | 0.00011967 | 0.00010602 | 0.00010211 | 9.1427e-05 | 0.00011862 | 0.00013037 | 0.00011896 | 0.00011164 | 0.00010975 | 0.00010359 | 0.00012489 | 0.00011031 | 0.00010527 | 0.00013089 | 0.00011517 | 0.00010185 | 0.00010332 | 0.00011171 | 0.00010808 | 0.00012884 | 0.00011425 | 0.00010481 | 0.0001143 | 0.00012255 | 0.00012961 | 0.00013779 | 0.00011892 | 0.00012437 | 0.00012747 | 0.00011532 | 0.00012252 | 0.00013977 | 0.00011682 | 0.0001318 | 0.0001278 | 0.00011851 | 0.00014426 | 0.00012154 | 0.00012448 | 9.902e-05 | 0.00011578 | 0.00010313 | 0.00010114 | 0.00012639 | 0.00011373 | 0.00012014 | 0.00010079 | 0.00011169 | 0.00011606 | 0.00013274 | 0.00011838 | 0.00011407 | 0.0001272 | 0.00011793 | 0.00012084 | 0.00012558 | 0.00012421 | 0.00011204 | 0.00010962 | 0.00011701 | 0.00013154 | 0.00012603 | 0.0001263 | 0.0001189 | 0.00012624 | 0.00013425 | 0.00012647 | 0.00012581 | 9.9947e-05 | 0.00014372 | 0.00011627 | 0.00012904 | 0.00012244 | 0.00011853 | 0.00011145 | 0.0001342 | 0.00014429 | 0.00011803 | 0.00012748 | 0.00012425 | 0.00012397 | 0.00011268 | 0.0001176 | 0.00011185 | 0.00011459 | 0.00013841 | 0.00011011 | 0.00011904 | 0.0001269 | 0.00010582 | 0.00012185 | 0.00015767 | 0.00012861 | 0.00010558 | 0.00012704 | 0.000128 | 0.00012081 | 0.00013922 | 0.00010637 | 0.00012112 | 0.0001172 | 0.00013127 | 0.00012906 | 0.00013121 | 0.0001302 | 0.00012202 | 0.00010508 | 0.00011684 | 0.0001289 | 9.9898e-05 | 0.00011667 | 0.00012491 | 0.00015304 | 0.00011871 | 0.00010789 | 0.00010458 | 0.00012946 | 0.00012469 | 0.00013384 | 0.00012335 | 0.00011805 | 0.00013929 | 0.00010403 | 0.00012345 | 0.00012106 | 0.00014783 | 0.00010961 | 0.00011095 | 0.00011515 | 0.00011741 | 0.00010523 | 0.00012842 | 0.00014765 | 0.00012491 | 0.00012782 | 0.00012288 | 0.00012696 | 0.00011171 | 0.000103 | 0.00012207 | 0.00013987 | 0.00010011 | 0.00012187 | 0.00013946 | 0.00013442 | 0.00012565 | 0.00013133 | 0.00011413 | 0.00011862 | 0.00011577 | 0.00011647 | 0.00011488 | 0.000105 | 0.00011338 | 0.00013184 | 0.00012489 | 0.00011999 | 0.00012036 | 0.00012141 | 0.00012334 | 0.00013504 | 0.00011499 | 0.00011032 | 0.0001116 | 0.00011089 | 0.00014473 | 0.00012958 | 0.00012426 | 0.00014442 | 0.00013274 | 0.00013067 | 0.00012496 | 0.00011697 | 0.00011798 | 9.5107e-05 | 0.00011258 | 0.00010474 | 0.00012867 | 0.00012193 | 0.00011931 | 0.00015053 | 0.00013065 | 0.00013062 | 0.00011155 | 0.00012306 | 0.0001155 | 0.00015442 | 0.00010498 | 0.0001336 | 9.4159e-05 | 0.00011274 | 0.00012643 | 0.00013143 | 0.00010516 | 0.00012203 | 0.00010151 | 0.00012151 | 0.00012877 | 0.00012229 | 9.9975e-05 | 0.00012927 | 0.00014294 | 0.00010664 | 0.0001316 | 0.00011736 | 0.00011222 | 0.0001246 | 0.00012409 | 0.00012937 | 0.00011158 | 0.00011996 | 0.00010219 | 9.4486e-05 | 0.00013216 | 0.00011691 | 0.00010522 | 0.00012752 | 0.00012896 | 0.00013617 | 0.00012792 | 0.00011101 | 0.00012622 | 0.00013457 | 0.00013654 | 0.00011391 | 0.00012061 | 0.00011745 | 0.00012364 | 0.00012404 | 0.00011877 | 0.00012351 | 0.00013287 | 0.00013054 | 0.00010653 | 9.6171e-05 | 0.00010703 | 0.00011967 | 8.9438e-05 | 0.00010006 | 0.00012277 | 0.00010398 | 0.0001129 | 0.0001238 | 0.00013193 | 0.00010482 | 9.5985e-05 | 0.00012582 | 9.6854e-05 | 0.00013588 | 0.00010473 | 0.00012713 | 0.00012128 | 0.00012106 | 0.00010359 | 0.00012692 | 0.00013178 | 0.00014195 | 0.00011932 | 0.00011814 | 0.0001103 | 0.00011104 | 0.00011857 | 0.00012283 | 0.00011851 | 0.00012926 | 0.00011608 | 0.00012896 | 0.00012746 | 0.00013326 | 0.00014364 | 0.00012696 | 0.0001255 | 0.00013302 | 9.1414e-05 | 0.00011345 | 9.601e-05 | 0.00011533 | 0.00013586 | 0.00010845 | 0.00014558 | 0.00011968 | 0.00010879 | 0.00011093 | 9.6949e-05 | 0.00012625 | 0.00011707 | 0.00012809 | 9.4829e-05 | 0.00012485 | 0.00013452 | 0.00010448 | 0.00011655 | 0.00012226 | 0.00011732 | 0.00012568 | 0.00013849 | 0.00010482 | 0.00013499 | 0.00012492 | 0.00013493 | 0.00013396 | 0.00010453 | 0.00012397 | 0.0001163 | 0.00012479 | 0.00012828 | 0.00012762 | 0.00010506 | 0.00013071 | 0.00011423 | 0.00014268 | 0.00011386 | 0.00012894 | 0.00011882 | 0.00011839 | 0.00011516 | 0.00010909 | 0.00012198 | 0.00012232 | 0.00011506 | 0.00010318 | 0.00013218 | 0.00013608 | 0.00010447 | 0.0001234 | 0.00014486 | 0.00011053 | 0.00013634 | 0.00011605 | 0.00013208 | 0.00011173 | 0.00010143 | 0.00014314 | 0.00013761 | 0.00011926 | 0.00012641 | 0.0001336 | 0.00010868 | 0.00011565 | 0.00012161 | 0.00011564 | 0.00010652 | 0.00012325 | 0.00012245 | 0.00013886 | 0.00013745 | 0.00014305 | 0.00011727 | 0.00012683 | 0.00012241 | 0.00015602 | 0.00011698 | 0.00013046 | 0.00011116 | 0.00011465 | 0.00011793 | 0.00011911 | 0.00010652 | 0.00013237 | 0.00011761 | 0.00012755 | 0.00014364 | 0.00012452 | 0.00012168 | 0.00014439 | 0.00011646 | 9.3912e-05 | 0.00011899 | 0.00013442 | 0.00011491 | 0.00014612 | 9.8666e-05 | 0.00012434 | 0.00012051 | 0.00012807 | 0.00013492 | 0.00011913 | 0.00014424 | 0.0001077 | 0.00012412 | 0.0001419 | 0.00014416 | 0.00011886 | 0.00010825 | 0.00012975 | 0.00013096 | 0.0001242 | 0.00011611 | 0.00011595 | 0.00012009 | 0.0001279 | 0.00011121 | 0.00011306 | 0.00010315 | 0.00011358 | 0.00011376 | 0.00011809 | 0.00014024 | 9.7711e-05 | 0.00011857 | 0.00013491 | 0.0001242 | 0.00012636 | 0.00012705 | 0.00010792 | 0.00011921 | 0.00011539 | 0.00012801 | 0.00015222 | 0.00014184 | 0.00011162 | 0.00013176 | 0.00012544 | 0.0001316 | 0.00012835 | 0.00011314 | 0.00013307 | 0.00014664 | 0.00011118 | 0.00012752 | 0.00011395 | 0.00013334 | 0.00011201 | 0.00011197 | 0.00012814 | 0.00011343 | 0.00012172 | 0.00013099 | 0.00012664 | 0.00011775 | 0.00013591 | 0.0001085 | 9.9632e-05 | 0.00010193 | 0.00011202 | 0.00010545 | 0.0001351 | 0.00010394 | 0.00010176 | 8.9785e-05 | 0.00013014 | 0.00014184 | 0.00013816 | 0.00011022 | 0.00012608 | 0.00011163 | 0.00011123 | 0.0001088 | 0.000135 | 0.00013907 | 0.00011878 | 0.00013237 | 0.0001083 | 0.00013194 | 0.00011808 | 0.00010577 | 0.00011318 | 9.7182e-05 | 0.00011846 | 0.00013999 | 0.00010728 | 0.00010579 | 0.0001428 | 0.00012581 | 0.00012642 | 0.00012161 | 0.00012808 | 0.00012194 | 9.6272e-05 | 0.00012893 | 0.00012341 | 0.00013572 | 0.00011631 | 0.00011476 | 0.00011249 | 0.00015553 | 0.0001177 | 0.00013816 | 0.00013858 | 0.00012378 | 9.3484e-05 | 0.00011645 | 0.00012783 | 0.00012524 | 0.00011525 | 0.00012604 | 0.00012211 | 9.5121e-05 | 0.00014272 | 0.00011997 | 0.00011709 | 0.0001269 | 0.00012755 | 0.00010442 | 0.00011072 | 0.00011724 | 0.00013434 | 0.00011384 | 0.00011704 | 0.00011609 | 0.00010964 | 0.00010749 | 0.00013495 | 0.00012784 | 0.00013757 | 0.00011215 | 0.00012897 | 0.00012426 | 0.00011202 | 0.00013277 | 0.00012889 | 0.0001258 | 0.00011356 | 0.00012007 | 0.00015211 | 0.00011927 | 0.00013452 | 0.00011406 | 0.00011939 | 0.00010275 | 0.00012302 | 0.00012619 | 0.00012676 | 0.00013655 | 0.0001214 | 0.00010154 | 0.00011349 | 0.0001209 | 0.00012283 | 0.00010676 | 0.00012204 | 9.5819e-05 | 0.00010622 | 0.00011729 | 0.00011026 | 0.00010053 | 0.00012103 | 0.00012206 | 0.0001182 | 0.00012744 | 0.00010514 | 0.00011723 | 0.00011229 | 0.00012384 | 0.00010988 | 0.00013956 | 0.0001072 | 0.00011263 | 0.00010929 | 0.00012773 | 0.00011883 | 0.00013025 | 0.00013261 | 0.00011849 | 0.00013532 | 0.00012158 | 0.00012936 | 0.00010783 | 0.00012974 | 0.00013301 | 9.7119e-05 | 0.00011303 | 0.00011105 | 0.00010355 | 0.00012564 | 0.00011055 | 0.00012639 | 0.00012381 | 0.00013041 | 0.00012378 | 0.00013417 | 0.00012536 | 0.00014327 | 0.00012376 | 0.00010068 | 0.00013732 | 0.00013642 | 0.00013536 | 0.00010246 | 0.00011382 | 0.00010911 | 0.00010548 | 0.00014312 | 0.00011183 | 0.00011026 | 0.00012262 | 0.00013681 | 0.00012855 | 0.00012603 | 0.00011926 | 0.00012881 | 0.00012692 | 0.00011973 | 0.00011576 | 0.00012845 | 9.8825e-05 | 0.0001233 | 0.00012657 | 0.00011109 | 0.00011958 | 0.00013588 | 0.0001263 | 0.00013584 | 0.00011702 | 0.00013038 | 0.00013661 | 9.992e-05 | 0.00012834 | 0.00011161 | 0.00012605 | 0.00010964 | 0.00010949 | 0.00014306 | 0.00012182 | 0.00013523 | 0.00014993 | 0.00012267 | 0.00011896 | 0.00012409 | 0.00011532 | 0.00014824 | 0.0001115 | 0.00013442 | 0.00011732 | 0.00012362 | 0.00010676 | 0.00010969 | 0.00012372 | 0.00011554 | 0.00012422 | 9.4445e-05 | 0.00013943 | 0.00011803 | 0.00012583 | 0.00012585 | 0.0001135 | 0.00011732 | 0.00013608 | 0.00012583 | 0.00010328 | 0.00011149 | 9.8552e-05 | 0.0001161 | 0.00011763 | 0.00011566 | 0.00011392 | 9.9587e-05 | 0.00012759 | 0.00011102 | 0.00013363 | 0.00013616 | 0.00013033 | 0.00013262 | 0.00011505 | 9.7911e-05 | 0.00012507 | 0.00011973 | 0.00012155 | 0.00011076 | 0.00011892 | 0.000119 | 0.00012372 | 0.00011895 | 0.00014112 | 0.00012528 | 0.00013098 | 0.00010901 | 0.00011568 | 0.00012386 | 0.00011862 | 0.00010766 | 0.00010108 | 0.00015404 | 0.00011718 | 0.00011261 | 0.0001077 | 0.00011348 | 0.00013842 | 0.00012853 | 0.00011274 | 0.00011661 | 0.0001106 | 0.00012374 | 0.00011355 | 0.00010176 | 0.00011187 | 0.00012249 | 0.00010778 | 0.00010657 | 0.00012824 | 0.00014308 | 0.00013734 | 0.00013953 | 0.00013354 | 0.00012908 | 0.00011089 | 0.00013817 | 0.0001284 | 0.00014481 | 0.000125 | 9.4531e-05 | 0.00011212 | 0.00012048 | 0.00011833 | 0.00013072 | 0.00011757 | 0.00010139 | 0.00012888 | 0.00010291 | 0.00010945 | 0.00010045 | 0.0001268 | 0.00013352 | 0.00010571 | 0.00011801 | 0.00012689 | 0.00011844 | 0.00011625 | 0.000115 | 0.00010115 | 0.00012566 | 0.00010903 | 0.00012491 | 0.00013308 | 0.00013383 | 0.00011677 | 0.00013477 | 0.00010676 | 0.00011037 | 0.00011059 | 0.0001125 | 0.00011982 | 0.00011578 | 0.00012502 | 0.00011052 | 0.0001064 | 9.8398e-05 | 0.00010532 | 0.00011374 | 9.9003e-05 | 0.00011297 | 0.00013191 | 0.00010991 | 0.00011308 | 0.00011436 | 0.00013644 | 0.00012049 | 0.00012695 | 0.00011593 | 0.00012805 | 0.00012316 | 0.00010974 | 0.00010865 | 0.0001397 | 0.00012077 | 0.00012579 | 0.00011673 | 0.00012418 | 0.00013261 | 0.00011639 | 0.00011136 | 0.00012771 | 0.00011706 | 0.00013919 | 0.00011725 | 0.00012541 | 0.00011042 | 0.00012155 | 0.0001333 | 0.00011676 | 0.00013433 | 0.00011916 | 9.844e-05 | 0.00013457 | 0.00011825 | 0.0001368 | 0.00012075 | 0.00013234 | 0.0001 | 0.00011763 | 0.0001234 | 0.00012267 | 0.00013162 | 0.00012638 | 0.00011879 | 0.00014844 | 0.00013497 | 0.00011583 | 0.00011466 | 0.00011758 | 0.00015447 | 0.00011777 | 0.00010588 | 0.00011796 | 9.8655e-05 | 0.00014648 | 0.00011381 | 0.00010372 | 0.00011978 | 0.00010042 | 0.00013806 | 0.00011543 | 0.00012897 | 0.00011225 | 0.00012527 | 0.0001213 | 0.00010387 | 0.00012206 | 0.00011257 | 0.00012344 | 0.00010098 | 0.0001064 | 0.00012891 | 0.00011691 | 0.00010981 | 0.00011181 | 0.00011743 | 0.00011617 | 0.00013238 | 9.4072e-05 | 0.00013718 | 0.00011286 | 0.00011273 | 0.00012395 | 0.00011414 | 0.00011756 | 0.00010718 | 0.0001037 | 0.00014592 | 0.00011574 | 0.00012266 | 0.00013557 | 9.9866e-05 | 0.00010837 | 0.00011937 | 0.00013619 | 0.00011139 | 0.00012749 | 0.00010971 | 0.00011866 | 0.00010575 | 0.00010538 | 0.00010418 | 0.00013082 | 0.0001276 | 0.00011257 | 0.00013695 | 0.00010675 | 0.00012145 | 0.00012924 | 0.00014206 | 0.00013022 | 0.00012627 | 0.0001382 | 0.00011993 | 0.00013487 | 0.00015336 | 0.00011513 | 0.00012326 | 0.00014973 | 0.00013399 | 0.00013261 | 0.00011685 | 0.00012074 | 0.00011963 | 0.00012946 | 0.00013808 | 0.00012446 | 0.00010266 | 0.00010811 | 9.6304e-05 | 0.000136 | 0.00010875 | 0.00010559 | 0.00012965 | 0.00013468 | 0.00011355 | 0.00012489 | 0.00010675 | 0.00011931 | 0.00011522 | 0.00011019 | 0.00012587 | 0.00012177 | 0.00013572 | 0.0001075 | 0.00013645 | 0.00012223 | 0.0001243 | 0.00010035 | 0.00010595 | 0.00012047 | 0.00010101 | 0.0001168 | 0.00010818 | 0.00011814 | 0.00012559 | 9.5477e-05 | 0.0001235 | 0.0001122 | 9.3493e-05 | 0.00010699 | 0.00012899 | 0.00013195 | 0.00011956 | 0.00012735 | 0.00011819 | 0.00013223 | 0.00010743 | 0.00013592 | 0.00011367 | 0.00014059 | 9.9015e-05 | 0.00010006 | 0.00010227 | 0.00013089 | 0.0001137 | 0.00011839 | 0.00014399 | 0.0001169 | 0.0001301 | 0.00012585 | 0.00012912 | 0.00012875 | 0.00013042 | 0.0001306 | 0.00012577 | 0.00011181 | 0.00013729 | 0.00012514 | 0.00012711 | 0.00010631 | 0.00011913 | 0.00010861 | 0.00012106 | 0.00013417 | 0.00011163 | 0.00012934 | 0.00012348 | 0.00010303 | 0.00010483 | 0.00011544 | 0.00012987 | 0.00010901 | 0.00012953 | 0.00010486 | 0.00012419 | 0.00012225 | 0.00012966 | 0.00014401 | 0.00012111 | 0.00011348 | 0.00012368 | 0.00012378 | 0.00010755 | 0.00012971 | 0.00011819 | 0.00012361 | 0.00012839 | 0.00011084 | 0.00013022 | 0.00011459 | 0.00012732 | 0.00013888 | 0.00013373 | 0.0001152 | 0.00010891 | 0.00012582 | 9.9389e-05 | 0.0001103 | 0.00012538 | 0.0001456 | 0.00010025 | 0.00010821 | 0.00011565 | 0.00012677 | 0.00011107 | 0.00013932 | 0.00010148 | 0.00013012 | 0.00010902 | 0.00013401 | 0.00012185 | 0.00012998 | 0.00010552 | 0.00012865 | 0.000117 | 0.00012787 | 0.00011959 | 0.00013068 | 0.00010421 | 0.00011804 | 0.00012823 | 0.00011876 | 0.00012576 | 0.00014522 | 0.00010508 | 0.0001052 | 0.00013067 | 0.00010857 | 0.00013901 | 0.00012713 | 0.00013452 | 0.00011032 | 0.00010392 | 0.00011548 | 0.00013002 | 0.00012848 | 0.00012364 | 0.00012639 | 0.00011835 | 0.00013566 | 0.00012669 | 0.00011994 | 0.00013496 | 0.00012508 | 0.00014395 | 0.00010313 | 0.00011808 | 0.00011896 | 0.00010968 | 0.00010344 | 0.00012933 | 0.00012928 | 0.00014702 | 0.00012987 | 0.00010109 | 0.00013237 | 0.00012148 | 0.00014546 | 0.00010817 | 0.00012631 | 0.00012633 | 0.00011585 | 0.00013362 | 0.00012853 | 0.00012975 | 0.00013581 | 0.00012284 | 0.00012088 | 0.00012535 | 0.00011811 | 9.0077e-05 | 0.0001335 | 0.0001034 | 0.00010902 | 0.00012341 | 9.9815e-05 | 0.00011068 | 0.00011617 | 0.00011838 | 0.00011873 | 0.00011901 | 0.00012053 | 0.00011888 | 0.00013712 | 0.00012713 | 0.00012082 | 0.0001066 | 0.00012485 | 0.00013087 | 0.00012769 | 0.00013549 | 0.00011412 | 0.00013773 | 0.00013856 | 0.00011748 | 0.00011854 | 0.0001344 | 0.00010223 | 0.00012302 | 0.0001291 | 0.00012908 | 0.00011975 | 0.00014496 | 0.0001151 | 0.00011117 | 0.00010286 | 0.00012111 | 0.00011352 | 0.00012028 | 0.00014182 | 0.00012918 | 0.00012437 | 0.00010727 | 0.00010678 | 0.00012604 | 0.00012418 | 0.00014328 | 0.00011476 | 0.00012602 | 0.00013739 | 0.00013834 | 0.000115 | 0.00011834 | 0.00013359 | 9.7212e-05 | 0.00011714 | 0.00013376 | 0.00011011 | 0.00010495 | 0.00011977 | 0.00011989 | 0.00013105 | 0.00010716 | 0.00011365 | 0.00012134 | 0.00011636 | 0.00011634 | 0.00011238 | 0.00011237 | 0.00013207 | 0.00014955 | 0.00012221 | 0.00011718 | 0.0001092 | 0.000116 | 0.0001104 | 0.00010898 | 0.00013005 | 0.00012827 | 0.00010968 | 0.00011281 | 0.00010655 | 0.00011753 | 0.00010692 | 0.00013831 | 0.00012753 | 0.00012444 | 0.00012247 | 0.0001223 | 0.00012982 | 0.00011333 | 0.00011397 | 0.00014823 | 0.00011318 | 0.00013749 | 0.00010831 | 0.00013669 | 0.0001301 | 0.00012787 | 0.00012672 | 0.00011824 | 0.0001343 | 0.00012396 | 0.00012214 | 0.00010488 | 0.00012464 | 0.0001071 | 0.00011135 | 0.00014204 | 0.0001304 | 0.00011594 | 0.00013987 | 0.00012288 | 0.00011534 | 0.00011465 | 0.00013224 | 0.00011151 | 0.00012311 | 0.00010129 | 9.6287e-05 | 0.00011897 | 0.00011163 | 0.0001037 | 0.0001158 | 0.00013478 | 0.00012192 | 0.00011555 | 8.9873e-05 | 0.00011425 | 0.00011226 | 0.00013533 | 0.00010029 | 0.000122 | 0.0001341 | 0.00012425 | 0.00011682 | 0.00012631 | 9.726e-05 | 0.00012196 | 0.00010838 | 0.00012905 | 0.0001275 | 9.181e-05 | 0.00011689 | 0.00013394 | 0.00010238 | 0.0001032 | 0.00013557 | 0.00012188 | 0.00012368 | 0.00011788 | 0.0001385 | 0.0001297 | 0.00013031 | 0.00012198 | 0.00013608 | 0.00012973 | 0.00012536 | 0.00012274 | 0.00013375 | 0.00011297 | 0.00012171 | 0.00013879 | 0.00011808 | 0.00013445 | 0.00013323 | 0.00012658 | 0.00011037 | 0.00011949 | 0.00012644 | 0.00010793 | 0.00012845 | 0.00011761 | 0.00012683 | 0.0001322 | 0.00012321 | 0.00012734 | 0.00013282 | 0.00012588 | 0.00010994 | 0.00012865 | 0.00012595 | 0.00012258 | 0.00012217 | 0.00011572 | 0.00012321 | 0.0001431 | 0.00012544 | 0.00013338 | 0.00012933 | 0.00011339 | 0.00012488 | 0.0001291 | 0.00011466 | 0.00011553 | 9.7387e-05 | 0.00012677 | 0.0001163 | 0.00011771 | 0.00012638 | 0.00010824 | 0.00012933 | 0.00011692 | 0.00010666 | 0.00011328 | 0.00015743 | 0.00012446 | 0.00013318 | 0.00010668 | 0.00012572 | 0.00011821 | 0.00010733 | 0.00015725 | 0.00013255 | 0.00014109 | 0.00011947 | 9.8447e-05 | 0.00012988 | 0.00013301 | 0.00011266 | 0.00011258 | 0.00011199 | 0.00012973 | 0.00011923 | 0.00013098 | 0.00015073 | 0.00011101 | 0.00010261 | 0.00012437 | 0.00010934 | 0.00010234 | 0.00013152 | 0.00011518 | 0.00013721 | 0.00013153 | 0.00013801 | 0.00012114 | 0.00015068 | 0.00011616 | 0.00011263 | 0.00013163 | 0.00012965 | 0.00011877 | 0.00010066 | 0.00012377 | 0.00012989 | 0.00014735 | 0.0001202 | 9.9276e-05 | 0.0001256 | 0.00012511 | 0.00010481 | 0.00011984 | 0.00011748 | 9.7964e-05 | 0.00012447 | 0.00014365 | 0.00013781 | 0.0001179 | 0.00013305 | 0.0001422 | 0.00011843 | 0.00013096 | 0.00011056 | 0.00012272 | 0.00010034 | 0.00013601 | 0.00011605 | 9.9427e-05 | 0.00013029 | 0.00012421 | 0.00013451 | 0.00012481 | 0.00011014 | 0.0001106 | 0.000117 | 0.00012313 | 0.00011891 | 0.00012624 | 0.00010889 | 0.00011004 | 0.00013735 | 0.00013597 | 0.00012495 | 0.00011406 | 0.0001154 | 0.00011408 | 0.0001015 | 0.00012345 | 0.0001246 | 0.00012797 | 0.00010763 | 0.00011309 | 0.00011156 | 0.00012329 | 0.00011612 | 0.00011186 | 0.00011873 | 0.00011822 | 0.00011359 | 0.00011784 | 0.00013425 | 0.00011986 | 0.00013471 | 0.00012878 | 0.0001105 | 0.00013227 | 9.9051e-05 | 0.00013721 | 0.0001402 | 0.00012116 | 0.00010682 | 0.0001041 | 0.00013062 | 0.00013878 | 0.00012065 | 0.00012488 | 0.0001157 | 0.00012795 | 0.0001083 | 0.00012196 | 0.0001158 | 0.00012917 | 0.00011739 | 9.7616e-05 | 0.00012547 | 0.00014372 | 0.00011327 | 0.00011765 | 0.00012838 | 0.00011893 | 0.00012441 | 0.00012098 | 0.00012987 | 0.00013486 | 0.00012774 | 0.00011556 | 0.00014367 | 0.00012381 | 0.00010528 | 0.00012225 | 0.00010994 | 0.00012532 | 0.00012517 | 9.7882e-05 | 0.00010259 | 0.00013358 | 9.8771e-05 | 0.00011269 | 0.00014141 | 0.00014377 | 0.00013815 | 0.00014628 | 9.6017e-05 | 0.00010482 | 0.00011518 | 0.00012314 | 0.00014477 | 0.00012225 | 0.00010347 | 0.0001299 | 0.00011492 | 0.00012042 | 9.1575e-05 | 0.00012466 | 0.00013854 | 0.00010759 | 0.00012929 | 0.00013457 | 0.00012559 | 0.00011171 | 0.00011645 | 0.0001112 | 0.00011975 | 0.00010505 | 0.00011648 | 0.00012147 | 0.00011327 | 0.00013461 | 0.00013366 | 0.00011878 | 0.00013934 | 0.00011318 | 0.0001031 | 0.00012915 | 0.00013238 | 0.00011872 | 0.00012379 | 0.00012024 | 0.00011155 | 0.00011981 | 0.00012936 | 0.0001282 | 0.00013241 | 0.00013491 | 0.00012901 | 0.00010107 | 0.00013165 | 0.00013285 | 0.0001249 | 0.00011564 | 0.00012856 | 0.00012119 | 0.00012587 | 0.00011489 | 0.00010151 | 0.00013458 | 0.00012483 | 9.9111e-05 | 0.00015418 | 0.00012937 | 0.00010899 | 0.00012044 | 0.00011508 | 0.00012749 | 0.00011806 | 0.00012911 | 0.00013688 | 0.00012078 | 0.00013859 | 0.00011233 | 0.0001138 | 0.00013141 | 0.00011524 | 0.00010753 | 0.0001087 | 0.00012972 | 0.00011077 | 0.00010915 | 0.00012379 | 0.00012664 | 0.000118 | 0.00011171 | 0.0001451 | 0.00012395 | 0.00013225 | 0.00011204 | 0.00011369 | 0.00010635 | 0.0001511 | 0.00011031 | 0.00012839 | 0.00014357 | 0.00013699 | 0.00011439 | 0.0001605 | 0.00012034 | 0.00011486 | 0.00013285 | 0.00013497 | 0.00012526 | 0.00012481 | 0.00011516 | 0.0001274 | 0.0001181 | 0.00010369 | 0.00012543 | 0.00010335 | 0.00011688 | 0.00010856 | 0.0001341 | 0.00013322 | 0.00013568 | 0.00013574 | 0.00012718 | 0.00012868 | 0.00013642 | 0.00011942 | 0.00011917 | 0.0001054 | 9.0914e-05 | 0.00010253 | 0.00012793 | 0.00011357 | 0.00010329 | 0.00011411 | 0.00010718 | 0.00013307 | 0.00012387 | 9.3526e-05 | 0.00013771 | 9.1189e-05 | 0.00011132 | 0.00010263 | 0.000138 | 9.3967e-05 | 0.00010347 | 0.0001299 | 0.00012153 | 0.00013249 | 0.00011904 | 0.00011753 | 0.00010956 | 0.00011409 | 0.00011291 | 0.00012002 | 0.00011503 | 0.00011771 | 0.00012538 | 0.00012532 | 0.00010567 | 0.00012076 | 0.00012875 | 0.00012115 | 0.00011663 | 0.00013104 | 0.0001172 | 0.00012603 | 0.00013258 | 0.00011577 | 0.00013106 | 0.00011996 | 0.00011076 | 0.00012847 | 0.00012632 | 0.00011436 | 0.00013649 | 0.00014342 | 9.8482e-05 | 0.0001382 | 0.00011949 | 0.00013051 | 0.00010455 | 0.00014909 | 0.00010325 | 0.00011576 | 0.00010421 | 0.00012704 | 0.0001226 | 0.00013716 | 0.00012628 | 0.00010962 | 0.00014225 | 0.00011164 | 0.000124 | 0.0001166 | 0.00012095 | 0.00010651 | 0.00012743 | 0.000128 | 0.00011959 | 0.00011135 | 9.6864e-05 | 0.00010728 | 0.00011594 | 0.00011368 | 9.7159e-05 | 0.00013173 | 0.00013814 | 0.00011792 | 0.00013186 | 0.00014395 | 0.00011155 | 0.00013731 | 0.00012005 | 0.00013367 | 0.00011499 | 0.00010737 | 0.00011081 | 0.00011208 | 0.00013773 | 0.00012241 | 0.00013134 | 0.0001322 | 0.00012874 | 0.00012372 | 0.00011338 | 0.0001396 | 0.00011083 | 0.00013234 | 0.00011822 | 0.00012736 | 0.00010968 | 0.00014248 | 0.00012183 | 0.00013041 | 0.0001249 | 0.00010618 | 0.00013429 | 0.00011662 | 0.00011307 | 0.0001378 | 0.00010747 | 0.00012317 | 0.00010466 | 0.00012971 | 0.00013592 | 0.00010659 | 0.00011497 | 0.00014406 | 0.00011978 | 0.0001266 | 0.00012153 | 0.00010537 | 0.00011056 | 0.00011373 | 0.00011842 | 0.00011703 | 9.4019e-05 | 0.00013321 | 0.00013078 | 0.00012123 | 0.00014061 | 0.00013368 | 0.00011089 | 0.00012706 | 0.0001181 | 0.00014322 | 9.8533e-05 | 0.00013473 | 0.00010226 | 0.00011046 | 0.00012191 | 0.00012447 | 0.0001177 | 0.00010958 | 0.00010663 | 0.00011162 | 0.00015694 | 0.00012936 | 0.00012588 | 0.00013557 | 0.0001337 | 0.00014102 | 0.00012911 | 0.00011767 | 0.00014973 | 0.00013444 | 0.00012371 | 0.0001137 | 0.0001348 | 0.00012083 | 0.00012364 | 0.00012819 | 0.00011638 | 0.00011671 | 0.0001236 | 0.00010285 | 0.00011623 | 0.00011935 | 0.00011892 | 0.00012302 | 9.1724e-05 | 0.00011626 | 0.00013582 | 0.00011599 | 0.00013752 | 0.00012285 | 0.00010438 | 0.00014591 | 0.00013362 | 9.6533e-05 | 0.00012233 | 0.00012852 | 0.00012224 | 0.00012656 | 0.00011852 | 0.00015567 | 0.00013194 | 0.00011301 | 0.00010973 | 0.00013833 | 0.00012788 | 0.00010257 | 0.00011572 | 0.00011183 | 0.00011346 | 0.00013349 | 0.00011081 | 0.00013813 | 0.00014918 | 0.00010523 | 0.00010428 | 0.00013484 | 0.00012616 | 0.00013009 | 0.00013354 | 0.00012244 | 0.00012363 | 0.00013062 | 0.00011564 | 0.00012962 | 0.00012812 | 0.00010959 | 0.00010447 | 0.00012966 | 0.00014097 | 0.00012142 | 0.00012375 | 0.00011889 | 9.465e-05 | 0.00014091 | 0.00011166 | 0.00011491 | 0.00011021 | 0.00012129 | 0.00011035 | 0.00011249 | 0.00013057 | 0.00011723 | 0.00013846 | 0.00013005 | 0.00012735 | 0.00011027 | 0.00011421 | 0.00010641 | 0.00012692 | 0.00013648 | 0.00012744 | 0.00011791 | 0.00011117 | 9.973e-05 | 0.00013324 | 0.00011541 | 0.0001367 | 0.00011602 | 9.1165e-05 | 0.00013967 | 0.00011359 | 0.00011194 | 0.00011231 | 0.00011396 | 0.00011096 | 0.00011791 | 0.00011354 | 0.00012632 | 0.00012293 | 0.00014326 | 0.00012526 | 0.00013353 | 0.00013022 | 0.00012 | 0.0001204 | 0.00012291 | 0.00013235 | 0.00013701 | 0.00011939 | 0.00013612 | 0.00011002 | 0.000128 | 0.00013554 | 9.7201e-05 | 0.00011996 | 0.0001233 | 0.00012846 | 0.00013091 | 0.00012554 | 0.00011809 | 0.00013538 | 0.00013784 | 0.00011059 | 0.00013776 | 0.00012938 | 0.00012705 | 0.00010669 | 0.00012259 | 0.0001357 | 0.00012547 | 0.00011725 | 9.8206e-05 | 0.00011842 | 0.00012369 | 0.00012408 | 0.00011174 | 0.00010961 | 0.00013092 | 0.00010806 | 0.00013273 | 0.00011034 | 0.00011554 | 0.00011057 | 0.00013873 | 0.00011082 | 0.00012863 | 0.00011001 | 0.00012369 | 0.00010618 | 0.0001316 | 0.00012169 | 0.00011007 | 0.00013787 | 0.00012243 | 9.9419e-05 | 0.00015381 | 0.00011621 | 0.00010735 | 0.0001253 | 0.00013701 | 0.00011358 | 0.0001129 | 9.883e-05 | 0.00011899 | 0.00011708 | 0.00010899 | 0.00010052 | 0.00013219 | 0.0001329 | 0.00010889 | 0.00014042 | 0.00012445 | 0.00012923 | 0.00012644 | 0.0001374 | 0.00011244 | 0.00012666 | 0.0001399 | 0.00011779 | 0.00011606 | 0.00011817 | 0.00011769 | 0.00012513 | 0.00014108 | 0.00010041 | 0.00013652 | 0.00010609 | 0.00011426 | 0.00011129 | 0.00011562 | 0.00012958 | 0.00011353 | 0.00012529 | 0.00010918 | 0.00013848 | 0.00013847 | 0.00011085 | 0.00011523 | 0.00013154 | 0.00012548 | 0.00011942 | 0.00012831 | 0.00011795 | 0.00011174 | 0.00011884 | 0.00013099 | 0.00012366 | 0.00011996 | 0.00013064 | 0.00011718 | 0.00012577 | 0.00010727 | 0.0001242 | 0.0001202 | 0.00011618 | 0.00013027 | 0.00011103 | 0.00014016 | 0.00012881 | 0.00013715 | 0.00012365 | 0.00011143 | 0.00011857 | 0.00012874 | 0.0001076 | 0.00011784 | 0.00010305 | 0.00012553 | 0.00012883 | 0.00012762 | 0.0001087 | 0.00011577 | 0.00012964 | 0.00013214 | 0.00011487 | 0.00012648 | 0.00010992 | 0.00012882 | 0.00012822 | 0.00012505 | 0.00013904 | 0.00012755 | 0.00013094 | 0.0001167 | 0.00012049 | 0.00012146 | 0.00011052 | 0.00013853 | 0.000112 | 0.00013465 | 9.5654e-05 | 0.00013271 | 0.00012099 | 0.00012058 | 0.00014386 | 0.00011543 | 0.00010124 | 0.00011943 | 0.00011109 | 0.0001265 | 0.00013988 | 0.00012714 | 0.0001011 | 0.00013026 | 0.00014857 | 0.00011574 | 0.0001338 | 0.00012775 | 0.00010906 | 0.00014011 | 9.6392e-05 | 0.00011475 | 0.0001227 | 0.00010647 | 0.0001191 | 0.0001278 | 9.6133e-05 | 0.00011344 | 0.00012266 | 0.00011943 | 0.00011778 | 0.00011037 | 0.00010565 | 0.0001251 | 0.00013363 | 0.00014212 | 0.00011398 | 0.00012337 | 0.00014932 | 0.0001157 | 0.00013268 | 0.00011711 | 0.00011912 | 0.00011765 | 0.00013074 | 0.00014273 | 9.8199e-05 | 0.00012427 | 0.00013882 | 0.00011392 | 0.00011323 | 0.00010188 | 0.00012679 | 0.00010705 | 0.00011814 | 0.00010527 | 0.00012247 | 0.00011209 | 0.00012714 | 0.0001241 | 0.00015449 | 0.00011941 | 9.2799e-05 | 0.00010937 | 0.00011045 | 0.00012181 | 0.00012356 | 0.00015713 | 0.00011773 | 0.00011771 | 0.00010375 | 0.00013745 | 0.00012792 | 0.00012834 | 0.00012807 | 0.00013736 | 0.00012872 | 0.00010944 | 0.00014038 | 0.00011427 | 0.0001101 | 0.00013131 | 0.00012413 | 0.00011168 | 0.0001192 | 0.00013557 | 0.00013607 | 0.0001142 | 0.00013307 | 9.6541e-05 | 0.0001261 | 0.0001157 | 0.00012583 | 0.00012122 | 0.00013855 | 0.00011785 | 0.00011831 | 0.00012561 | 0.00010308 | 0.00012156 | 0.00013811 | 0.00013357 | 0.00010454 | 0.00012344 | 0.00013708 | 0.00010188 | 0.00012758 | 0.00012807 | 0.00013164 | 0.00013501 | 0.00011128 | 0.00012677 | 0.00013953 | 0.00013397 | 0.00012505 | 0.00012279 | 0.00011594 | 0.00013928 | 0.00012367 | 0.00012416 | 0.00011692 | 0.00011057 | 0.00013711 | 0.00010391 | 0.00012831 | 0.00012213 | 0.00013396 | 0.00014133 | 0.00010763 | 0.00013986 | 0.00012767 | 0.00014419 | 0.0001232 | 0.00011948 | 0.0001239 | 0.000122 | 0.00010247 | 0.00010801 | 0.00012139 | 0.00014409 | 0.00012872 | 0.00012498 | 0.00013466 | 0.00010217 | 0.00011485 | 0.00013705 | 0.00011622 | 0.00012227 | 0.00012588 | 0.00011429 | 0.00013659 | 0.00011406 | 0.00013616 | 0.00013377 | 0.00011793 | 0.0001444 | 0.00011315 | 0.00011089 | 0.00013721 | 0.00011925 | 0.00012775 | 0.00011708 | 0.00011123 | 0.0001102 | 0.00011281 | 0.0001228 | 0.00012299 | 0.00011189 | 0.0001173 | 0.00010658 | 0.00010428 | 0.00012728 | 0.00012528 | 0.00011872 | 0.0001242 | 9.6575e-05 | 0.00011623 | 0.00015045 | 0.00014247 | 0.00011344 | 0.00014053 | 0.0001321 | 0.00011613 | 0.0001277 | 0.00011389 | 0.00011811 | 0.00011729 | 0.00012374 | 0.00014491 | 0.00011389 | 0.00012702 | 0.00013188 | 0.00010422 | 0.00011017 | 0.00013221 | 0.00010813 | 0.00013501 | 0.0001047 | 9.4852e-05 | 0.00010384 | 0.00012942 | 9.9709e-05 | 0.00011009 | 0.00012204 | 0.00013672 | 0.00012202 | 0.00012029 | 0.00010966 | 0.00010709 | 0.00010669 | 0.00013866 | 0.00010091 | 0.00015099 | 0.00013618 | 0.00013239 | 0.00014238 | 0.00011856 | 0.00011918 | 0.0001239 | 0.00013294 | 0.00012945 | 0.00011018 | 0.00011161 | 0.00011182 | 9.7675e-05 | 0.00013661 | 0.00011659 | 0.00010099 | 0.00013589 | 0.00011391 | 0.00012937 | 0.00014631 | 0.00012447 | 0.00012998 | 0.00010299 | 0.00011076 | 0.00012097 | 0.00012237 | 0.00012865 | 0.00012811 | 0.00013636 | 0.00012318 | 0.00010666 | 0.00010343 | 0.00011565 | 0.00012015 | 0.00011954 | 0.000136 | 0.00013182 | 0.00011396 | 0.00012249 | 0.00013178 | 0.0001099 | 0.00014662 | 0.00013554 | 0.00012583 | 0.00013715 | 0.00010447 | 0.00010561 | 0.00013455 | 0.00013044 | 0.00013847 | 0.00012663 | 0.00011506 | 0.00012083 | 0.00010429 | 0.00011404 | 0.00010421 | 0.00014198 | 0.00013274 | 0.00010678 | 0.00012706 | 0.00013225 | 0.00012263 | 0.00012117 | 0.0001112 | 0.0001302 | 0.00012276 | 0.00012129 | 0.000102 | 0.0001313 | 0.00014294 | 0.00013672 | 0.00010351 | 0.00014377 | 0.00013583 | 0.00010658 | 0.00012564 | 0.00011167 | 0.00011699 | 0.00014249 | 0.00013535 | 0.00012195 | 0.00012061 | 0.00012122 | 0.00012719 | 0.00010419 | 0.00013325 | 0.00011004 | 0.00011531 | 0.00012021 | 0.0001438 | 0.00013134 | 0.00015235 | 0.00012792 | 0.00012096 | 0.00011244 | 0.00012381 | 0.0001268 | 0.00011049 | 0.00012686 | 0.00010601 | 0.00014555 | 0.00013685 | 0.00012237 | 0.00011627 | 0.00011857 | 0.00012001 | 0.00012452 | 0.0001212 | 0.00011367 | 0.00012214 | 0.00010898 | 0.0001217 | 0.00014015 | 0.00011038 | 0.00011937 | 0.00014318 | 0.00011399 | 0.00011053 | 0.00013691 | 0.00013167 | 0.00012214 | 0.000137 | 0.00010386 | 0.00012719 | 0.00010722 | 0.00010909 | 0.0001056 | 0.00013572 | 0.00012463 | 0.00014421 | 0.00011316 | 0.00012978 | 0.00013359 | 0.00011362 | 0.0001118 | 0.0001383 | 0.00013701 | 9.8813e-05 | 0.00013295 | 0.00010223 | 0.00011647 | 0.00011198 | 0.00010842 | 9.2601e-05 | 0.00012355 | 0.00012717 | 0.00011729 | 0.00012728 | 0.00011108 | 9.8863e-05 | 0.00013526 | 0.00011829 | 0.00011331 | 0.00011109 | 0.00011927 | 9.7798e-05 | 0.00011599 | 0.00011094 | 0.00013025 | 0.00014089 | 0.00010733 | 0.000134 | 0.00012786 | 0.00012077 | 0.00013409 | 0.00013275 | 0.00013345 | 0.00011622 | 0.00012915 | 0.00011622 | 0.00011819 | 0.00011847 | 0.00011872 | 0.00013361 | 0.00011942 | 0.00010683 | 0.00010555 | 0.0001183 | 0.00010281 | 0.00011995 | 0.00012878 | 0.00012579 | 0.00010847 | 0.00010652 | 0.0001281 | 0.00013412 | 0.00011637 | 0.00012497 | 0.00013207 | 0.00012253 | 0.00014448 | 0.00013786 | 9.1097e-05 | 0.00012647 | 0.00010783 | 0.00014519 | 0.00012004 | 0.0001021 | 0.00012008 | 8.8817e-05 | 0.00013527 | 0.00012028 | 0.00011533 | 0.00013341 | 0.00012634 | 0.00013474 | 0.00015211 | 0.00012717 | 0.00010425 | 0.00012296 | 0.000116 | 0.00012749 | 0.00012958 | 0.00012398 | 0.00011992 | 0.00010596 | 0.00013533 | 0.00011842 | 0.00013266 | 0.0001231 | 0.00010477 | 0.00011913 | 9.4643e-05 | 0.00013284 | 0.00014191 | 0.00012498 | 0.00013808 | 0.00010971 | 0.00012046 | 0.00015425 | 0.00012448 | 0.00013473 | 0.00014025 | 0.00012121 | 0.00011455 | 0.00011717 | 0.00011597 | 0.00011313 | 0.00013272 | 0.00011139 | 0.00010662 | 0.00015431 | 0.00012785 | 0.00011253 | 0.00011206 | 0.00011584 | 0.00012141 | 0.00012763 | 0.00011759 | 0.00012967 | 0.00012042 | 0.00010831 | 0.00012967 | 0.00011025 | 0.00012447 | 0.00012915 | 0.00014016 | 0.00012783 | 0.00012363 | 0.00013562 | 0.00010981 | 0.00011495 | 0.00012176 | 0.00011645 | 0.00012307 | 0.00011983 | 0.00012347 | 0.00012599 | 0.0001052 | 0.0001007 | 9.4907e-05 | 0.00010738 | 9.8357e-05 | 0.00012717 | 0.00013414 | 0.00012475 | 0.00011639 | 0.0001173 | 0.00011985 | 0.00012612 | 0.00011513 | 0.00010459 | 0.00011873 | 0.00010052 | 0.00011191 | 0.00011216 | 0.00013818 | 9.4118e-05 | 0.00012447 | 0.00011853 | 0.00012197 | 0.00012655 | 0.00012041 | 0.00012144 | 0.00012012 | 0.00010909 | 0.0001239 | 0.00012848 | 0.00014171 | 0.000137 | 0.00012549 | 0.00012026 | 9.992e-05 | 0.00010676 | 0.00013714 | 0.00011607 | 0.00011203 | 0.00012883 | 0.00012528 | 0.00011675 | 0.00011449 | 0.00012599 | 0.00013579 | 0.00012124 | 0.00012082 | 9.8395e-05 | 0.00011622 | 0.00012234 | 0.00010769 | 0.00013267 | 0.00010501 | 0.00010596 | 0.00011644 | 9.1973e-05 | 0.00011526 | 0.00013094 | 0.00011725 | 0.00012458 | 0.00012327 | 0.00013043 | 9.9798e-05 | 0.00013465 | 0.00012884 | 0.00011871 | 0.00012575 | 0.00011803 | 0.00013766 | 0.00011217 | 0.00011017 | 0.00012067 | 0.00013585 | 0.0001225 | 0.00011027 | 0.00010796 | 0.00012678 | 0.00012763 | 0.00010742 | 0.00011378 | 0.00012354 | 0.00013802 | 0.00012674 | 0.00012757 | 0.00012096 | 0.00012219 | 0.00012395 | 0.00011538 | 0.00011925 | 0.00012217 | 0.0001191 | 0.00012814 | 0.00011903 | 0.00012171 | 0.00010517 | 0.00011348 | 0.00010804 | 0.00010934 | 0.00012417 | 0.00012411 | 0.00013744 | 0.00011661 | 0.00011433 | 0.00012536 | 0.00011765 | 0.0001209 | 0.00012723 | 0.00010837 | 0.00010957 | 0.00013983 | 0.00011798 | 0.00012219 | 0.00012785 | 0.00011757 | 0.00011583 | 0.00010724 | 0.0001235 | 0.00010938 | 0.00011695 | 0.00014147 | 0.00012484 | 0.00010686 | 0.00012941 | 0.00013124 | 0.00011868 | 0.00012456 | 0.0001354 | 0.00010265 | 0.00013464 | 0.0001348 | 0.00012247 | 0.00013455 | 0.00012779 | 0.00010937 | 0.00011814 | 0.00011852 | 8.9282e-05 | 0.00014996 | 0.00010915 | 0.00012057 | 0.00012984 | 0.00013619 | 9.6313e-05 | 0.00011593 | 0.00013121 | 0.00012755 | 0.00011475 | 0.0001349 | 0.0001277 | 0.00011279 | 0.00011237 | 0.00010032 | 0.00013086 | 0.00012684 | 0.00011989 | 0.00012359 | 9.535e-05 | 0.00011884 | 0.00010882 | 0.00012152 | 0.0001058 | 0.00012929 | 9.9786e-05 | 0.00012391 | 0.0001229 | 0.00011593 | 0.00012749 | 0.00012104 | 0.00012418 | 0.00011376 | 0.00013521 | 0.00010936 | 0.00011872 | 0.00010231 | 0.00010717 | 0.00013258 | 0.00012541 | 0.00012634 | 0.00011732 | 0.00012278 | 0.00012003 | 0.00013623 | 0.00010428 | 9.35e-05 | 0.00011158 | 0.00011596 | 0.00011771 | 9.5231e-05 | 9.3267e-05 | 0.00013064 | 0.00013769 | 0.00010606 | 0.00011241 | 9.8797e-05 | 0.00014278 | 0.00011762 | 0.00012491 | 0.00013607 | 0.0001395 | 0.00012039 | 0.00010267 | 0.00012052 | 0.00013423 | 0.00010622 | 0.00012733 | 0.00011792 | 0.00011758 | 0.00011067 | 0.00012277 | 0.00010879 | 0.00011599 | 0.0001171 | 0.00012892 | 0.00013166 | 0.00012087 | 0.00012962 | 0.0001142 | 0.00013484 | 0.00012879 | 0.00012895 | 0.00012508 | 0.00012196 | 0.00011787 | 0.00013411 | 0.00012527 | 0.00012544 | 0.00011039 | 0.00011911 | 0.00012654 | 0.00011975 | 9.4926e-05 | 0.00010713 | 0.00011313 | 0.00012381 | 0.00011134 | 0.00012967 | 0.00012808 | 0.00012018 | 0.0001219 | 0.00012728 | 0.00013007 | 0.00012212 | 9.5373e-05 | 0.00012975 | 0.00013077 | 0.0001397 | 0.0001301 | 0.00011053 | 0.00012566 | 0.00013623 | 9.7035e-05 | 0.00010091 | 0.00013492 | 0.00012607 | 0.00013149 | 0.00012737 | 0.00012671 | 0.00011942 | 0.00011361 | 0.00011806 | 0.0001192 | 0.00010326 | 0.00013986 | 0.00011442 | 0.00012084 | 0.00012935 | 0.00011471 | 0.00013009 | 0.00012384 | 0.00012313 | 0.00013207 | 0.00013642 | 0.00011613 | 0.00014221 | 0.00015252 | 0.00011583 | 0.00011003 | 0.00011641 | 0.00012884 | 0.00011625 | 0.00012431 | 0.00010381 | 0.00012518 | 0.00012972 | 0.00013018 | 0.00012335 | 0.00011417 | 0.00010028 | 0.00012521 | 0.00012301 | 0.00011724 | 0.00011901 | 0.00012071 | 0.00011156 | 0.00011848 | 0.00012266 | 0.00011823 | 0.00012216 | 0.00011226 | 0.00013266 | 0.00012407 | 0.00013036 | 0.00011918 | 0.00011388 | 9.8889e-05 | 0.00011468 | 0.00011262 | 0.00011943 | 0.0001263 | 0.0001215 | 0.00014493 | 0.00014006 | 0.00011425 | 0.0001343 | 0.00012401 | 0.00014066 | 0.00012758 | 0.00011299 | 0.00011667 | 0.00012721 | 0.000103 | 0.00011934 | 0.00011939 | 0.00011643 | 0.0001125 | 9.1535e-05 | 0.00011372 | 0.00010926 | 0.00013396 | 0.00011027 | 0.00011054 | 0.0001108 | 0.00012021 | 0.00011864 | 0.00014792 | 0.00013081 | 0.00012556 | 9.638e-05 | 0.00014584 | 0.00011267 | 0.00012866 | 0.0001159 | 0.00011332 | 0.0001206 | 0.00011886 | 0.000124 | 0.00013267 | 0.00011105 | 0.00010797 | 0.00010924 | 0.00011101 | 0.00013143 | 0.00013561 | 0.00011957 | 0.00012778 | 0.00011412 | 0.00013273 | 0.00012076 | 0.00010665 | 0.00011328 | 0.0001348 | 0.00012748 | 0.00010684 | 0.00011803 | 0.00012047 | 0.00010189 | 0.000126 | 0.00012096 | 0.00011313 | 0.00012156 | 0.00011716 | 0.00010309 | 0.00012715 | 0.000136 | 0.00013796 | 0.00012432 | 0.00012211 | 0.00012422 | 0.00011119 | 0.00012166 | 0.00013427 | 0.00011116 | 0.0001193 | 0.00012431 | 0.00011145 | 0.00011051 | 0.00012659 | 0.00013193 | 0.00011083 | 0.0001352 | 0.00010432 | 0.00010871 | 0.00011042 | 0.00011316 | 0.00010802 | 0.00011372 | 0.00012784 | 0.00011826 | 0.0001208 | 0.00012878 | 0.00010375 | 0.0001123 | 0.00012389 | 0.00011746 | 0.00011759 | 0.00014713 | 0.00010717 | 0.00010617 | 0.00011402 | 0.00012856 | 0.00013057 | 0.00011886 | 0.00010908 | 0.00014646 | 9.7486e-05 | 0.00010981 | 0.000117 | 0.00010852 | 0.00011318 | 0.00010965 | 0.00012258 | 0.0001202 | 0.00014239 | 0.00012147 | 0.00011348 | 0.00010772 | 0.00012657 | 0.00011387 | 0.00012407 | 0.00013075 | 0.00011401 | 0.00012241 | 0.00013889 | 0.00012756 | 0.00012822 | 0.00012532 | 0.00011009 | 0.00010802 | 0.00012481 | 0.00013406 | 0.0001261 | 0.00011122 | 0.00011597 | 0.0001375 | 0.00012594 | 0.00011565 | 0.00011657 | 0.00011672 | 0.00011033 | 0.00012501 | 0.00012458 | 0.00010487 | 0.00013778 | 0.0001309 | 0.0001419 | 0.00012628 | 0.00011886 | 0.00011731 | 0.00011675 | 0.00012147 | 0.00013186 | 0.00011975 | 0.00012378 | 0.0001239 | 0.0001269 | 0.00012125 | 0.00010773 | 0.00012008 | 0.00014551 | 0.00010927 | 0.00012443 | 0.00013523 | 0.00012277 | 0.00010964 | 0.00011052 | 0.00014222 | 0.00012791 | 0.00011862 | 0.00011084 | 0.00013707 | 0.00011487 | 0.00010058 | 0.00011801 | 0.00013341 | 0.0001068 | 0.00014156 | 0.00012371 | 0.00011823 | 0.00011364 | 0.00010274 | 0.00011608 | 0.00011257 | 0.00012389 | 0.00014612 | 0.00011024 | 0.00012027 | 0.00011239 | 0.00010417 | 0.00010369 | 0.00014152 | 0.00012056 | 0.00012642 | 0.00011423 | 0.00011758 | 0.00010986 | 0.00012719 | 0.00012567 | 0.00013016 | 0.00012995 | 0.0001125 | 0.0001319 | 0.00013035 | 0.00010025 | 0.00013985 | 0.00013126 | 0.00013808 | 0.00010064 | 0.0001197 | 0.00013745 | 0.00012896 | 9.2506e-05 | 0.0001228 | 0.00012343 | 0.00011528 | 0.00010507 | 0.00010766 | 0.00012064 | 0.00012545 | 0.00013883 | 0.00014301 | 0.00013396 | 0.00012723 | 0.00010597 | 0.00011944 | 0.00014313 | 0.00012208 | 0.00013289 | 0.00011811 | 0.00010832 | 0.00012891 | 0.00013068 | 0.00012036 | 0.0001193 | 0.00011633 | 0.000121 | 0.000138 | 0.00011072 | 0.00011033 | 0.00015501 | 0.00011328 | 0.00012695 | 9.8506e-05 | 0.00011961 | 0.00013456 | 0.00012875 | 0.00012673 | 0.00012127 | 0.00012904 | 0.00011596 | 0.00011207 | 0.00012902 | 0.00010808 | 0.0001171 | 0.00013362 | 0.00012688 | 0.00012022 | 0.00012082 | 0.00011301 | 0.00011774 | 0.00011926 | 0.00012197 | 0.00011763 | 0.00012169 | 0.0001273 | 0.00011496 | 0.00011759 | 0.00012271 | 0.00011335 | 0.0001182 | 0.00010402 | 0.0001223 | 0.00012508 | 0.00012502 | 9.9005e-05 | 9.7125e-05 | 0.00010957 | 0.00011621 | 0.00011517 | 0.00010147 | 0.0001101 | 0.00013845 | 0.00012833 | 9.7875e-05 | 0.00011414 | 0.00010825 | 9.9921e-05 | 0.00011969 | 9.925e-05 | 0.00013844 | 0.00011418 | 0.00013376 | 0.00012887 | 0.00012111 | 0.00013816 | 0.00010968 | 0.00012702 | 0.00011759 | 0.00012158 | 0.00012663 | 0.00012725 | 0.00011407 | 0.00013219 | 0.00010903 | 0.00013025 | 0.00011104 | 0.00013389 | 0.00013023 | 0.00011183 | 0.00013579 | 0.00012137 | 0.00011971 | 0.00010973 | 0.00010847 | 0.00011532 | 0.00012676 | 9.1641e-05 | 9.8692e-05 | 0.00011208 | 0.00011818 | 0.00012548 | 0.00013546 | 0.00011704 | 0.00012903 | 0.00011687 | 0.0001057 | 0.00010824 | 0.00012793 | 9.5425e-05 | 0.00012135 | 0.00010699 | 0.0001238 | 0.0001118 | 0.00012624 | 0.00012398 | 0.00012321 | 0.00012489 | 0.00013362 | 0.00011085 | 0.00011023 | 0.00010572 | 0.00010481 | 0.00014122 | 0.00010063 | 0.00010872 | 0.00011055 | 0.00012044 | 0.00012106 | 0.00010885 | 0.00011991 | 0.00014082 | 0.00011731 | 0.00011524 | 8.2837e-05 | 0.00010542 | 0.00012324 | 9.6958e-05 | 0.00012449 | 0.00012635 | 0.00011266 | 0.00011938 | 0.00014204 | 0.00011189 | 0.00014239 | 0.00012931 | 9.837e-05 | 0.00011747 | 0.00011098 | 0.00011911 | 0.00012764 | 0.00011461 | 0.00011034 | 0.00010156 | 0.00010813 | 0.00013275 | 0.00011947 | 0.00013418 | 0.00013182 | 0.00013727 | 0.00011362 | 9.7718e-05 | 0.00013777 | 0.0001118 | 0.00012263 | 0.0001108 | 0.00013323 | 0.00011509 | 0.00010361 | 0.000126 | 0.00011935 | 0.00012038 | 0.0001234 | 0.00013417 | 0.00013625 | 0.00014648 | 0.00013141 | 0.00015582 | 0.00011713 | 0.00011532 | 0.00013461 | 0.00010639 | 0.00010321 | 0.00010822 | 0.00011059 | 0.00013503 | 9.0643e-05 | 0.00010572 | 0.00012248 | 0.00012253 | 0.00012101 | 0.00013297 | 0.00011663 | 0.00012029 | 0.00010996 | 0.00011306 | 0.0001398 | 0.00011329 | 0.0001016 | 9.7041e-05 | 0.00013926 | 0.00011622 | 0.00011171 | 0.00011424 | 0.00011132 | 0.00011079 | 0.00011802 | 0.00012239 | 0.00010161 | 9.2773e-05 | 0.00011062 | 0.00013982 | 0.00012985 | 9.9618e-05 | 0.00013421 | 0.00014065 | 0.00012257 | 0.00010795 | 0.00011609 | 0.00012114 | 0.00011181 | 0.00013826 | 0.00012958 | 0.0001115 | 0.00012211 | 0.00012501 | 0.00011857 | 0.00011109 | 0.00011935 | 0.00010777 | 0.00013408 | 0.00014441 | 0.00013812 | 0.00010906 | 0.00013387 | 0.00011822 | 0.00011149 | 0.00012968 | 0.00012072 | 0.00014356 | 0.00012308 | 0.0001134 | 0.00012805 | 0.00012557 | 0.00012922 | 0.00011428 | 0.00010859 | 0.0001119 | 8.9761e-05 | 0.00016045 | 0.00012833 | 0.00012655 | 0.00013643 | 0.00011709 | 0.00011696 | 0.00012972 | 0.00013434 | 9.0145e-05 | 0.00011284 | 0.00011609 | 0.00010709 | 0.00014525 | 0.00012537 | 0.00012859 | 0.00012879 | 0.00012043 | 0.00013181 | 0.00012003 | 0.0001122 | 0.0001042 | 0.00012219 | 0.00012368 | 0.00011969 | 9.3401e-05 | 0.00012769 | 0.00012962 | 0.00012724 | 0.00011735 | 0.00011268 | 9.9727e-05 | 0.00011844 | 0.00013676 | 0.0001427 | 0.00010708 | 0.00013571 | 0.00012203 | 0.00013358 | 0.00013978 | 0.000119 | 0.00011822 | 0.0001113 | 0.00010855 | 0.00011826 | 0.00012018 | 0.00011276 | 0.00012473 | 0.00012568 | 0.00012407 | 0.00010346 | 0.0001093 | 0.00013122 | 0.00012356 | 0.00010683 | 0.00012469 | 0.0001155 | 0.00013477 | 0.00013339 | 0.0001172 | 0.00014249 | 0.00012216 | 0.00013101 | 0.00010682 | 0.0001155 | 0.00011735 | 0.00012012 | 0.00013586 | 0.00013583 | 0.00011714 | 0.00012559 | 0.00013412 | 0.00010772 | 0.00011449 | 0.00012554 | 0.00011043 | 0.00011383 | 0.00012209 | 9.9186e-05 | 0.00015932 | 0.00011614 | 0.00010566 | 0.00010962 | 0.00011646 | 0.00010677 | 0.00011865 | 0.00011458 | 0.00014152 | 0.00010248 | 0.00011571 | 0.00014067 | 0.00013023 | 0.00010875 | 0.00013587 | 0.00011487 | 0.00011898 | 0.00011817 | 0.00011396 | 0.00011988 | 0.00011134 | 0.00012343 | 0.00011724 | 0.00010257 | 0.00011945 | 0.00012035 | 0.00011471 | 9.3343e-05 | 0.00013297 | 0.00011028 | 9.0858e-05 | 0.00013882 | 0.00014328 | 0.00014046 | 0.00013003 | 0.00011586 | 0.00011735 | 0.00012117 | 0.00011378 | 0.00011569 | 0.00011747 | 0.00013082 | 0.00013488 | 0.00011249 | 0.00014638
Mean occupant ventilation rate | q_bar | normal | 0.00012133 | 1.2133e-05 | m3/s | Ventilation rates from Adams (1993) | q_bar | 9.8966e-05 | 0.00012199 | 0.00013897 | 0.00012165 | 0.00011239 | 0.00012727 | 0.00011815 | 0.00012789 | 0.00011546 | 0.00014071 | 0.00013753 | 0.00010939 | 0.00011761 | 0.00013638 | 0.00013708 | 0.00011975 | 9.7981e-05 | 0.00010898 | 0.00012437 | 0.00011173 | 0.00011928 | 0.00012098 | 0.00013903 | 0.0001337 | 0.00012485 | 0.00010415 | 0.00011617 | 0.00010841 | 0.00013432 | 0.00011663 | 0.00012626 | 0.00013237 | 0.00012307 | 0.00010457 | 0.00012477 | 0.00014268 | 0.0001333 | 0.00013226 | 0.00013361 | 0.00013667 | 0.00012719 | 0.00014727 | 0.00013498 | 0.00014248 | 0.00011877 | 0.00013973 | 0.00013499 | 0.00011263 | 9.8835e-05 | 0.000104 | 0.00011521 | 0.00014282 | 0.00014458 | 0.00011478 | 0.0001176 | 0.00012925 | 0.00011643 | 0.00011638 | 0.00010663 | 0.00011062 | 9.2222e-05 | 0.00012908 | 0.00012689 | 0.00011716 | 0.00011591 | 8.9014e-05 | 0.00011276 | 0.000123 | 0.00010743 | 0.00011748 | 0.00011176 | 0.00013344 | 0.00011128 | 0.00014627 | 0.00011699 | 0.00011403 | 0.00010986 | 0.00015243 | 0.00012316 | 0.00013244 | 0.00012972 | 0.00011642 | 0.00011097 | 0.00012918 | 0.00013298 | 0.00011847 | 0.00011946 | 0.00012375 | 0.0001422 | 0.00011106 | 0.00013154 | 0.00010005 | 0.0001266 | 0.0001437 | 0.00014049 | 0.00013821 | 0.0001384 | 0.00012171 | 0.0001275 | 0.0001158 | 0.00014563 | 0.00013418 | 0.00013923 | 0.00011563 | 0.00012474 | 0.00012876 | 0.00012656 | 0.00011596 | 0.00010584 | 0.00010777 | 0.0001042 | 0.00010928 | 0.0001268 | 0.00011136 | 0.00012939 | 0.00011264 | 0.00012115 | 0.00011957 | 0.00012259 | 0.00013523 | 9.9437e-05 | 0.0001325 | 0.00012797 | 0.00012102 | 0.00010694 | 0.00010723 | 0.00011789 | 0.00014064 | 9.7804e-05 | 0.00011212 | 0.0001041 | 0.00011853 | 0.0001301 | 0.00014306 | 0.00013608 | 0.00010472 | 0.00014206 | 0.00012594 | 0.00012196 | 0.00015347 | 0.00012273 | 0.0001181 | 0.0001126 | 0.0001251 | 0.00012862 | 0.00012123 | 0.00011168 | 0.00013265 | 0.0001296 | 0.00014198 | 0.0001037 | 0.00011371 | 0.00014066 | 0.00011361 | 0.00012711 | 0.00010447 | 0.00012884 | 0.00011396 | 0.00012296 | 0.00015393 | 0.00011572 | 0.00013475 | 0.00014212 | 9.4292e-05 | 0.0001419 | 0.00012442 | 0.00012937 | 0.00010368 | 0.00013889 | 0.00012539 | 0.00012832 | 0.00011515 | 0.00012635 | 0.0001029 | 0.00012354 | 0.00012522 | 0.00013919 | 0.00013321 | 0.00011461 | 0.00012342 | 0.00012211 | 0.00013427 | 0.0001319 | 0.00012409 | 0.00012964 | 0.00011676 | 0.0001083 | 0.00011591 | 0.00014096 | 0.00013309 | 0.00013581 | 0.00010244 | 0.0001123 | 0.00010992 | 0.00013228 | 0.00012256 | 0.00012411 | 0.00012907 | 0.00010909 | 0.00011683 | 9.9042e-05 | 0.000118 | 0.00013367 | 9.7183e-05 | 0.00013859 | 0.00011545 | 0.00014305 | 0.00013252 | 0.00011664 | 0.00012998 | 0.00010106 | 0.00013886 | 0.00012255 | 0.00014217 | 0.0001223 | 0.00012917 | 0.00011591 | 0.00010706 | 0.00011062 | 0.00010819 | 0.00013512 | 0.00012338 | 0.00012509 | 0.00013637 | 0.00010616 | 0.00012887 | 0.00013205 | 0.00012143 | 0.00010837 | 0.0001419 | 0.00013573 | 0.00012794 | 0.00013193 | 0.0001219 | 0.00013577 | 0.00011857 | 0.00011459 | 0.00011763 | 0.00011027 | 0.00011265 | 0.00012345 | 0.00010852 | 0.00011726 | 0.00011967 | 0.00012442 | 0.0001166 | 0.00012664 | 0.00011456 | 0.00012573 | 0.00011925 | 0.00012238 | 0.00012463 | 0.00011086 | 0.00012049 | 0.0001196 | 0.00010801 | 0.00013199 | 0.00010314 | 0.00010375 | 0.00011865 | 0.00013191 | 0.00012022 | 0.000123 | 0.00011173 | 0.00013455 | 0.00010376 | 0.00015179 | 0.00011332 | 0.00012203 | 0.00010861 | 0.00014653 | 0.00010766 | 0.00011681 | 0.00012157 | 0.00012118 | 0.00011675 | 0.00012977 | 0.00013637 | 0.00013321 | 0.00010531 | 0.00010818 | 0.00013086 | 0.00013874 | 0.00012196 | 0.0001367 | 0.00013509 | 0.00011954 | 0.00010781 | 0.00010857 | 0.00010988 | 0.00014609 | 0.00011521 | 0.00012255 | 0.00011651 | 0.00013911 | 0.0001483 | 0.00013946 | 0.00012531 | 0.00013098 | 0.00012652 | 0.00010544 | 0.00014735 | 0.00011006 | 0.0001139 | 0.00011964 | 0.00012521 | 0.00012695 | 0.00010279 | 0.00010798 | 0.00011581 | 0.00013871 | 0.00011628 | 0.00011271 | 0.00010008 | 0.00012829 | 0.00011402 | 0.00013987 | 0.00012883 | 0.00011346 | 0.00014306 | 0.00012472 | 0.00012878 | 0.00013087 | 0.00014801 | 0.00010035 | 0.00012991 | 0.00011056 | 0.00010825 | 0.00011869 | 0.00011423 | 0.00011888 | 0.00010069 | 0.00012639 | 0.00012584 | 0.00013361 | 0.0001114 | 0.00013139 | 0.00013434 | 0.00010083 | 0.0001097 | 0.00011488 | 0.00013436 | 0.00012872 | 0.00011339 | 0.0001118 | 0.00011979 | 0.00010341 | 0.00011283 | 0.00012933 | 0.00011136 | 0.00012146 | 0.00012007 | 0.00010312 | 0.00011072 | 0.00011149 | 0.00010175 | 0.00011861 | 0.0001311 | 0.00013485 | 0.00012978 | 0.00012301 | 0.0001483 | 0.00012713 | 9.3153e-05 | 0.0001208 | 0.00013297 | 0.00010854 | 0.00013238 | 0.00012366 | 0.00013095 | 0.00011566 | 0.00010977 | 0.00011378 | 0.00010898 | 0.00013564 | 0.00013577 | 0.00011073 | 0.00014472 | 0.00012668 | 0.00010731 | 0.00013307 | 0.00013651 | 0.00011915 | 0.00012391 | 0.00011674 | 0.00014423 | 0.00011686 | 0.00013252 | 0.00014233 | 0.00014374 | 0.00012104 | 0.00012298 | 0.00013218 | 0.00011578 | 0.00014173 | 0.00011363 | 0.00011426 | 0.00012395 | 0.00011527 | 0.00013292 | 0.00012113 | 0.00011526 | 0.00012486 | 0.00012553 | 0.00012992 | 0.00012142 | 0.00012102 | 0.00015869 | 0.0001278 | 0.0001149 | 0.00011466 | 0.00010367 | 0.00011332 | 0.00010507 | 0.00012994 | 0.0001106 | 0.00013951 | 0.00011273 | 0.00012774 | 0.00011721 | 0.00012217 | 0.00010731 | 0.00010533 | 0.00012481 | 0.00010575 | 0.00011615 | 0.00010182 | 0.00012334 | 0.00014756 | 0.0001066 | 0.00010639 | 0.00011226 | 0.00010457 | 0.00013675 | 0.00011977 | 0.00011933 | 0.00012317 | 0.00011014 | 0.00012661 | 0.00010874 | 0.00011038 | 0.00013641 | 0.00012514 | 0.0001359 | 0.00012539 | 0.00012502 | 0.00011713 | 0.00012687 | 0.00010637 | 0.00014326 | 0.00013011 | 0.00012134 | 0.00011772 | 0.00012484 | 0.00013081 | 0.00010436 | 0.0001477 | 0.00012855 | 0.00013369 | 0.00011986 | 0.00011659 | 0.00013982 | 0.00012257 | 0.00011406 | 0.00011799 | 0.00012467 | 0.00013352 | 0.00010999 | 0.00012496 | 0.00010567 | 0.000111 | 0.00011547 | 0.00010578 | 0.00012445 | 0.00010937 | 0.00011635 | 0.00011485 | 0.00013577 | 0.00012241 | 0.00012143 | 0.00012244 | 0.00010947 | 0.00012262 | 0.00012249 | 0.00013038 | 0.00011447 | 0.00011964 | 0.00011542 | 0.00011832 | 0.00012527 | 0.00012602 | 0.00012063 | 0.00012811 | 0.00012009 | 0.00011888 | 0.00013394 | 0.00012019 | 0.00011312 | 0.00012154 | 9.7004e-05 | 0.00012361 | 0.00012965 | 0.00013 | 0.0001302 | 0.00012347 | 0.00013909 | 0.00012037 | 0.00012312 | 0.00013021 | 0.00010926 | 0.00013678 | 0.00014662 | 0.00011602 | 0.00012972 | 0.00013797 | 0.00012313 | 0.00010653 | 0.0001227 | 9.9111e-05 | 0.00013757 | 0.00012839 | 0.00012182 | 0.00011154 | 0.00012096 | 0.00012491 | 0.00013302 | 0.00010783 | 0.00012122 | 0.00013509 | 0.00010937 | 0.00013337 | 0.00012615 | 0.00011678 | 0.00011944 | 0.00010413 | 0.00010853 | 0.00011929 | 0.00010555 | 0.00012152 | 0.00011792 | 0.00011466 | 0.0001166 | 0.00011197 | 0.00010308 | 0.00011987 | 0.00010381 | 0.00011772 | 0.0001114 | 0.00012016 | 9.9455e-05 | 0.00014265 | 0.00010591 | 0.00013513 | 0.00013542 | 0.00013508 | 0.00012655 | 0.00010418 | 0.00012252 | 0.00010102 | 0.00010331 | 0.00010274 | 0.00010522 | 0.00013829 | 0.00011622 | 0.00012 | 0.00012291 | 0.0001296 | 0.0001387 | 0.00014389 | 0.00012481 | 0.0001222 | 0.00011848 | 0.0001342 | 0.0001135 | 0.00012749 | 0.00011196 | 0.00013158 | 0.00014218 | 0.00013578 | 0.00013838 | 0.00012822 | 0.0001152 | 0.00012241 | 0.00010142 | 0.00011604 | 0.00011146 | 0.00011682 | 0.00012165 | 0.00011908 | 0.00013247 | 0.00014965 | 0.00013562 | 0.00013085 | 0.00013608 | 0.00011722 | 0.00011442 | 0.00011709 | 0.00011788 | 0.00012674 | 0.00013242 | 0.00011065 | 0.00015128 | 0.00012048 | 0.00013105 | 0.00012499 | 0.0001406 | 0.00011654 | 0.00012693 | 0.00010914 | 9.3668e-05 | 0.00010956 | 0.00013305 | 0.00011967 | 0.00013182 | 0.00012303 | 0.00013254 | 0.00012779 | 0.00013118 | 0.00010799 | 0.00013002 | 0.00012682 | 0.00010101 | 0.00010398 | 0.00011923 | 0.00010751 | 9.9823e-05 | 0.00011437 | 8.8409e-05 | 0.00010425 | 0.00013094 | 0.00011944 | 0.00012588 | 0.00014734 | 0.00010762 | 0.00010817 | 0.00012556 | 0.00013462 | 0.00012637 | 0.00013228 | 0.00011136 | 0.00013982 | 0.00011374 | 0.00015127 | 0.00011668 | 0.00010333 | 0.00010431 | 0.0001245 | 0.00012084 | 0.00011645 | 0.00012832 | 0.00012058 | 0.00011235 | 0.00011236 | 0.00011169 | 0.00011668 | 0.00011634 | 0.00012342 | 0.00011591 | 0.0001184 | 0.00010758 | 0.00011585 | 0.00012403 | 0.00013798 | 0.00011381 | 0.00012764 | 0.00013593 | 0.00011367 | 0.00011056 | 0.00010704 | 0.00012123 | 9.828e-05 | 0.00014283 | 0.00010867 | 0.00011448 | 0.00013395 | 0.00014385 | 0.00012039 | 0.00011096 | 0.00011756 | 0.00013949 | 0.00013052 | 0.00012909 | 0.00014006 | 0.0001383 | 0.00013659 | 0.00012106 | 0.00012105 | 0.00012168 | 0.00013835 | 0.00010608 | 0.00013036 | 0.00014079 | 0.00011303 | 0.00012551 | 0.00011333 | 0.00010824 | 0.00010635 | 0.00011908 | 0.00011115 | 0.00011588 | 0.00011097 | 0.00011443 | 0.00014304 | 0.00010794 | 0.0001168 | 0.00011378 | 0.00012216 | 0.00012869 | 0.00011358 | 0.00011572 | 0.00013937 | 0.00012463 | 0.00013117 | 0.0001051 | 0.00014092 | 0.00010666 | 0.00013073 | 0.00011195 | 0.00012763 | 0.00012436 | 0.00011095 | 0.00012341 | 0.00012819 | 0.00010399 | 0.00012293 | 0.00010532 | 0.00012014 | 0.00011437 | 0.00012566 | 0.0001144 | 0.00011241 | 9.5423e-05 | 0.00013906 | 0.00011789 | 0.00012682 | 0.00011722 | 0.00013668 | 0.00012885 | 0.00012465 | 0.00015287 | 0.00011237 | 0.00011241 | 0.00012288 | 0.00012845 | 0.00015373 | 0.00012504 | 0.00011788 | 0.00010997 | 0.00011998 | 0.00012654 | 0.00012205 | 0.0001079 | 0.00013886 | 0.00013929 | 0.00012796 | 0.00011651 | 9.8789e-05 | 0.00013768 | 0.00012452 | 9.7428e-05 | 0.00013684 | 0.00011617 | 0.00011014 | 0.0001305 | 0.00011968 | 0.00010612 | 0.000128 | 0.00012418 | 0.00012745 | 0.00012553 | 0.00011971 | 0.00012026 | 0.00012932 | 0.00011614 | 0.00012773 | 0.00011475 | 0.00013075 | 0.00012372 | 0.00012988 | 0.00014514 | 0.00011829 | 0.0001338 | 0.00013016 | 0.00011436 | 0.00011395 | 0.00011303 | 9.645e-05 | 0.00011798 | 0.00012925 | 0.00013114 | 0.00011645 | 0.00013298 | 0.00011124 | 0.00012657 | 0.00013814 | 0.0001199 | 0.00011004 | 0.00011966 | 0.00011584 | 9.5031e-05 | 0.00011952 | 0.00012476 | 0.00011202 | 0.00010983 | 0.00011709 | 0.00011349 | 0.0001325 | 0.00010306 | 0.00012499 | 0.00010575 | 0.00010947 | 0.00010675 | 0.00013113 | 0.00011248 | 0.00012602 | 0.00011177 | 0.00012156 | 0.0001144 | 0.0001083 | 0.0001087 | 0.0001067 | 0.00011156 | 0.00013789 | 0.00012081 | 0.00011349 | 0.00011035 | 0.0001167 | 0.00013252 | 0.00011666 | 0.00011811 | 0.00013693 | 0.0001142 | 0.00013327 | 0.00012301 | 0.00011788 | 0.0001103 | 0.00012673 | 0.00011931 | 0.00011238 | 0.00012555 | 0.0001189 | 0.00012476 | 0.00012093 | 0.00013733 | 0.00010522 | 0.00013168 | 0.00013121 | 0.00011611 | 0.00012079 | 0.00013271 | 0.00015409 | 0.00011779 | 0.00013857 | 0.00010173 | 0.00012731 | 0.00010508 | 0.00012444 | 0.0001266 | 0.00011582 | 0.00012545 | 0.00012971 | 0.00013226 | 0.00011879 | 0.00013081 | 0.0001296 | 0.00011232 | 0.00011705 | 9.6877e-05 | 0.0001205 | 0.00011283 | 0.00013219 | 0.00011573 | 0.00011101 | 0.00013361 | 0.00013278 | 0.00013003 | 0.00012119 | 0.00012021 | 0.00011229 | 0.0001115 | 0.00011834 | 0.00012395 | 0.00012566 | 0.00012775 | 9.7247e-05 | 9.7905e-05 | 0.00010925 | 0.00011562 | 0.0001417 | 0.00013738 | 0.00010252 | 0.00012963 | 0.00010583 | 0.00012053 | 0.00011544 | 0.00011065 | 0.00011288 | 0.00013599 | 0.00013197 | 0.00013779 | 0.00013088 | 0.00014564 | 0.00011612 | 0.00011744 | 0.00011373 | 0.00010377 | 0.00012494 | 0.00011904 | 0.0001287 | 0.00011789 | 0.0001109 | 0.0001425 | 0.00013285 | 0.00011989 | 0.00013516 | 0.00011872 | 0.00012262 | 0.00010152 | 0.00010951 | 0.00014559 | 0.00013675 | 0.0001142 | 0.00010972 | 0.00011697 | 0.0001193 | 0.0001292 | 9.9621e-05 | 0.00010195 | 0.00013288 | 0.00012332 | 0.00013997 | 0.00012855 | 9.6535e-05 | 0.00013526 | 0.00011256 | 0.00012874 | 0.00010844 | 0.00012256 | 0.00012663 | 0.00011438 | 9.6768e-05 | 0.00012875 | 0.00011395 | 0.00010823 | 0.00010499 | 0.00013925 | 0.00011339 | 0.00011186 | 0.0001384 | 0.00014116 | 0.0001218 | 0.00013644 | 0.00012214 | 0.00013866 | 0.00011047 | 0.00010381 | 0.00014048 | 0.00012383 | 0.00012511 | 0.0001346 | 0.00011914 | 0.00011552 | 0.00012088 | 0.00010861 | 0.00012458 | 0.00011734 | 0.00012416 | 0.00012455 | 0.00010712 | 0.00013342 | 0.00013428 | 0.0001502 | 0.00014034 | 0.00013034 | 0.00011627 | 0.00012187 | 0.00011702 | 0.00011921 | 0.00010628 | 0.00011734 | 0.0001305 | 0.00011328 | 9.4552e-05 | 0.00013722 | 0.00012292 | 0.00012417 | 0.00013835 | 0.0001222 | 0.00014005 | 0.0001228 | 0.00011739 | 0.00011435 | 0.00012343 | 0.00012612 | 0.00011189 | 0.00012379 | 0.00014357 | 0.00012394 | 0.00011548 | 0.00013194 | 0.0001317 | 0.00014365 | 0.00010259 | 0.00012099 | 0.00013015 | 0.00011836 | 0.00013363 | 0.00011623 | 0.00011147 | 0.00010822 | 0.00013126 | 0.00013199 | 0.00014022 | 0.00014212 | 0.00010627 | 0.00012 | 0.00011276 | 0.00012844 | 0.00011933 | 0.00011656 | 0.0001275 | 0.00011064 | 0.00013343 | 0.00010018 | 0.00012097 | 9.3986e-05 | 0.00010856 | 0.00011986 | 0.0001159 | 0.00011164 | 0.00011291 | 0.00012161 | 0.00010397 | 0.00013551 | 0.00012404 | 0.00011719 | 0.00011292 | 0.00012543 | 0.00013387 | 0.0001183 | 0.00011143 | 0.00013272 | 0.00012877 | 0.00012975 | 0.00011275 | 0.00011668 | 0.00011726 | 0.00013743 | 0.00011532 | 0.00011225 | 0.00010279 | 9.8654e-05 | 0.00010367 | 0.00012824 | 0.00012301 | 0.0001174 | 0.00012648 | 0.00013148 | 0.00011695 | 0.00014009 | 0.00012817 | 0.00012314 | 0.0001365 | 0.00011554 | 0.00011325 | 0.00013633 | 0.00012329 | 0.00011705 | 0.00010951 | 0.00012231 | 0.00011751 | 0.00012494 | 0.00012527 | 0.00010783 | 0.00012868 | 0.00013379 | 0.00011892 | 0.00011609 | 0.00012635 | 0.00012055 | 0.0001127 | 0.00012561 | 0.00011457 | 0.00010739 | 0.00011491 | 0.00010998 | 0.00011723 | 0.00011962 | 0.00014579 | 0.0001073 | 9.7143e-05 | 0.00013071 | 0.00011848 | 0.00013374 | 0.00014153 | 0.00013029 | 0.00012696 | 9.8552e-05 | 0.00012285 | 0.00012557 | 0.00012286 | 0.00012387 | 0.00012635 | 0.0001316 | 0.0001297 | 0.00010782 | 0.0001119 | 0.00011844 | 0.0001279 | 0.00011353 | 0.00015064 | 0.00013663 | 0.0001162 | 0.00012219 | 0.00013496 | 0.00012306 | 0.00010844 | 0.00012148 | 0.00012055 | 0.00011749 | 0.00010506 | 0.00011933 | 0.00012957 | 0.00012683 | 0.00012571 | 0.00011676 | 0.00010878 | 0.00010136 | 0.00013429 | 0.00011715 | 0.00011549 | 0.0001195 | 0.00011323 | 0.0001137 | 0.00010679 | 0.00012633 | 0.00012219 | 0.00011283 | 0.00012249 | 0.00013818 | 0.00013468 | 0.00010266 | 0.00012459 | 0.00013067 | 9.001e-05 | 9.621e-05 | 0.00010941 | 0.00013989 | 0.00011994 | 0.00010488 | 0.00013906 | 0.00012796 | 9.9216e-05 | 0.00012274 | 0.00010101 | 0.0001357 | 0.00012146 | 0.00011283 | 0.00012131 | 0.00011188 | 0.0001311 | 0.00011693 | 9.8885e-05 | 0.00012219 | 0.00012596 | 0.00011327 | 0.00012155 | 0.00011905 | 0.0001131 | 0.00014167 | 0.00012986 | 0.00012808 | 0.00010153 | 0.00013281 | 0.00013336 | 0.00013744 | 0.00012576 | 0.00011084 | 0.00011839 | 0.00011961 | 0.00012379 | 0.0001233 | 0.00013489 | 0.00011257 | 9.6853e-05 | 0.00015132 | 0.00010409 | 0.00010231 | 0.00012136 | 0.00011146 | 0.00011032 | 0.00010839 | 0.00011737 | 0.0001107 | 0.00011547 | 0.00010246 | 0.00011231 | 0.00012942 | 0.00010664 | 0.00011188 | 0.00010771 | 0.00012134 | 0.0001181 | 0.00012308 | 0.00011651 | 0.00012231 | 0.00011126 | 0.00013106 | 0.00011959 | 0.00013212 | 0.00010749 | 0.00011167 | 0.00011481 | 0.00010123 | 0.00011672 | 0.00011446 | 0.00012719 | 0.00010828 | 0.00012289 | 9.8372e-05 | 0.00012118 | 0.00013464 | 0.00010796 | 0.00012599 | 0.00011959 | 0.00012363 | 0.00011838 | 0.00013205 | 0.0001195 | 0.00011457 | 0.0001319 | 0.00010449 | 0.00011901 | 0.00011272 | 0.00014101 | 0.00010996 | 0.0001292 | 0.00011309 | 0.00012594 | 0.00011845 | 0.00012809 | 0.00011989 | 0.00011799 | 0.00013129 | 0.00013662 | 0.00010993 | 0.00011383 | 0.00012596 | 0.000124 | 0.00012465 | 0.00010638 | 0.00010723 | 0.0001177 | 0.00013275 | 0.00010291 | 0.00010043 | 0.00013251 | 0.00011974 | 0.00010247 | 0.00012879 | 0.0001177 | 0.00014513 | 0.00011915 | 0.00011592 | 0.00015434 | 0.00013284 | 0.00013542 | 0.00011582 | 0.00010907 | 0.00012813 | 0.00011985 | 0.0001398 | 0.00011478 | 0.00010086 | 0.00011394 | 0.00013739 | 0.0001231 | 0.00011305 | 0.00011474 | 0.00013104 | 0.00012336 | 0.00012026 | 0.0001277 | 0.00014044 | 0.00012184 | 0.00012556 | 0.00012023 | 0.00011995 | 0.00011213 | 0.00011214 | 0.00012745 | 0.00013707 | 0.00013222 | 0.00011534 | 0.00012401 | 0.00012499 | 0.00014653 | 0.00013858 | 0.00011717 | 0.00012109 | 0.00011203 | 0.0001301 | 0.00013635 | 0.00011587 | 0.00012818 | 0.00014507 | 0.00012589 | 0.00014806 | 0.00012936 | 0.00012425 | 0.00010121 | 0.00011814 | 0.00015526 | 0.00012213 | 0.00010882 | 0.00012673 | 0.00012431 | 0.00011429 | 0.00013057 | 9.6936e-05 | 0.00012079 | 0.00011687 | 0.00013265 | 9.7597e-05 | 0.00013784 | 0.00010489 | 0.00014207 | 0.0001161 | 8.873e-05 | 0.00012423 | 9.8242e-05 | 0.00012564 | 0.00011014 | 0.00010483 | 0.00012412 | 0.00010892 | 0.00014814 | 0.00011546 | 0.00011061 | 0.00011715 | 0.00013489 | 0.00012511 | 0.00012584 | 0.0001414 | 0.00014003 | 0.00011812 | 0.00011062 | 0.00013627 | 9.8586e-05 | 0.0001251 | 0.00011167 | 0.0001102 | 0.0001193 | 0.00012382 | 0.00012886 | 0.0001292 | 0.00013884 | 0.00012242 | 0.00011036 | 0.00011714 | 0.00010686 | 0.00011573 | 0.00012466 | 0.00010142 | 0.00013052 | 0.00013025 | 9.3235e-05 | 9.3429e-05 | 0.00012512 | 0.00013649 | 0.00011829 | 0.0001133 | 0.00011559 | 0.00011251 | 0.00011618 | 0.00011451 | 0.00011471 | 0.00011542 | 0.00012129 | 0.00011794 | 0.00011559 | 0.00013849 | 0.00010891 | 9.5892e-05 | 0.00011627 | 0.00013289 | 0.00011659 | 0.0001209 | 0.00012515 | 0.00012583 | 0.00011709 | 0.00012118 | 0.00011436 | 0.00010257 | 0.00013518 | 0.00013241 | 0.00011533 | 0.00011095 | 0.00011352 | 0.00014738 | 0.0001089 | 0.00011468 | 0.00012559 | 9.8165e-05 | 0.00011075 | 0.00012802 | 0.00011319 | 0.00013343 | 0.00012997 | 0.0001292 | 0.00011607 | 0.00014142 | 0.00012603 | 0.00011093 | 0.00014564 | 0.00012446 | 0.00012302 | 0.00010943 | 0.00011583 | 0.00013371 | 0.00011499 | 0.00012098 | 0.00011432 | 0.00013606 | 0.00013352 | 0.00011492 | 0.00011686 | 0.0001174 | 0.00011643 | 0.00010271 | 0.00010471 | 0.00012796 | 0.00011893 | 0.00011838 | 0.00013191 | 0.00012038 | 0.00015244 | 0.00013158 | 0.00010892 | 0.00010074 | 0.00013474 | 0.00012335 | 0.00011863 | 0.00011976 | 0.00011747 | 0.0001235 | 0.00013761 | 0.0001163 | 0.0001082 | 0.00014135 | 0.00010248 | 0.00012899 | 0.0001089 | 0.00012244 | 0.00013193 | 0.00010444 | 0.00012195 | 0.00010743 | 0.00012245 | 0.00010385 | 0.00012525 | 0.00011486 | 0.00013008 | 0.00012082 | 0.00012043 | 0.00011949 | 0.00011753 | 0.00012979 | 0.00011456 | 0.00012591 | 0.00013535 | 0.00013217 | 0.00013254 | 0.00011053 | 0.00012054 | 0.00011392 | 0.0001348 | 0.00011471 | 0.00011451 | 0.00011524 | 0.00011912 | 0.00013348 | 0.00012658 | 0.00010947 | 0.00010491 | 0.00011744 | 0.00011135 | 0.00011482 | 0.00012647 | 0.00012033 | 0.00013293 | 0.00011513 | 0.00012232 | 0.00013018 | 0.00013349 | 0.00014979 | 0.00013537 | 0.00012588 | 0.00012832 | 0.00011326 | 0.00012512 | 0.0001408 | 0.00014258 | 0.00012105 | 0.00014233 | 0.00011995 | 0.00011167 | 0.00011459 | 0.00011892 | 0.00013759 | 0.00011605 | 0.00011022 | 0.00011755 | 0.00012309 | 0.00013835 | 0.00014279 | 0.0001306 | 0.00013638 | 0.00013624 | 0.00012521 | 0.00012306 | 0.00010832 | 0.00013999 | 0.00012463 | 0.00012992 | 0.00010933 | 0.00010607 | 0.00011042 | 0.00011376 | 0.00013356 | 0.00014158 | 0.0001048 | 0.00012791 | 0.00012458 | 0.00012469 | 0.00012127 | 0.0001237 | 0.0001311 | 0.00011963 | 0.00010751 | 0.00012569 | 0.00011196 | 0.00013705 | 0.00011277 | 0.00013667 | 0.00010051 | 0.00011291 | 0.0001254 | 0.00012112 | 0.0001333 | 0.00012871 | 0.00015028 | 0.00013139 | 0.00011837 | 0.00011841 | 0.00011472 | 0.00013763 | 0.00013357 | 0.00011294 | 0.00010399 | 0.00011266 | 0.00012549 | 0.00012218 | 0.00011293 | 0.00012169 | 0.00012171 | 0.0001249 | 0.00011642 | 0.00011235 | 0.00010154 | 0.00011334 | 9.6097e-05 | 0.00012345 | 9.0341e-05 | 0.0001335 | 0.00011447 | 0.0001129 | 0.00012735 | 0.00013581 | 0.00011581 | 0.00012753 | 0.0001305 | 0.00013723 | 0.00011079 | 0.00011159 | 0.00011326 | 0.00013138 | 0.00011727 | 0.00013565 | 0.0001136 | 0.00010332 | 0.00011611 | 0.00010119 | 0.00012922 | 0.00011708 | 0.00011529 | 0.00011337 | 0.00012218 | 0.00013293 | 0.0001224 | 0.00013148 | 0.00010383 | 0.00011168 | 0.00012542 | 0.00011779 | 0.00014174 | 0.00012791 | 0.00015808 | 0.00011779 | 0.00011081 | 0.00012006 | 0.00012721 | 0.00012276 | 0.00013663 | 0.00011269 | 0.0001021 | 0.00012846 | 0.00010589 | 0.00012162 | 0.00012677 | 0.00012754 | 0.00013635 | 0.00010389 | 0.00011522 | 0.00013308 | 9.8957e-05 | 0.00012602 | 0.00012549 | 0.00012382 | 0.00012741 | 0.00012083 | 0.00012038 | 0.00012224 | 0.00010999 | 0.00010841 | 0.00011153 | 0.00011731 | 0.00010712 | 0.00011348 | 0.00011995 | 0.00012402 | 0.0001025 | 0.00012932 | 0.00010028 | 0.00011194 | 0.00012644 | 0.00012091 | 9.2288e-05 | 0.00013917 | 0.00011299 | 0.00012051 | 0.00012767 | 0.00011708 | 9.1781e-05 | 0.00012199 | 0.00011918 | 0.00011472 | 0.00011699 | 0.00012641 | 0.00013271 | 0.00014201 | 0.00013826 | 0.00011461 | 0.00014253 | 0.00010443 | 0.00013891 | 0.00011628 | 0.00011649 | 0.00012717 | 0.00010666 | 0.00010989 | 0.0001159 | 0.00010569 | 0.00012042 | 0.00011511 | 0.00012341 | 0.00011445 | 9.1539e-05 | 0.00012331 | 0.00013485 | 0.00010339 | 0.00012003 | 0.00012655 | 0.00012626 | 0.00010839 | 0.00013589 | 0.00012519 | 0.00012996 | 0.00014467 | 0.00010609 | 0.00012431 | 0.00013361 | 0.00010309 | 0.0001166 | 0.00012003 | 9.842e-05 | 0.00012037 | 0.00011549 | 0.00012503 | 0.00014397 | 0.0001305 | 0.0001142 | 0.00011983 | 0.00013179 | 0.00012583 | 0.00011194 | 0.00011846 | 0.00010728 | 0.00012212 | 0.00012145 | 0.00013305 | 0.0001257 | 0.00014115 | 0.00011644 | 0.00012462 | 0.00013745 | 9.962e-05 | 0.00010988 | 0.00013628 | 0.00013115 | 0.00013541 | 0.00011788 | 0.00010817 | 0.00010521 | 0.00013044 | 0.00012403 | 0.00011919 | 9.709e-05 | 0.00013496 | 0.00010073 | 0.00011964 | 0.00012966 | 0.00013922 | 0.00013038 | 0.0001087 | 0.00011862 | 0.0001176 | 0.0001259 | 0.00012889 | 0.00012233 | 0.00013975 | 0.00011756 | 0.00011981 | 0.00010052 | 9.7197e-05 | 0.00011234 | 0.00013004 | 0.00011432 | 0.00010695 | 0.00011216 | 0.00012123 | 0.00013786 | 0.00012138 | 0.00010513 | 0.00014146 | 0.00010286 | 9.9751e-05 | 0.00012097 | 0.00011906 | 0.00010974 | 0.00012354 | 0.00010732 | 0.0001088 | 0.00013129 | 0.00011397 | 0.00010452 | 0.00014601 | 0.00013064 | 0.00012062 | 0.00011483 | 0.00011763 | 0.00012352 | 0.00011911 | 0.00014521 | 0.00011591 | 0.00013716 | 0.00012466 | 0.00010971 | 0.00011993 | 0.00011129 | 0.00015436 | 0.00012352 | 0.0001195 | 0.00011715 | 0.00012604 | 0.00011401 | 0.00013532 | 0.00011385 | 0.00012743 | 0.00012206 | 0.00013435 | 0.00012541 | 0.00014788 | 8.6674e-05 | 9.3097e-05 | 0.00012209 | 0.00010817 | 0.00011944 | 0.00010667 | 0.0001149 | 0.0001167 | 9.9578e-05 | 0.0001366 | 0.00010989 | 0.00011507 | 0.00010644 | 0.00013222 | 0.00010968 | 0.00012139 | 0.00010197 | 0.00012643 | 0.00011325 | 0.00012704 | 0.00012661 | 0.00012656 | 0.00013864 | 0.00013183 | 0.00012825 | 0.00014134 | 0.00010299 | 0.00011557 | 0.00011711 | 0.00012332 | 0.0001333 | 0.00011848 | 0.00010723 | 0.00013579 | 8.7728e-05 | 0.00013618 | 0.00011905 | 0.00014471 | 0.00012041 | 0.00013585 | 0.00012426 | 0.00013656 | 0.00010715 | 0.00010587 | 0.00011506 | 0.00013942 | 0.00013761 | 0.00011862 | 0.00013696 | 0.00012131 | 0.00010135 | 0.00012418 | 0.00012593 | 0.00011478 | 0.0001027 | 0.00013621 | 9.923e-05 | 0.00012267 | 0.00010943 | 0.00012499 | 0.00012296 | 0.00010905 | 0.00011094 | 0.00012296 | 0.00014117 | 0.00011692 | 0.00011747 | 8.6065e-05 | 0.0001249 | 0.00013107 | 0.00011944 | 0.00011789 | 0.00014498 | 0.00011084 | 0.00011172 | 0.00012733 | 0.00011953 | 0.00010352 | 0.00013109 | 0.00012706 | 0.00014259 | 0.00012671 | 0.00012106 | 0.0001146 | 0.00011723 | 0.00012078 | 0.00012951 | 0.00011487 | 0.00011638 | 0.0001245 | 0.00011264 | 0.00013781 | 0.00013564 | 0.00011895 | 0.00012742 | 0.00014284 | 0.00011634 | 0.00011393 | 0.00010283 | 0.00012739 | 0.0001112 | 0.00012457 | 0.00015218 | 0.0001317 | 0.00012062 | 0.00012904 | 0.00012708 | 0.00011767 | 0.00012971 | 0.00011817 | 0.00013968 | 0.00013023 | 0.000123 | 0.00012669 | 0.00012502 | 0.00011025 | 0.0001055 | 0.00011654 | 0.00012651 | 0.00012539 | 0.00011022 | 0.00012118 | 0.0001148 | 0.00012556 | 0.0001322 | 9.9956e-05 | 0.00012567 | 0.00012602 | 0.00014043 | 0.00012952 | 0.00012036 | 0.00013119 | 0.00013698 | 0.00011017 | 0.00012509 | 0.00012266 | 0.00013853 | 0.00011157 | 0.00012661 | 0.00014546 | 0.00012113 | 0.0001239 | 0.00011642 | 0.00012224 | 0.00013266 | 0.00012433 | 0.00010977 | 0.0001386 | 0.00012125 | 0.00010459 | 0.00011092 | 0.00011975 | 0.00011811 | 0.00014552 | 0.00011861 | 0.00011366 | 0.00011618 | 0.00013224 | 0.00013223 | 0.00011992 | 0.00011869 | 0.00013612 | 0.00012341 | 0.00012642 | 0.00014109 | 0.00011292 | 0.00013941 | 0.00012469 | 0.00012835 | 0.00012899 | 0.00011158 | 0.00012989 | 0.00011539 | 0.00015873 | 0.00011758 | 0.00010943 | 0.0001344 | 0.00011017 | 0.00012541 | 0.00010396 | 0.00012256 | 0.00014221 | 0.0001379 | 0.00012935 | 0.00012065 | 0.00012636 | 0.00012842 | 0.0001332 | 0.00010838 | 0.00011632 | 0.00010396 | 0.00013819 | 0.0001172 | 0.00012225 | 0.00010293 | 0.00012771 | 0.00014614 | 0.00012006 | 0.00011846 | 9.593e-05 | 0.00013146 | 0.00012376 | 0.00014803 | 0.00011545 | 0.00012099 | 0.00013375 | 0.00012596 | 0.00011094 | 0.00013141 | 0.00012264 | 0.00012755 | 0.00014215 | 0.00011754 | 0.00012673 | 0.00013292 | 0.00012688 | 0.00012363 | 0.00011009 | 0.00012391 | 0.00012635 | 0.00012864 | 0.00011033 | 0.00011933 | 0.00012742 | 0.00013834 | 0.00010953 | 0.00011774 | 0.00011221 | 0.00010792 | 0.00012038 | 0.00010725 | 0.00014931 | 0.00012235 | 0.00012829 | 0.00012682 | 0.00014902 | 0.00012273 | 0.00012397 | 0.00011147 | 0.00014084 | 0.0001269 | 0.00011376 | 0.00012384 | 0.00012851 | 0.00012458 | 0.00011189 | 0.00011357 | 0.00011761 | 0.00010869 | 0.00011608 | 0.00012174 | 0.00011756 | 0.00013032 | 0.00012647 | 0.00011412 | 0.00011828 | 0.00013035 | 0.00011127 | 9.9333e-05 | 0.00011294 | 0.00011838 | 0.00011532 | 0.00013502 | 0.00010736 | 0.00011493 | 0.00012267 | 0.00013166 | 0.00012383 | 0.00011773 | 0.00012518 | 0.00012127 | 0.00012751 | 0.00010909 | 0.00012654 | 0.00013211 | 0.00011245 | 0.00010801 | 0.00013838 | 0.00010803 | 0.00012339 | 0.00013281 | 0.0001335 | 0.00012087 | 0.00013206 | 0.00012701 | 0.0001012 | 0.00013408 | 0.00014897 | 0.00011763 | 0.00011116 | 0.00012978 | 0.0001266 | 0.00014617 | 0.00012687 | 0.00013179 | 0.00012089 | 0.00010902 | 0.00012677 | 0.0001351 | 0.00012438 | 0.00011891 | 0.00012614 | 0.00015056 | 0.00013022 | 0.00011038 | 0.00013024 | 0.00012522 | 0.00013517 | 0.00014035 | 0.00012864 | 0.00012823 | 0.00012732 | 0.00010787 | 0.00011446 | 0.00013534 | 0.00012236 | 0.00011103 | 0.00013434 | 0.00012237 | 0.00013669 | 0.00011968 | 0.00010528 | 0.00011412 | 0.00011716 | 0.00011967 | 0.00012607 | 8.4716e-05 | 0.00010782 | 0.00012549 | 0.00010675 | 0.0001229 | 0.00012498 | 0.00013514 | 0.00011692 | 0.000138 | 0.00012941 | 0.00013247 | 0.00012811 | 0.0001334 | 0.00014281 | 0.00013032 | 0.00013089 | 0.00012518 | 0.00010149 | 0.00013197 | 0.00011426 | 0.00012363 | 0.00011026 | 0.00012875 | 0.00010684 | 0.00011515 | 0.00013009 | 0.00012518 | 0.00014304 | 0.00010475 | 0.00012421 | 0.00012218 | 0.00014751 | 0.0001209 | 0.00010708 | 9.5968e-05 | 0.00011769 | 0.00012317 | 0.00012631 | 0.00011665 | 0.00011075 | 0.00011177 | 0.00012536 | 0.00012129 | 0.00011824 | 0.00011959 | 0.00013515 | 0.00010941 | 0.000138 | 0.00011754 | 0.00011886 | 0.00011496 | 0.00010535 | 0.00012683 | 0.00011818 | 9.8957e-05 | 0.00013558 | 0.00011515 | 0.00010707 | 0.00011537 | 0.00011732 | 0.00011666 | 0.00010418 | 0.00011954 | 0.0001077 | 0.00012596 | 0.00010736 | 0.00011787 | 0.0001436 | 0.00012111 | 0.0001182 | 0.00011787 | 0.00010403 | 0.00011654 | 0.00011609 | 9.6401e-05 | 0.00013347 | 0.00012298 | 0.00011223 | 0.00013007 | 0.00013701 | 0.00012437 | 0.00011785 | 0.00011413 | 0.0001286 | 0.00011398 | 0.00011151 | 0.00014254 | 0.00011734 | 0.0001315 | 0.00013185 | 0.00012255 | 0.00012029 | 0.00012499 | 0.00012531 | 0.0001097 | 0.00012541 | 0.00010766 | 0.00012604 | 0.00011425 | 0.00010667 | 0.00011296 | 0.00013224 | 0.00012025 | 0.00010782 | 0.00012435 | 0.00013266 | 0.0001129 | 0.00015369 | 0.00012251 | 0.00012989 | 0.00011783 | 0.0001155 | 0.00012232 | 0.00010638 | 0.00012683 | 0.00012709 | 0.00011842 | 0.00013596 | 0.00010415 | 0.00012892 | 0.00010966 | 0.00012814 | 0.00013777 | 0.00011344 | 0.00012462 | 0.00012024 | 0.0001075 | 0.00012859 | 0.00012498 | 0.00011093 | 0.00011034 | 0.00012544 | 0.00012068 | 0.00011872 | 0.00011072 | 0.00012378 | 0.00013045 | 0.0001194 | 0.00010168 | 0.00010557 | 0.00013253 | 0.00011899 | 8.9023e-05 | 0.00012527 | 0.00011106 | 0.00014499 | 0.00012258 | 0.00011443 | 0.00011543 | 0.0001019 | 0.00013606 | 0.00011324 | 0.00011277 | 9.623e-05 | 0.00012103 | 0.00010781 | 0.00010146 | 0.00010324 | 0.00011053 | 0.00012706 | 0.00012687 | 9.741e-05 | 0.0001094 | 0.00011819 | 0.00012896 | 0.00010802 | 0.00011101 | 0.0001246 | 0.00011032 | 0.00013224 | 0.00013214 | 0.00013555 | 0.00011788 | 0.00014255 | 0.00012588 | 0.00012068 | 0.00013411 | 0.00011234 | 0.00012031 | 0.00012679 | 0.00012226 | 0.00010734 | 0.0001121 | 0.00010596 | 9.6251e-05 | 0.00012074 | 0.0001134 | 0.00013536 | 0.0001328 | 0.00010196 | 0.00011593 | 0.00011625 | 0.00012211 | 0.00011449 | 0.00013131 | 0.00010725 | 0.00013239 | 0.00013951 | 0.0001116 | 0.00011488 | 0.00013938 | 0.0001338 | 0.00012462 | 0.00012786 | 0.00014431 | 0.00010811 | 0.00011836 | 0.00010516 | 9.7648e-05 | 0.0001218 | 0.00013338 | 0.00012332 | 0.00012199 | 0.00013184 | 0.00012114 | 0.00012634 | 0.00012765 | 0.00012101 | 0.00011412 | 0.00011586 | 0.0001179 | 0.00013947 | 0.00012945 | 0.00010832 | 0.00013817 | 0.0001235 | 0.0001451 | 0.00012066 | 0.00012546 | 0.00012635 | 0.00012264 | 0.00012122 | 0.0001388 | 0.00014146 | 0.00014031 | 0.00013608 | 0.00014725 | 0.00012047 | 0.00011314 | 0.00012398 | 0.00013922 | 0.00011837 | 0.00012555 | 0.00013036 | 0.00012322 | 0.00010122 | 0.00011905 | 0.00011287 | 0.00012134 | 0.0001241 | 0.00012333 | 9.061e-05 | 0.00012728 | 0.00012534 | 0.00012569 | 0.00010013 | 0.00011812 | 0.00015189 | 0.00011783 | 0.00012611 | 0.00014029 | 0.0001399 | 0.00014083 | 0.00014644 | 0.00015048 | 0.00010764 | 0.00012356 | 0.00012707 | 9.9044e-05 | 9.2283e-05 | 0.00013366 | 0.00012792 | 0.00011342 | 0.00014386 | 0.00011109 | 0.00013199 | 0.0001243 | 0.0001126 | 0.00013064 | 0.00012002 | 0.00011996 | 0.00011567 | 0.00012916 | 0.00012851 | 0.00013381 | 0.00010697 | 0.00013238 | 0.00012784 | 0.00012877 | 0.00012132 | 0.00011881 | 0.00011212 | 0.00011306 | 0.00010397 | 0.00012405 | 0.00011603 | 0.0001321 | 0.00012322 | 0.00010933 | 0.00012455 | 0.00012416 | 0.00010401 | 0.000127 | 0.00013138 | 0.00011853 | 0.00013947 | 0.00011546 | 0.00013656 | 0.00011503 | 0.00011451 | 0.00012052 | 0.00010501 | 0.00010838 | 0.00011961 | 0.00013483 | 0.00012931 | 0.00010943 | 0.00014022 | 0.00011608 | 0.00012045 | 0.00013788 | 0.00013567 | 0.00011866 | 0.00011604 | 0.00010622 | 0.0001138 | 0.00012636 | 0.00012757 | 0.00012354 | 0.00012156 | 0.00012127 | 0.00013938 | 0.00013524 | 0.00012204 | 0.00011497 | 0.00012402 | 0.00014709 | 0.00011849 | 0.00012205 | 0.00013395 | 0.0001095 | 0.00012086 | 0.00010984 | 0.00013009 | 0.00013255 | 0.00010499 | 0.0001418 | 0.00014012 | 0.00010947 | 0.00011997 | 0.00011902 | 0.00013942 | 0.0001324 | 0.00011458 | 0.00012137 | 0.00011513 | 9.9739e-05 | 9.8847e-05 | 0.00010304 | 0.0001309 | 0.00010106 | 0.00011861 | 0.00011245 | 0.0001141 | 0.00013782 | 9.839e-05 | 0.00013494 | 0.00011442 | 0.00011733 | 0.00012604 | 0.00013592 | 0.00014497 | 0.00011508 | 0.00013347 | 0.00012066 | 9.699e-05 | 0.00010695 | 0.00010252 | 0.00013517 | 0.00012065 | 0.00011215 | 0.00010477 | 0.00011944 | 0.00014897 | 0.00010612 | 0.00011914 | 0.00011461 | 9.8399e-05 | 0.00012076 | 0.00012096 | 0.00013934 | 0.00012942 | 0.00012611 | 0.00011552 | 0.00011786 | 0.00014374 | 0.0001118 | 0.0001449 | 0.00013007 | 0.00013089 | 0.00012059 | 0.00011733 | 0.00012368 | 0.00011029 | 0.00012813 | 0.00013131 | 0.00010936 | 0.00013594 | 0.00015452 | 0.00013526 | 0.000106 | 0.00011764 | 0.00012461 | 8.7511e-05 | 0.0001322 | 0.00011471 | 0.00011865 | 0.00013058 | 0.00011333 | 0.00010538 | 0.00010834 | 0.00012712 | 0.00012276 | 0.00011338 | 0.00011906 | 0.00012039 | 9.1651e-05 | 0.00011566 | 0.00012773 | 0.00011656 | 0.00012044 | 0.00010651 | 0.00013496 | 0.00014304 | 0.00012937 | 0.00012812 | 0.00013952 | 0.00013336 | 0.00012261 | 0.00011472 | 0.00011852 | 0.00014085 | 0.00011533 | 0.00011384 | 0.00013407 | 0.00012315 | 0.00011462 | 0.00014117 | 0.0001038 | 0.00012251 | 0.00013673 | 0.00011936 | 0.00012407 | 9.1738e-05 | 0.00012215 | 0.00013757 | 0.00011566 | 0.00012062 | 9.9058e-05 | 0.00014721 | 0.00011736 | 0.00012719 | 0.00012636 | 0.00011499 | 8.161e-05 | 9.9048e-05 | 0.0001129 | 0.00014531 | 0.00011885 | 0.00011968 | 0.00011032 | 0.00013809 | 0.00013005 | 0.00012722 | 0.00011586 | 0.00011766 | 0.00013304 | 0.00011198 | 0.00015243 | 0.00012798 | 0.00013087 | 0.00010699 | 0.00013496 | 0.00013289 | 0.00012332 | 9.4938e-05 | 0.00010533 | 0.00012242 | 0.00013143 | 0.00012044 | 0.00012103 | 0.00010774 | 0.00014501 | 0.00012088 | 0.00012774 | 0.00012051 | 0.00012729 | 0.00010995 | 0.00010689 | 0.00011273 | 0.00010635 | 0.0001154 | 0.00011281 | 0.00013301 | 0.00011044 | 0.00011266 | 0.00012283 | 0.00012457 | 0.00012672 | 0.00010702 | 0.0001452 | 0.0001121 | 0.00010373 | 0.00010621 | 0.00012656 | 0.0001135 | 0.00013 | 9.9482e-05 | 0.00013185 | 0.00013305 | 0.00013057 | 0.00012171 | 0.00012074 | 0.00012751 | 0.00012711 | 0.00013305 | 0.00011088 | 0.00012217 | 0.00012522 | 0.00012905 | 0.00012077 | 9.2178e-05 | 0.00010367 | 0.0001184 | 0.00013014 | 0.00012938 | 0.00014971 | 0.0001259 | 0.00011642 | 0.00012458 | 0.00011131 | 0.00010983 | 0.00010975 | 0.00013564 | 0.00012301 | 0.00014034 | 0.00010191 | 0.00012922 | 0.00011492 | 0.00011493 | 0.00010801 | 0.00012491 | 0.00012047 | 0.00014479 | 0.00011376 | 0.00011964 | 0.00011096 | 0.00012709 | 0.00010822 | 0.00012992 | 0.00012314 | 0.00012673 | 0.00011656 | 0.00012264 | 0.00013669 | 9.6836e-05 | 0.00012386 | 0.00014002 | 0.00011131 | 0.00011509 | 0.00013223 | 0.0001175 | 0.00013167 | 0.00012886 | 0.00012516 | 0.00011263 | 0.00011488 | 0.00010553 | 0.00011334 | 0.00010614 | 0.0001253 | 0.00011371 | 0.00010978 | 0.00012178 | 0.00010885 | 0.00011108 | 0.00012422 | 0.00011495 | 0.00013595 | 0.00012738 | 0.00010078 | 0.00013203 | 0.00011199 | 0.0001256 | 0.00010417 | 0.00012149 | 0.00011372 | 0.00012772 | 0.00011914 | 9.9669e-05 | 0.00010311 | 0.00011941 | 0.00011976 | 0.00010491 | 0.00010718 | 0.00011262 | 0.00011887 | 0.00010501 | 0.00011766 | 0.00012112 | 0.00012428 | 0.00012438 | 0.00012003 | 0.00011761 | 0.00012291 | 0.00011565 | 0.00011361 | 0.0001011 | 0.00013195 | 0.00010775 | 0.00012056 | 0.0001208 | 0.00012874 | 0.00011326 | 0.00011574 | 0.00012122 | 0.00010705 | 0.00010352 | 0.00011259 | 0.00013012 | 0.00012237 | 0.00012201 | 0.00011732 | 0.00011774 | 0.00010581 | 0.00013147 | 0.00011575 | 0.00014668 | 0.00012786 | 0.00012926 | 0.00011131 | 0.00011585 | 0.00012244 | 0.00012782 | 0.00012344 | 0.00012538 | 0.00012481 | 0.00011192 | 0.0001397 | 0.00012344 | 0.00011183 | 0.00012415 | 0.00013253 | 0.00011795 | 0.00012104 | 0.00010773 | 0.00013363 | 0.00012953 | 0.00011215 | 0.00012127 | 0.0001333 | 0.00011385 | 0.00010754 | 0.00012266 | 0.00013302 | 0.00010749 | 0.00013475 | 0.00012723 | 0.00014532 | 0.00013844 | 0.00012852 | 0.00010406 | 0.00012015 | 0.00012656 | 0.00011951 | 0.00011527 | 0.0001194 | 0.00014908 | 0.00012292 | 0.0001248 | 0.00013149 | 0.00011667 | 0.00012669 | 0.00012133 | 0.00013243 | 0.0001086 | 0.0001165 | 0.00012814 | 0.00011436 | 0.00014328 | 0.00011003 | 0.00012485 | 0.00013491 | 0.0001219 | 0.00010211 | 0.00011182 | 0.00014389 | 0.00012038 | 0.00012602 | 0.00014278 | 0.0001143 | 0.00010749 | 0.00013509 | 0.00012463 | 0.00012587 | 0.00012943 | 0.00011074 | 0.00013909 | 0.00011233 | 0.00013529 | 0.00013546 | 0.00013247 | 0.00011573 | 0.00012946 | 0.00012941 | 0.00011253 | 0.00012047 | 0.00011591 | 0.00011438 | 0.00010685 | 0.00010002 | 0.00012339 | 0.00011813 | 0.00012648 | 0.00012164 | 0.00011799 | 0.00013446 | 0.00011606 | 0.0001175 | 0.00012348 | 0.00012065 | 0.00012348 | 0.00010727 | 0.00010537 | 0.00011525 | 0.00011664 | 0.00011527 | 0.00011156 | 0.00011446 | 0.00015268 | 0.00013405 | 0.00012456 | 0.0001343 | 0.0001304 | 0.00012389 | 0.00011026 | 0.00013419 | 0.00010793 | 0.00012622 | 0.00011293 | 0.00011052 | 0.00012684 | 0.00011458 | 0.0001324 | 0.0001189 | 0.00012135 | 0.00013474 | 0.00011858 | 0.00011399 | 0.00011133 | 0.00011402 | 0.00013405 | 0.00011427 | 0.00012486 | 0.00011286 | 0.00011288 | 0.00013293 | 0.00011982 | 0.00012994 | 0.00011083 | 0.00011656 | 0.00013095 | 9.9445e-05 | 0.00011898 | 0.00011653 | 0.00011851 | 0.00012706 | 0.00012507 | 0.00011242 | 0.00012163 | 0.00010781 | 0.00013454 | 0.00012458 | 0.0001417 | 0.00013977 | 0.00010132 | 0.00014064 | 0.00010905 | 0.00010609 | 0.00011488 | 0.00013531 | 0.00011457 | 0.00011582 | 0.0001295 | 0.00011007 | 0.0001328 | 0.00013233 | 0.00012182 | 0.00012843 | 0.00011003 | 0.00011581 | 0.00015045 | 0.00011467 | 0.00011195 | 0.00011365 | 0.00012023 | 0.00014383 | 0.00012434 | 0.00012097 | 0.00013086 | 0.00014388 | 0.0001054 | 0.00012603 | 0.00010457 | 0.00013815 | 0.00011454 | 0.00012559 | 0.00011926 | 0.00012326 | 0.00012798 | 0.00015228 | 0.00010825 | 0.00012105 | 0.0001282 | 0.0001108 | 0.00013714 | 0.00011131 | 0.00012713 | 0.000136 | 0.00011896 | 0.00015647 | 0.00012377 | 0.00012666 | 0.00012033 | 0.00010929 | 0.00014132 | 0.00011428 | 0.00011537 | 9.7763e-05 | 0.00011824 | 9.6489e-05 | 0.0001274 | 0.0001351 | 0.00011921 | 0.00011153 | 0.00011906 | 0.00010668 | 0.00012264 | 0.0001331 | 0.0001236 | 0.00013044 | 0.00012519 | 0.00010699 | 0.00012529 | 0.00011014 | 0.00011656 | 0.00010919 | 0.00011261 | 0.00010778 | 0.00012962 | 0.00010939 | 0.00014588 | 0.00013218 | 0.00012743 | 0.00013168 | 0.00011769 | 0.00013265 | 0.00011031 | 0.00013721 | 0.00011533 | 0.00010495 | 0.00011899 | 0.00012161 | 0.00011976 | 0.00012235 | 0.00010353 | 0.00012032 | 0.00011089 | 0.00014589 | 0.00011624 | 0.00014567 | 0.00011966 | 0.00013151 | 0.00011007 | 0.00010347 | 0.00010846 | 0.00012645 | 0.00012138 | 0.00012566 | 0.00012415 | 0.00011038 | 0.00011069 | 0.00013036 | 0.0001181 | 0.0001386 | 0.00011418 | 0.00012203 | 0.00013251 | 0.00011303 | 0.00012358 | 0.00011956 | 0.00011396 | 0.0001091 | 8.6579e-05 | 0.00013555 | 0.00012488 | 0.00011057 | 0.00013237 | 0.00012856 | 0.00012127 | 0.00011367 | 0.00011149 | 0.00012722 | 0.00012458 | 0.00011738 | 0.00012953 | 0.00011583 | 0.00013577 | 0.00013482 | 0.00012194 | 0.00012532 | 0.00013019 | 0.00014385 | 0.00013148 | 0.00012003 | 0.00010735 | 9.3518e-05 | 0.00014046 | 0.00011017 | 0.00012602 | 0.00011529 | 0.00013076 | 0.00011381 | 0.00011917 | 0.00012299 | 0.00010753 | 0.0001103 | 0.00010482 | 0.00012874 | 0.00013635 | 0.0001142 | 0.00012025 | 0.00012111 | 0.00012875 | 0.00012786 | 0.00013348 | 0.0001199 | 0.00011915 | 0.00010715 | 0.00012843 | 0.00011316 | 0.00014366 | 0.0001377 | 0.00012315 | 0.00012173 | 0.00010683 | 0.0001047 | 0.00011525 | 0.00012315 | 8.8217e-05 | 0.00013359 | 0.00012861 | 0.00012722 | 0.00011311 | 0.00010758 | 0.00012782 | 0.00010648 | 0.00011939 | 0.00012433 | 0.00011703 | 0.00012825 | 0.00012732 | 0.00010783 | 0.00012197 | 0.0001174 | 0.00011449 | 0.00012938 | 0.0001122 | 0.00012201 | 0.0001126 | 0.00012502 | 0.00011595 | 0.00011537 | 0.00012435 | 0.00012611 | 0.00012549 | 0.00011509 | 0.00012471 | 0.000124 | 0.00012946 | 0.00011282 | 0.00013099 | 0.00012692 | 0.0001325 | 0.00010843 | 0.00010437 | 0.00011562 | 0.00012251 | 0.00011411 | 0.00011707 | 0.00011193 | 0.0001121 | 9.8673e-05 | 0.00011529 | 0.00012217 | 0.00011464 | 0.00012009 | 0.00011886 | 0.00012575 | 0.00013413 | 0.0001281 | 0.00012441 | 0.00010527 | 0.00011137 | 0.00013405 | 0.00013004 | 0.0001383 | 0.00011537 | 0.00010573 | 0.00013882 | 0.00010315 | 0.00011722 | 0.00013541 | 0.00011809 | 0.00014796 | 0.00011405 | 0.00010897 | 0.00012042 | 0.00011794 | 0.00010741 | 0.00011374 | 0.00012662 | 0.00012594 | 0.00013637 | 0.00014946 | 0.00013226 | 0.0001352 | 0.00011361 | 0.00012073 | 0.00012715 | 0.00012558 | 0.00011708 | 0.00013425 | 9.6967e-05 | 0.00011177 | 0.00012358 | 9.8726e-05 | 0.00012695 | 0.00012937 | 0.00012342 | 0.0001076 | 0.00012637 | 0.00011584 | 0.00012921 | 0.00012665 | 0.00010868 | 0.00011426 | 0.00013112 | 0.00014238 | 0.00011677 | 0.00011976 | 0.00014133 | 0.00012873 | 0.00010449 | 0.0001117 | 0.0001339 | 0.00014668 | 0.0001165 | 0.00012078 | 0.00010554 | 0.00012641 | 0.00011094 | 0.00011141 | 0.0001284 | 0.00014949 | 9.6247e-05 | 0.0001147 | 0.00011797 | 0.00012428 | 0.00011632 | 0.00010966 | 0.00012806 | 0.00012106 | 0.00012004 | 0.00014859 | 0.00012199 | 0.00013276 | 0.00012919 | 0.00013636 | 0.00011153 | 0.00011014 | 0.00013228 | 0.00012312 | 0.00011644 | 0.00010667 | 0.00015179 | 0.00014148 | 0.00012655 | 0.00012841 | 0.00013077 | 0.00012546 | 0.00011979 | 9.572e-05 | 0.00012938 | 0.00013592 | 0.00012066 | 0.00012778 | 0.00011184 | 0.00011335 | 0.00011792 | 0.00011539 | 9.4038e-05 | 0.00013865 | 0.00012434 | 0.00014025 | 0.0001558 | 0.00013645 | 0.00013183 | 0.00013833 | 0.00012849 | 0.00010786 | 0.00011602 | 0.00011934 | 0.00012949 | 9.8647e-05 | 0.00012597 | 0.0001248 | 0.00012542 | 0.00012466 | 0.00010945 | 0.0001254 | 0.00013392 | 0.00012642 | 0.00012871 | 0.00011679 | 0.00013526 | 0.00013709 | 0.00012356 | 0.00013362 | 0.00011563 | 0.00011695 | 0.0001151 | 0.00011068 | 0.00012529 | 9.9244e-05 | 0.00010952 | 0.00011663 | 0.00010991 | 0.00012324 | 0.00013423 | 0.00012741 | 0.00010753 | 0.00013761 | 0.00010775 | 0.00012308 | 0.00011027 | 0.00013147 | 0.00014051 | 0.00012601 | 0.00012021 | 0.00011882 | 0.00013513 | 0.0001172 | 0.00012326 | 0.00012797 | 0.00011977 | 0.0001413 | 0.00012707 | 0.00014044 | 0.0001088 | 0.00010541 | 9.83e-05 | 0.00011896 | 0.00012078 | 0.00010451 | 0.00012181 | 0.00011118 | 0.00011751 | 0.00014197 | 0.00010578 | 0.00010341 | 0.00013205 | 0.0001322 | 0.00011776 | 0.00010645 | 0.00010828 | 0.00013106 | 0.00013948 | 0.00011996 | 0.00011942 | 0.00010494 | 0.00012594 | 0.00011735 | 0.000125 | 0.00012731 | 0.00010594 | 0.00012909 | 0.00011097 | 0.00011706 | 0.0001373 | 0.0001412 | 0.00013198 | 0.00012257 | 0.00012916 | 0.00010762 | 0.00012732 | 0.00011283 | 0.00010456 | 0.00011411 | 0.00012896 | 0.00011658 | 0.00014912 | 0.00011452 | 0.00010315 | 0.00011252 | 0.00010508 | 0.00011129 | 0.00013342 | 0.00015187 | 0.00014695 | 0.0001197 | 0.00011739 | 0.0001333 | 0.00013821 | 0.00012096 | 0.00012654 | 0.00013126 | 0.0001009 | 0.00012196 | 0.00013115 | 0.00012508 | 0.00012708 | 0.00011645 | 0.00011871 | 9.7586e-05 | 0.000144 | 0.0001322 | 0.00011975 | 0.00013122 | 0.00011262 | 0.00013854 | 0.00011996 | 0.00014009 | 0.00012674 | 0.00012438 | 0.00012268 | 0.00012493 | 0.00011031 | 0.00012537 | 0.00013189 | 0.00012037 | 9.0738e-05 | 0.00012379 | 9.4632e-05 | 0.00012185 | 0.00011853 | 0.00011842 | 0.00011405 | 0.0001235 | 0.00010968 | 0.00013887 | 0.00011308 | 0.00010763 | 0.00012672 | 0.00013697 | 0.00012263 | 0.00011152 | 9.5476e-05 | 0.00014384 | 0.00010128 | 0.000114 | 0.00013583 | 9.9841e-05 | 0.00011803 | 0.00014364 | 0.00011267 | 0.00012143 | 0.00011302 | 9.9974e-05 | 0.00011433 | 0.00014144 | 0.0001343 | 0.00010597 | 0.00013419 | 0.00010902 | 9.9151e-05 | 0.00011933 | 0.00010854 | 0.00011479 | 0.00011928 | 0.00011465 | 0.00012744 | 0.00010078 | 0.00013192 | 0.00014143 | 0.00010685 | 0.00012483 | 0.00011298 | 9.761e-05 | 0.00010798 | 9.7298e-05 | 0.00012897 | 0.00012594 | 0.0001169 | 0.00012163 | 0.00010841 | 0.00013897 | 0.00011029 | 0.00012075 | 0.00011617 | 0.00013363 | 0.00012551 | 0.0001381 | 0.00012607 | 0.00010783 | 0.00012683 | 0.00013428 | 0.0001382 | 9.6748e-05 | 0.00011699 | 0.00010175 | 0.00013681 | 0.00011369 | 0.00011292 | 0.00013159 | 0.00011417 | 0.00010823 | 0.00012044 | 0.00012323 | 0.00011714 | 0.00012403 | 0.00011073 | 0.00013083 | 0.00011204 | 0.00011658 | 0.00012502 | 0.00010264 | 0.00012188 | 0.00013617 | 0.00011942 | 0.00012605 | 9.8593e-05 | 0.00014378 | 0.00014655 | 0.00011507 | 0.0001143 | 9.8378e-05 | 0.00013587 | 0.00013846 | 0.0001201 | 0.00012667 | 0.00012492 | 0.00011135 | 0.00012186 | 0.00012194 | 0.00013588 | 0.00013346 | 0.00012797 | 0.00012966 | 0.00014505 | 0.00011977 | 0.00012397 | 0.00015071 | 0.00011 | 0.00011451 | 0.00013777 | 0.00012554 | 0.00010828 | 0.00012999 | 0.00010915 | 0.00011787 | 0.00011024 | 0.00013967 | 0.00010802 | 0.00012871 | 0.00013795 | 0.00010352 | 0.0001224 | 0.00012917 | 0.00013458 | 0.00013008 | 0.00012967 | 0.00012083 | 9.2343e-05 | 0.00010825 | 0.0001248 | 0.00011614 | 0.00013204 | 0.00012293 | 0.00013106 | 0.00011388 | 0.00012115 | 0.0001185 | 0.00013401 | 0.00010474 | 0.00012181 | 0.00012799 | 0.00010209 | 0.00012672 | 0.0001339 | 0.00012114 | 0.00013119 | 0.00012492 | 0.00011922 | 0.00012877 | 0.00012589 | 0.00010289 | 0.0001074 | 0.00011889 | 0.00013912 | 0.00010938 | 0.00014181 | 0.00012546 | 0.00011356 | 0.00012641 | 0.00011644 | 0.00015249 | 0.00011477 | 0.00010616 | 9.5761e-05 | 0.00013169 | 0.0001155 | 0.00013276 | 0.00012627 | 0.00013084 | 0.00013313 | 0.00010877 | 0.00013322 | 0.00011006 | 0.00012304 | 0.00012618 | 0.00011296 | 0.00013294 | 0.00012818 | 0.00014136 | 0.00011531 | 0.00013505 | 0.00014603 | 0.00011039 | 0.00010608 | 0.00012591 | 0.0001234 | 0.00012281 | 0.00010976 | 0.00013537 | 0.00012341 | 0.00013143 | 0.00010942 | 0.00012837 | 0.00014503 | 0.00013298 | 0.00011369 | 0.00013058 | 0.00011591 | 0.00012718 | 0.00010105 | 0.00013536 | 9.9132e-05 | 0.00014558 | 0.00012685 | 0.000106 | 0.00011275 | 0.0001231 | 0.00012629 | 0.00012568 | 0.00011453 | 0.00012498 | 0.00012362 | 0.00012169 | 0.00014284 | 0.00014359 | 0.00012696 | 0.00012786 | 0.00012561 | 0.00010103 | 0.00014163 | 0.00014437 | 0.00013052 | 0.00011445 | 9.3325e-05 | 0.0001182 | 0.00012876 | 0.00010704 | 0.0001143 | 0.00014414 | 0.00013235 | 0.00012986 | 0.00011639 | 0.00014143 | 0.00014247 | 0.00012698 | 0.000128 | 0.00013226 | 0.00013311 | 0.00011803 | 0.00012573 | 0.00013691 | 0.0001099 | 0.00011873 | 0.00013444 | 0.00011722 | 0.00012781 | 0.00011515 | 0.00012338 | 0.00013293 | 0.00013389 | 0.00013888 | 0.00011161 | 0.00012352 | 0.00013462 | 0.00012496 | 0.00011074 | 0.00014328 | 0.00010592 | 0.00012357 | 0.00011829 | 0.00012912 | 0.00012942 | 0.00014272 | 0.00013053 | 0.00012064 | 0.00011828 | 0.00013258 | 0.00011474 | 0.00010647 | 0.00013851 | 0.00011686 | 0.00011085 | 0.00010221 | 0.00011032 | 0.00013041 | 0.00013084 | 0.00011424 | 0.00011525 | 0.00013717 | 0.00013031 | 0.00011845 | 0.00013747 | 0.00012366 | 0.00012405 | 0.00010871 | 0.00010588 | 0.00011792 | 0.00010478 | 0.00011312 | 0.00010099 | 0.00013433 | 9.4118e-05 | 0.00011387 | 0.0001333 | 0.00013489 | 0.00011047 | 0.00012184 | 0.00011605 | 0.00012604 | 0.00012713 | 0.00012349 | 0.00013319 | 0.00011942 | 0.00011753 | 0.00011673 | 0.00012 | 0.00012234 | 0.00010767 | 0.00013301 | 0.00012433 | 0.00010622 | 0.00011682 | 0.00013702 | 0.00013105 | 0.00012035 | 0.00012144 | 0.00013109 | 0.00011209 | 0.00013224 | 0.00012675 | 0.00012018 | 0.00012491 | 0.00010082 | 0.00011869 | 0.00010864 | 0.0001031 | 0.00012118 | 0.00013186 | 0.00012035 | 0.00011153 | 0.00012176 | 0.00011482 | 0.00012229 | 0.00012814 | 0.00013371 | 0.00012619 | 0.00011641 | 9.5834e-05 | 0.00012516 | 9.1066e-05 | 0.00012952 | 0.00012571 | 0.0001239 | 0.00014112 | 0.00012438 | 0.00014137 | 0.00014381 | 0.00011029 | 0.00012378 | 0.00012165 | 0.00012518 | 0.0001538 | 0.00011105 | 9.7853e-05 | 0.00012592 | 0.00010549 | 0.00012971 | 0.00012881 | 0.00014579 | 0.00013211 | 0.00013227 | 0.00014367 | 0.0001096 | 0.00010688 | 0.00012993 | 0.00012464 | 0.0001219 | 0.00011531 | 0.00013737 | 0.00011756 | 0.00012377 | 0.00012005 | 0.00012824 | 0.00011764 | 0.00013337 | 0.00012856 | 0.00012935 | 0.00011976 | 0.0001029 | 0.00010969 | 0.00011562 | 0.00012717 | 0.00010907 | 9.1493e-05 | 0.00012327 | 0.00012369 | 0.00011353 | 0.00012206 | 0.0001032 | 0.0001207 | 0.00013476 | 0.00014728 | 0.00011452 | 9.7974e-05 | 0.00011249 | 9.6888e-05 | 0.00010296 | 0.00013027 | 0.00010665 | 0.00012104 | 0.00011157 | 0.00010641 | 0.00010298 | 0.00011628 | 0.0001118 | 0.00011294 | 0.00012713 | 0.00011473 | 0.00012229 | 0.00012719 | 9.7301e-05 | 0.00011334 | 0.00013918 | 0.00012383 | 0.00014099 | 0.00015996 | 9.6676e-05 | 0.00012296 | 0.00012465 | 0.00014283 | 0.00013751 | 0.00010943 | 0.00012966 | 0.00011005 | 0.00011389 | 0.00011932 | 0.00013231 | 0.0001163 | 0.00013673 | 0.00012925 | 0.00011154 | 0.0001302 | 0.00013243 | 0.0001291 | 0.00011393 | 0.00013704 | 0.00011418 | 0.00011654 | 0.00012826 | 0.0001175 | 0.00013228 | 0.00012645 | 0.00013799 | 0.00013029 | 0.0001098 | 0.00013516 | 0.00011095 | 0.00011131 | 0.00010271 | 0.00012018 | 0.00012949 | 0.00011703 | 0.00010839 | 0.00011019 | 0.00011943 | 0.00013872 | 0.00013341 | 0.00012158 | 0.00014397 | 0.00012955 | 0.00010521 | 0.00010417 | 0.00011109 | 8.7122e-05 | 0.00012063 | 0.00010995 | 0.00011241 | 0.00012131 | 0.00010709 | 0.00012757 | 0.00012578 | 0.00013123 | 0.00012374 | 0.00010982 | 0.00011281 | 0.00010566 | 0.00013489 | 0.00010904 | 0.00010995 | 0.00014657 | 0.00011382 | 9.2326e-05 | 0.00013615 | 0.00012035 | 0.00012725 | 0.00012724 | 0.00011697 | 0.00010778 | 0.00013719 | 0.00012693 | 0.00012378 | 0.0001185 | 0.00013112 | 0.00011783 | 0.00011437 | 0.00011453 | 0.0001285 | 0.00010258 | 0.00010837 | 0.0001133 | 0.00012999 | 0.00012518 | 0.00013279 | 0.00012109 | 0.00010858 | 0.00012187 | 0.00011155 | 0.00013267 | 0.00012953 | 0.00013412 | 0.00012424 | 0.00012031 | 0.00011712 | 0.00012728 | 0.00013628 | 0.00012354 | 0.00010861 | 0.00013902 | 0.00010843 | 0.00014908 | 9.7452e-05 | 0.00012374 | 0.00013006 | 0.00014432 | 0.0001264 | 0.0001267 | 0.00011378 | 0.00011487 | 0.00013439 | 0.00013607 | 0.00015005 | 0.00012902 | 0.00012889 | 0.00012139 | 0.00011574 | 0.00011159 | 0.00011965 | 0.00011329 | 0.00012836 | 0.00010158 | 0.00012199 | 0.00012548 | 0.00013192 | 0.00012165 | 0.00011896 | 0.00012863 | 0.00011219 | 0.00010187 | 0.00013509 | 0.00011571 | 0.00012032 | 0.00012973 | 0.0001012 | 0.00013101 | 0.00010864 | 0.0001315 | 0.0001204 | 0.00013795 | 0.00010723 | 0.00012479 | 0.00010305 | 0.00010332 | 0.00012965 | 9.8483e-05 | 0.00013564 | 0.00010606 | 0.00010544 | 0.00012409 | 0.00014135 | 0.00012689 | 0.00012799 | 0.0001328 | 0.00014289 | 0.00011843 | 0.00013046 | 9.5627e-05 | 0.00011413 | 0.00013061 | 0.00013401 | 0.00013616 | 0.00013231 | 0.00013422 | 0.00011747 | 0.00013428 | 0.00012377 | 8.899e-05 | 0.00013304 | 0.00013044 | 0.00011477 | 9.2606e-05 | 0.00012179 | 0.00011846 | 0.00013361 | 0.00011203 | 0.00013509 | 0.00013786 | 0.000116 | 0.00012271 | 0.00013066 | 0.0001051 | 0.00013163 | 0.00011807 | 0.00014825 | 0.00014944 | 0.00012828 | 0.00013455 | 0.00010342 | 0.00011868 | 0.00011269 | 0.00011273 | 9.4729e-05 | 0.00012613 | 0.00011509 | 0.00012561 | 0.00012188 | 0.00013086 | 0.00012581 | 0.00010022 | 0.00013128 | 0.00012093 | 0.0001349 | 0.00011375 | 0.0001199 | 0.00010278 | 9.0581e-05 | 0.00012005 | 0.00013231 | 0.00010851 | 0.0001225 | 0.00011243 | 0.0001225 | 0.00012051 | 0.00010916 | 0.00014669 | 0.0001319 | 0.0001243 | 0.00011938 | 0.00012679 | 0.00015354 | 9.2287e-05 | 0.00012679 | 0.00012773 | 0.00015536 | 0.00012418 | 0.00011531 | 0.00012365 | 0.00012195 | 0.00011526 | 0.00011624 | 0.00012256 | 0.00012857 | 0.00011386 | 0.0001235 | 0.00012926 | 0.00011923 | 0.00012307 | 0.0001413 | 0.00011683 | 0.00013238 | 0.00011298 | 0.00012568 | 0.00012892 | 0.00012056 | 0.0001385 | 0.00011135 | 0.00014325 | 0.00013047 | 0.00011505 | 0.00012811 | 0.00013231 | 9.9046e-05 | 0.00012653 | 0.00012383 | 0.00010547 | 0.00013753 | 0.00013228 | 0.00010093 | 0.00012445 | 0.00013571 | 0.00012238 | 0.00012548 | 0.00012196 | 0.00011639 | 0.00014307 | 0.00011813 | 0.00013209 | 0.00011011 | 0.00011105 | 0.00011516 | 0.00012131 | 0.00012317 | 0.00011847 | 0.00011525 | 0.00012521 | 0.00014644 | 0.00012534 | 0.00013258 | 0.00012958 | 0.00011313 | 0.00013321 | 0.00011619 | 0.0001235 | 0.00011504 | 0.00012122 | 0.00012432 | 0.00010727 | 0.00013466 | 0.00011677 | 0.00010609 | 0.00014498 | 0.00015026 | 9.6643e-05 | 0.00011346 | 0.00011554 | 0.00012297 | 0.00011812 | 0.00012869 | 0.00011854 | 0.00012864 | 0.00011325 | 0.00010871 | 0.00011946 | 0.00012244 | 0.00013513 | 9.7934e-05 | 8.9171e-05 | 9.7804e-05 | 0.00011367 | 0.00012951 | 0.00011711 | 0.00014138 | 0.00013224 | 0.00012725 | 0.00013032 | 0.00013683 | 0.00013608 | 0.00010782 | 0.00012313 | 0.00011229 | 0.00012252 | 0.00010952 | 0.00011759 | 0.00012307 | 0.00012728 | 0.00010603 | 0.00012877 | 0.00013833 | 0.00012438 | 0.00012894 | 0.00011718 | 0.00011123 | 0.00011493 | 0.00012496 | 0.00010346 | 0.00012266 | 0.00011372 | 0.00011875 | 0.00010879 | 0.00012821 | 0.00011134 | 0.00011649 | 0.00013392 | 0.00013622 | 9.6042e-05 | 0.00011471 | 0.00013381 | 0.00013604 | 0.00012451 | 0.00012574 | 0.00011998 | 0.00011922 | 0.0001234 | 0.00011571 | 0.00013753 | 0.00011635 | 0.0001213 | 0.00011062 | 0.00011132 | 0.00013578 | 0.00014118 | 0.00010983 | 0.00012199 | 0.00012677 | 0.00011055 | 0.00013051 | 0.00012374 | 0.0001237 | 0.00014618 | 0.00012146 | 0.00012005 | 0.00012067 | 0.00010052 | 0.00014352 | 0.00010266 | 0.0001045 | 0.00013446 | 0.00012029 | 0.00012074 | 0.00012604 | 0.00012697 | 0.00012109 | 9.6171e-05 | 0.00012577 | 0.0001008 | 0.00013076 | 0.0001387 | 0.00012532 | 0.00013119 | 0.0001513 | 0.00012218 | 0.00013338 | 0.00011486 | 0.00011286 | 0.00012846 | 0.00012606 | 0.00012714 | 0.00011079 | 0.00012619 | 0.00011808 | 0.00013023 | 0.00011251 | 0.0001198 | 0.00014974 | 0.00012705 | 0.00011395 | 0.00010497 | 0.00013773 | 0.00013375 | 0.00012866 | 0.00011158 | 0.00012388 | 9.8363e-05 | 0.0001145 | 0.00012339 | 0.00012939 | 0.00011803 | 0.000128 | 0.00012048 | 0.00012264 | 8.5097e-05 | 0.00011918 | 0.00011363 | 9.9366e-05 | 0.00012588 | 0.00011977 | 0.0001394 | 0.00012548 | 0.00014935 | 0.00011319 | 0.00012727 | 0.00012662 | 0.00010395 | 0.00014212 | 0.0001314 | 0.00010059 | 0.00011187 | 0.0001312 | 0.00011092 | 0.00014372 | 0.00012203 | 0.0001208 | 0.00012688 | 0.00010676 | 0.00012105 | 0.00010772 | 0.00012005 | 0.000142 | 0.00011852 | 0.00011713 | 0.0001167 | 0.00013985 | 0.000137 | 0.00010419 | 0.00012635 | 0.00013404 | 0.00012114 | 9.3305e-05 | 0.00012127 | 0.00012921 | 0.00014603 | 0.00010562 | 0.00012983 | 0.0001199 | 0.000137 | 0.00011271 | 0.00011363 | 0.0001201 | 0.0001341 | 0.00012573 | 0.00012693 | 0.00011563 | 0.00012388 | 0.00011974 | 0.00012159 | 0.00012246 | 0.00014097 | 0.00010286 | 0.00011723 | 0.00010594 | 0.00013114 | 0.00010363 | 0.00012683 | 0.00012213 | 0.00011875 | 0.00014337 | 9.6471e-05 | 0.00013759 | 0.00014219 | 0.00011277 | 0.00010076 | 0.00011783 | 0.00012911 | 0.00011687 | 0.00012314 | 0.00010217 | 0.00012013 | 0.00013105 | 0.00010025 | 0.00010812 | 0.00011068 | 0.00012037 | 0.00011168 | 0.00011744 | 0.0001227 | 0.00012058 | 0.00011929 | 0.00011024 | 0.00010768 | 0.00012923 | 0.00012535 | 0.00010532 | 0.00011889 | 0.00011567 | 9.6759e-05 | 0.00012316 | 0.0001379 | 0.0001258 | 0.00013703 | 0.00011341 | 0.000122 | 0.00010278 | 0.00012614 | 0.00014893 | 0.0001193 | 9.8939e-05 | 0.00012922 | 0.00013445 | 0.00011472 | 0.00013207 | 0.00010912 | 0.00010583 | 0.00011785 | 0.00012125 | 0.00010848 | 0.00010763 | 0.0001149 | 0.00011092 | 0.00013264 | 0.00012809 | 0.0001303 | 0.00013121 | 0.00012039 | 0.00014662 | 0.00013012 | 0.00011263 | 0.00010771 | 0.0001117 | 0.00013197 | 0.00011029 | 0.0001199 | 0.00011162 | 0.00013906 | 0.00013399 | 0.00013335 | 0.00012123 | 0.00010195 | 0.00011776 | 0.00010774 | 9.9489e-05 | 0.00010455 | 0.0001318 | 0.00011556 | 0.00014727 | 0.00012169 | 0.00011524 | 9.6942e-05 | 0.00012836 | 9.4557e-05 | 9.2384e-05 | 0.00012774 | 0.00015105 | 0.00010566 | 0.00013542 | 0.00010399 | 9.9268e-05 | 0.00013785 | 0.00013522 | 0.00012933 | 0.00012481 | 0.00011538 | 0.00010128 | 0.00012799 | 0.00014378 | 0.00012705 | 0.00013711 | 0.00010744 | 0.00011193 | 0.00011588 | 0.00014097 | 0.00010775 | 0.00011457 | 0.00012063 | 0.00012978 | 0.00011807 | 0.00013088 | 0.00011554 | 0.00011441 | 0.0001105 | 0.00011971 | 0.00013781 | 0.00010806 | 0.00010803 | 0.00012624 | 0.00012086 | 0.00012075 | 0.0001154 | 0.00011407 | 0.00011989 | 0.00011902 | 0.00012482 | 0.00011796 | 0.00011637 | 0.00013192 | 0.00012431 | 0.00013808 | 0.00012372 | 0.00012339 | 0.00012531 | 0.00013291 | 0.00011902 | 0.00010846 | 0.00011849 | 0.00012708 | 0.00013062 | 0.00011927 | 0.00012874 | 0.00011936 | 0.00012712 | 0.0001367 | 0.00012246 | 0.00010564 | 0.00011553 | 0.00014045 | 0.00013112 | 0.00013569 | 0.00014393 | 0.00012376 | 0.00011369 | 0.00012845 | 0.00011605 | 0.00011678 | 0.00013663 | 0.00014462 | 0.00014163 | 0.00012188 | 0.00011531 | 0.00011773 | 0.00012455 | 0.00013247 | 0.00012907 | 0.00012775 | 0.00011878 | 0.0001535 | 0.00012543 | 0.00011236 | 0.00012484 | 0.00011046 | 0.00013579 | 0.00010382 | 0.00011079 | 0.0001196 | 0.00014284 | 0.00012651 | 0.00011713 | 0.0001063 | 0.00011594 | 0.00014313 | 0.00012693 | 0.00013349 | 0.00011379 | 0.00010487 | 0.00012017 | 0.00011549 | 0.00010872 | 0.00013318 | 0.00013899 | 9.3309e-05 | 0.0001235 | 0.00014011 | 0.00011919 | 0.00011149 | 0.00013298 | 0.0001017 | 0.00012235 | 0.00014682 | 0.00013871 | 0.0001178 | 9.2999e-05 | 0.00010729 | 0.00010603 | 0.0001312 | 0.00011857 | 0.0001296 | 0.00010355 | 0.00012117 | 0.00011421 | 0.00011536 | 0.00011789 | 0.00012339 | 0.00012618 | 0.00011452 | 0.00011997 | 0.00013995 | 0.00012294 | 0.00011809 | 0.00011915 | 0.00012875 | 0.00014835 | 0.00011394 | 0.00011253 | 0.00013428 | 0.0001006 | 0.00011346 | 0.00014025 | 0.00013026 | 0.0001295 | 0.00010731 | 0.00012839 | 9.4667e-05 | 0.00015015 | 0.00012133 | 0.00011727 | 0.00010117 | 9.853e-05 | 0.0001395 | 0.00011936 | 0.00011484 | 0.00013176 | 0.00014049 | 0.00011843 | 0.00012064 | 0.00012056 | 0.00012456 | 0.00010336 | 0.00013252 | 0.00010178 | 0.00012224 | 0.00012432 | 0.0001306 | 0.00013638 | 0.00012798 | 0.00011257 | 0.00011185 | 9.4715e-05 | 0.00012143 | 0.00013195 | 0.00013147 | 0.00011954 | 0.00013716 | 0.00011371 | 0.00010516 | 0.00010811 | 0.00010609 | 0.00012854 | 0.0001304 | 0.00011425 | 0.00011294 | 0.00013763 | 0.00013428 | 0.00015129 | 0.00011785 | 0.00010236 | 9.9054e-05 | 0.00011781 | 0.00010926 | 0.00012775 | 0.00014309 | 0.00011523 | 0.00013542 | 0.00011934 | 0.00010176 | 0.00013099 | 0.00014102 | 0.00014077 | 0.00012257 | 0.00014863 | 0.00011409 | 0.000124 | 0.00010517 | 0.00011841 | 0.00011264 | 0.00012303 | 0.00014235 | 0.00012081 | 0.00012459 | 0.00013352 | 0.00010879 | 0.00011509 | 0.00011147 | 9.3586e-05 | 0.00010433 | 0.00012176 | 0.00013867 | 0.00011555 | 0.00013284 | 0.00012873 | 0.00013198 | 0.0001117 | 0.00012122 | 0.00012037 | 0.00012329 | 0.00012028 | 9.9131e-05 | 0.00011787 | 0.0001174 | 0.00010456 | 0.00012897 | 0.00011938 | 0.00012342 | 0.00011889 | 0.00010806 | 0.00012356 | 0.00011386 | 0.00010358 | 0.00012035 | 0.000111 | 0.00011252 | 0.00010852 | 0.00013075 | 0.00012434 | 0.00011681 | 0.00012527 | 0.00011004 | 0.00010651 | 0.00013551 | 0.00011613 | 0.00012103 | 0.0001084 | 0.00010871 | 0.00013029 | 0.00012439 | 0.00011551 | 0.00011133 | 0.0001281 | 0.00011334 | 0.00011287 | 0.00013192 | 0.00011855 | 0.00012768 | 0.00012524 | 0.00015312 | 0.0001094 | 0.00010048 | 0.00013644 | 9.9991e-05 | 0.00014609 | 0.00012507 | 8.5801e-05 | 0.00011893 | 0.00012417 | 0.00011674 | 0.00011121 | 0.00011451 | 0.00012325 | 0.00011794 | 0.00011579 | 0.00013386 | 0.0001069 | 0.00010882 | 0.00012573 | 9.796e-05 | 0.00011994 | 0.00013284 | 0.00012122 | 0.00013163 | 0.00014061 | 0.00012354 | 0.00012519 | 0.00012879 | 0.00013656 | 0.00013284 | 0.00011576 | 0.00011419 | 0.00013406 | 0.00014921 | 0.00012788 | 0.00011747 | 0.00012401 | 0.00011473 | 0.00012637 | 0.00011547 | 0.00013508 | 0.00012145 | 0.00010748 | 0.00012215 | 0.00010551 | 0.0001159 | 0.00012949 | 0.00012151 | 0.00012187 | 0.00014173 | 0.00011962 | 0.00012502 | 0.00011589 | 0.00012681 | 0.00011995 | 0.00012005 | 0.00012113 | 0.00011023 | 0.00012727 | 0.00012803 | 0.00012075 | 0.00010187 | 0.00011913 | 0.00010455 | 0.00013034 | 0.00012082 | 0.00011949 | 0.00011824 | 0.00013171 | 0.00011985 | 0.00013322 | 0.00012748 | 0.00012788 | 0.00011976 | 0.00012097 | 0.00013939 | 0.00012575 | 0.00010246 | 0.00012114 | 0.00014452 | 0.0001139 | 0.00013147 | 0.00012177 | 0.00012043 | 0.00013629 | 0.00011978 | 0.00011806 | 0.00011886 | 0.00013044 | 0.00011905 | 9.5734e-05 | 0.00012413 | 0.00012784 | 0.00011096 | 0.00011229 | 0.00013301 | 0.00013643 | 0.00012599 | 0.00012217 | 0.00012577 | 0.00013994 | 0.00013428 | 0.0001228 | 0.0001092 | 0.00012023 | 0.00010643 | 0.00011139 | 0.00011618 | 0.00013907 | 0.00011832 | 0.00012048 | 0.0001172 | 0.00011183 | 9.9916e-05 | 0.00011985 | 0.0001073 | 9.7165e-05 | 0.00010323 | 0.00012765 | 0.00012776 | 0.00014214 | 0.00011817 | 0.00011659 | 0.00013198 | 0.00013147 | 0.00013463 | 0.00012152 | 0.00012647 | 0.00012892 | 0.00012293 | 0.00012246 | 0.00010145 | 0.00011534 | 0.00012333 | 0.00012808 | 0.0001212 | 0.00012923 | 0.00010485 | 0.0001322 | 0.00010662 | 0.00011045 | 0.000123 | 0.00011505 | 0.00013254 | 0.00011907 | 0.00010738 | 0.00012161 | 0.00014756 | 0.00011013 | 0.00010922 | 0.00012227 | 0.00010867 | 0.00011747 | 0.00011375 | 0.00010516 | 0.00011676 | 0.00012122 | 0.00012057 | 0.00010608 | 0.00012623 | 9.8151e-05 | 0.00013628 | 0.00012654 | 0.00011511 | 0.00013942 | 0.00012038 | 0.00012795 | 0.00011561 | 0.00012988 | 0.00010755 | 0.0001096 | 0.00010249 | 0.00012554 | 0.00013392 | 0.00013058 | 0.00012793 | 0.00013548 | 0.00012304 | 0.00011113 | 0.00011316 | 0.00012904 | 0.00011335 | 0.00013562 | 0.0001261 | 9.5822e-05 | 0.00012594 | 0.00011363 | 0.00012903 | 9.1146e-05 | 9.6641e-05 | 0.00011296 | 0.00011701 | 0.00013966 | 0.00014433 | 0.00013824 | 0.00012007 | 0.00012315 | 0.00010007 | 0.00011849 | 0.00012681 | 0.00011348 | 0.00010037 | 0.00011724 | 0.00010904 | 0.00010876 | 0.00013186 | 0.00014479 | 0.0001243 | 0.00010899 | 0.00014093 | 0.00013426 | 0.00011554 | 0.00012063 | 0.00014089 | 0.00012112 | 0.00013584 | 0.00012305 | 0.00011766 | 0.00012066 | 0.00010654 | 0.00013144 | 0.00010764 | 0.00011457 | 0.00012201 | 0.00012793 | 0.00010459 | 0.00012573 | 0.00010789 | 8.7425e-05 | 0.00011308 | 0.00011072 | 0.00011843 | 0.00011878 | 0.00011154 | 0.0001327 | 0.00011436 | 0.0001262 | 0.00011822 | 0.00013563 | 0.00011751 | 0.00013025 | 0.00011825 | 0.0001271 | 0.00012572 | 0.00012107 | 9.8918e-05 | 0.00013644 | 0.00012975 | 0.00013095 | 0.0001158 | 0.0001226 | 0.00011176 | 0.00012481 | 0.000125 | 0.00011872 | 0.00013459 | 0.00013064 | 0.00011772 | 0.00010209 | 0.0001378 | 0.00013966 | 0.00013621 | 0.00012247 | 0.00012839 | 0.00011564 | 0.00012048 | 0.00014008 | 0.00011061 | 0.00010001 | 0.00011957 | 0.00011106 | 0.00011541 | 0.00012108 | 0.00013227 | 0.00011513 | 0.00012134 | 0.0001203 | 0.00010333 | 0.00011529 | 0.0001174 | 0.00010692 | 0.00011126 | 9.981e-05 | 9.7481e-05 | 0.00011538 | 0.00013452 | 0.00013 | 0.0001149 | 0.0001173 | 0.00013494 | 9.7767e-05 | 0.00012557 | 0.00013262 | 0.00011216 | 0.00011352 | 0.00010546 | 0.00013031 | 0.00011787 | 0.00010928 | 0.00012233 | 0.00012496 | 0.00011481 | 0.00011038 | 0.00013274 | 0.00011359 | 0.00011842 | 0.00014767 | 9.7693e-05 | 0.00011696 | 0.00011895 | 0.00011137 | 9.6098e-05 | 0.00013051 | 0.00013719 | 0.00012451 | 0.00014374 | 0.00013262 | 0.00014387 | 0.00012401 | 0.00011811 | 0.000125 | 0.00013935 | 0.00011804 | 0.00013185 | 0.00011335 | 0.00011776 | 0.00011992 | 0.000109 | 0.00010804 | 0.00011348 | 0.00011596 | 0.00011847 | 0.00012171 | 0.0001304 | 0.00013039 | 0.00012363 | 0.00012279 | 0.00012006 | 0.00011066 | 0.00011236 | 0.00011244 | 0.00014058 | 0.00012389 | 0.00012868 | 0.00013557 | 0.00012619 | 0.00013825 | 0.00012251 | 0.00011708 | 0.00010266 | 0.00012866 | 0.00010944 | 0.000129 | 0.00010672 | 8.641e-05 | 0.0001344 | 9.4376e-05 | 0.00011254 | 0.00012091 | 0.00013829 | 0.00012038 | 0.00012961 | 0.00010453 | 0.00011789 | 0.00010238 | 0.00013136 | 0.00012702 | 0.00011199 | 0.00012565 | 9.2365e-05 | 0.00013999 | 0.00014597 | 0.00012085 | 0.00013303 | 0.00011934 | 0.00011138 | 0.00011324 | 0.0001411 | 0.0001306 | 0.00013771 | 0.00013007 | 0.00013199 | 0.00012701 | 0.00010629 | 0.00011942 | 0.00010333 | 0.00011255 | 0.00013018 | 0.00010935 | 0.00012801 | 0.00011365 | 0.00010294 | 0.00012369 | 0.00012951 | 0.00010493 | 0.00014317 | 0.00010515 | 0.00012382 | 0.00012463 | 0.00012026 | 0.00011297 | 0.00010927 | 0.00011735 | 0.00012325 | 0.00013553 | 0.00013189 | 0.00011472 | 0.0001468 | 0.00011506 | 0.00013498 | 0.00011129 | 0.00011119 | 0.00013202 | 0.00011402 | 0.00011758 | 0.00012002 | 0.00014486 | 0.00012329 | 0.00011463 | 0.00011737 | 0.0001219 | 0.00012703 | 0.00013983 | 0.00012155 | 0.00013126 | 0.00011434 | 0.0001056 | 0.00012364 | 0.00012336 | 0.00012506 | 0.00012206 | 0.00014108 | 0.00012325 | 0.00014931 | 0.00015864 | 0.00010618 | 0.00011953 | 0.00013219 | 0.00012647 | 0.00011516 | 0.00010223 | 0.00012074 | 0.00013375 | 0.00010921 | 0.00010218 | 8.8344e-05 | 0.00013236 | 0.0001052 | 0.00013015 | 0.00013464 | 0.00010046 | 0.00012337 | 0.00010492 | 0.00012383 | 0.00012311 | 0.00011357 | 0.00013846 | 0.00012285 | 0.00012292 | 0.00011029 | 0.00012927 | 0.00014022 | 0.00011981 | 0.00012128 | 0.00012435 | 0.0001323 | 0.0001285 | 0.00011721 | 0.00011613 | 0.00010813 | 0.00010079 | 0.00012228 | 0.00013516 | 0.00012046 | 0.00010243 | 0.0001099 | 0.00012874 | 9.9448e-05 | 0.0001088 | 0.00012666 | 0.00012122 | 0.00011142 | 0.00010681 | 0.00011059 | 0.00011962 | 0.00011977 | 0.00010249 | 0.00012204 | 0.0001371 | 0.00011732 | 0.00013031 | 0.00011984 | 0.00012989 | 0.00010773 | 0.00012751 | 0.00013112 | 0.00013014 | 0.00010506 | 0.00011195 | 0.00013906 | 0.000115 | 0.0001286 | 0.00011828 | 0.0001397 | 0.00013126 | 0.00011609 | 0.00012562 | 9.7189e-05 | 0.00010883 | 0.00011248 | 0.00014166 | 0.00012092 | 0.00010818 | 0.00014421 | 0.00010148 | 0.00013376 | 0.00012785 | 0.00013109 | 0.00012171 | 0.00014139 | 0.00013198 | 0.00011065 | 0.00012197 | 0.00011971 | 0.00012061 | 0.00011646 | 0.00011097 | 0.00014172 | 0.00014004 | 0.00012933 | 0.00010628 | 0.00013399 | 0.00012562 | 0.00013529 | 0.00011277 | 0.00011858 | 0.00014715 | 0.00011498 | 0.00012467 | 0.00010133 | 0.00010601 | 0.0001299 | 0.00010803 | 0.00010418 | 0.0001179 | 0.00011978 | 0.00011111 | 0.00010108 | 0.00011273 | 0.00011755 | 0.00011079 | 0.00012855 | 0.00013181 | 0.00010757 | 0.0001071 | 0.00012132 | 0.00012648 | 0.0001111 | 0.00012151 | 0.00012325 | 0.00012124 | 0.00012794 | 0.00012859 | 0.00011343 | 0.00013054 | 0.00012668 | 0.00010466 | 0.00010455 | 0.00011591 | 9.9009e-05 | 0.00013353 | 0.00012742 | 0.00012721 | 0.00013003 | 0.00014098 | 0.00012053 | 0.00011702 | 0.00012571 | 0.00012884 | 0.00014054 | 0.00010832 | 0.00010676 | 0.0001345 | 0.00012182 | 0.00011165 | 0.00012857 | 0.00013917 | 0.00011378 | 0.00011823 | 0.00011458 | 0.00015062 | 0.00010642 | 0.00012204 | 0.00013065 | 0.00010768 | 0.00012347 | 0.00014271 | 0.00012076 | 0.00012296 | 0.00010676 | 0.00012971 | 0.00011919 | 0.00011836 | 8.2075e-05 | 0.00012083 | 0.00011029 | 0.00012683 | 0.0001115 | 0.00010837 | 0.00010752 | 0.00012556 | 0.00012262 | 0.00011922 | 0.00011604 | 0.00013485 | 0.00012751 | 0.00013525 | 0.00012451 | 0.00014167 | 0.00011879 | 0.00011624 | 0.00013036 | 0.00015673 | 9.3981e-05 | 0.0001264 | 0.00011216 | 0.00012879 | 0.00012336 | 0.00010993 | 0.00011401 | 0.00013252 | 0.00011448 | 0.00012233 | 0.00011638 | 0.00012297 | 0.00014434 | 9.7777e-05 | 0.00013401 | 0.00012514 | 0.0001246 | 0.00011705 | 0.00011161 | 0.00010154 | 0.0001096 | 0.00010476 | 0.0001045 | 0.00011893 | 0.00012851 | 0.00010768 | 0.00010271 | 0.00013895 | 0.00013292 | 0.0001294 | 0.00012233 | 0.00013365 | 0.00011605 | 0.00013004 | 0.00013114 | 0.0001149 | 0.00011716 | 0.00015036 | 0.00013362 | 0.00012368 | 0.00011059 | 0.00012651 | 0.00012691 | 0.00012017 | 0.00011527 | 0.00013517 | 0.00012417 | 0.00010375 | 0.00010284 | 0.00011748 | 0.00011112 | 0.00012087 | 0.00012008 | 0.00011061 | 9.9447e-05 | 0.00014042 | 0.00013087 | 0.00012466 | 0.00013762 | 0.00011383 | 0.00012015 | 0.00012422 | 0.00010772 | 0.00012068 | 0.00011781 | 0.00011743 | 0.00013607 | 0.00011927 | 0.00011377 | 0.00011254 | 0.00014088 | 0.00013856 | 0.00012029 | 0.0001084 | 0.00011867 | 9.533e-05 | 0.00010439 | 0.00014063 | 0.00012105 | 0.00012296 | 0.00012841 | 0.00012753 | 0.00012423 | 0.00012143 | 0.00013177 | 9.1195e-05 | 0.00012147 | 0.00011291 | 0.00010764 | 0.00010334 | 0.00013151 | 0.00010558 | 0.00012019 | 0.00015161 | 0.00012645 | 0.00010946 | 0.00011248 | 0.00013678 | 0.00013158 | 0.00011689 | 0.00011199 | 0.00011549 | 0.00010322 | 0.00012041 | 0.00011092 | 0.00011764 | 0.00013777 | 9.7257e-05 | 0.00014431 | 0.00012525 | 0.00012057 | 0.0001176 | 0.0001407 | 0.00010631 | 0.00010185 | 0.00010561 | 0.00011565 | 0.00011897 | 0.00012749 | 0.00013558 | 0.00011572 | 0.00011377 | 0.0001293 | 0.00012326 | 0.00013057 | 0.00014141 | 0.00012663 | 0.00014136 | 0.00011161 | 0.00011612 | 0.00013646 | 0.00013152 | 0.00014354 | 0.00011698 | 0.00011984 | 0.00011904 | 0.00012209 | 0.00010289 | 0.0001055 | 0.00013935 | 0.00011748 | 0.00013733 | 0.00011273 | 0.00011664 | 0.00010322 | 0.00011503 | 9.7987e-05 | 0.00010104 | 0.00015641 | 0.00011087 | 0.00011456 | 0.00013509 | 0.00012504 | 0.0001282 | 0.000129 | 8.8947e-05 | 0.00013733 | 0.00012754 | 0.00010589 | 0.00012582 | 0.00011227 | 0.00012234 | 0.00012329 | 0.00011267 | 0.00014072 | 0.00011604 | 0.00013369 | 0.00012626 | 0.0001258 | 0.00011367 | 0.00013696 | 0.00012233 | 0.00010875 | 0.00011864 | 0.00011836 | 9.7633e-05 | 0.00011685 | 0.00013284 | 0.00011415 | 0.00013357 | 0.0001201 | 0.00013476 | 0.00011868 | 0.00013567 | 0.00012251 | 0.00010465 | 0.00010514 | 0.00012063 | 0.00013564 | 0.00012777 | 0.00012078 | 0.00013562 | 0.00012236 | 0.00010298 | 0.00014598 | 0.00013447 | 0.00011166 | 0.00012229 | 0.00010992 | 0.0001127 | 0.00010879 | 0.00010552 | 0.00011614 | 0.00012932 | 0.00012173 | 0.00012677 | 0.00011514 | 0.00012353 | 0.00013108 | 0.00013962 | 0.00014292 | 0.00013056 | 0.00012927 | 7.8464e-05 | 0.00011945 | 0.00012697 | 0.00013662 | 0.00012161 | 0.0001261 | 0.00010603 | 0.00012033 | 0.00011032 | 0.00010167 | 0.0001249 | 0.00010911 | 0.00011089 | 0.00012372 | 0.00015679 | 0.00012921 | 0.00011917 | 0.00012255 | 0.00012605 | 9.4488e-05 | 0.0001152 | 0.00013173 | 0.00012421 | 9.2788e-05 | 0.00014043 | 0.00010404 | 0.0001107 | 0.0001238 | 0.00012685 | 0.00012043 | 0.00012243 | 0.00013933 | 0.00012988 | 0.00011677 | 0.00012771 | 0.00013562 | 0.00013587 | 0.00012993 | 0.00013246 | 0.00012163 | 0.00012365 | 0.00012907 | 0.00011577 | 0.00011565 | 0.0001277 | 0.00011404 | 0.00012059 | 0.00011602 | 0.00011083 | 0.00013681 | 0.00011522 | 0.00012158 | 0.00011503 | 0.00012628 | 0.00013312 | 0.00014823 | 0.00011113 | 0.0001328 | 0.00012967 | 0.00013444 | 0.00012236 | 0.00013807 | 0.00014679 | 0.00012395 | 0.00012105 | 0.00012382 | 0.00010657 | 0.00012284 | 0.00010401 | 0.00011989 | 0.00011035 | 0.0001237 | 0.00011125 | 0.00011243 | 0.00013919 | 0.00013674 | 0.00011291 | 0.00013492 | 0.00010976 | 0.00013897 | 0.00010586 | 0.00014272 | 0.00011885 | 0.00014458 | 0.00013008 | 0.00012976 | 0.00011385 | 0.000126 | 0.00012077 | 0.00012121 | 0.00011575 | 0.00010915 | 0.00013073 | 0.00012797 | 0.00012366 | 0.00014814 | 0.00013905 | 0.00010931 | 0.00011914 | 0.00010451 | 0.00011742 | 0.00012589 | 0.00011254 | 0.00013108 | 0.00011688 | 0.00012059 | 0.00013077 | 0.0001395 | 0.00012292 | 9.5391e-05 | 0.00013975 | 0.00010862 | 0.00010249 | 0.00012347 | 0.00012549 | 0.0001233 | 0.00010912 | 0.00011417 | 0.00012599 | 0.00012139 | 0.00012761 | 0.00011477 | 0.00012101 | 0.00013243 | 0.00012758 | 0.00010327 | 0.00011787 | 0.00013805 | 0.00011642 | 0.0001436 | 0.00012688 | 0.00010942 | 0.0001163 | 0.00013 | 0.00012635 | 0.00012463 | 0.00011348 | 0.00013741 | 0.00012215 | 0.00012955 | 0.0001439 | 0.00011748 | 0.00012863 | 0.00015313 | 0.00012887 | 0.00012782 | 0.00011925 | 0.00012981 | 0.00013536 | 0.00011698 | 0.00014759 | 0.00010994 | 0.00011885 | 0.00012299 | 0.00013504 | 9.9837e-05 | 0.00012981 | 0.00013251 | 0.00012049 | 0.00012724 | 0.00011796 | 0.00010344 | 0.00012728 | 0.00012047 | 0.00011571 | 0.0001519 | 0.00012333 | 0.0001207 | 0.00010889 | 0.00010256 | 0.00010219 | 0.00012371 | 0.0001131 | 0.0001337 | 0.00010635 | 0.00013104 | 0.00012879 | 0.00012347 | 0.00012677 | 0.00013298 | 0.00012187 | 0.00014639 | 0.00013114 | 0.00013551 | 0.00012632 | 0.00012067 | 0.00011447 | 0.00011074 | 0.00012466 | 0.00014627 | 0.00011395 | 0.00013835 | 0.00010898 | 0.00011887 | 0.00014262 | 0.00011563 | 0.00012646 | 0.00011013 | 0.00012292 | 0.00011406 | 0.00011578 | 0.00012295 | 0.00014088 | 0.00014098 | 0.00012196 | 0.00013655 | 0.00011833 | 0.00012904 | 0.00012057 | 0.00013057 | 0.00011638 | 0.00012017 | 0.00014568 | 0.00011985 | 0.00011967 | 0.00012285 | 0.00012635 | 0.00011514 | 0.00012479 | 9.6629e-05 | 0.00013675 | 0.00012249 | 0.00012077 | 0.00013475 | 0.00011005 | 0.00010759 | 0.00011575 | 0.00012413 | 0.00013034 | 0.00010624 | 0.00011288 | 0.00010549 | 0.00013245 | 0.00013036 | 0.00011791 | 0.0001052 | 0.00013033 | 0.00011454 | 0.00013863 | 0.00011756 | 0.00011613 | 0.00012825 | 0.00013288 | 0.00012713 | 0.00010593 | 0.00012072 | 0.00012156 | 0.0001216 | 0.00011919 | 0.00010684 | 0.00011547 | 0.00013585 | 0.00011414 | 0.00013461 | 0.00013641 | 0.00013132 | 0.00012559 | 0.00013425 | 0.00011957 | 0.00013021 | 0.00011815 | 0.00010984 | 0.00013325 | 0.00010455 | 0.00012081 | 0.00010626 | 0.00011561 | 0.00011796 | 0.00013092 | 0.00012695 | 0.00012664 | 0.00011273 | 0.00012397 | 0.00014177 | 0.0001358 | 0.00011865 | 0.00013107 | 0.00012804 | 0.00012316 | 0.00012556 | 0.00012683 | 0.00011525 | 0.00012501 | 0.00011651 | 0.00011279 | 0.00012861 | 0.00010915 | 0.00013662 | 0.00010323 | 0.00011448 | 0.00012195 | 0.00010392 | 0.00014015 | 0.00012443 | 0.00012182 | 0.00012111 | 0.00012728 | 0.0001202 | 0.00011335 | 0.0001268 | 0.00012312 | 0.00014567 | 0.00011579 | 0.00012372 | 0.00012881 | 0.00011143 | 0.00012975 | 0.00013467 | 0.0001256 | 0.00013433 | 0.00012001 | 0.00012384 | 0.000111 | 0.00011642 | 0.00012832 | 0.0001099 | 0.00010805 | 0.00010337 | 0.00012106 | 0.0001152 | 0.00010289 | 0.000111 | 0.00011568 | 0.00013326 | 0.0001376 | 0.00010039 | 0.00012139 | 0.00013597 | 0.00012784 | 0.00013002 | 0.000132 | 0.00010528 | 0.00010142 | 0.00012639 | 0.00010468 | 0.00011219 | 0.00011918 | 0.00012472 | 0.00012829 | 0.00013121 | 9.9113e-05 | 0.00012393 | 0.00012038 | 0.00012981 | 0.00012375 | 0.00012891 | 0.0001299 | 0.00011768 | 0.00010686 | 0.00015855 | 0.00011902 | 0.00013027 | 0.00011292 | 0.000116 | 0.00010893 | 0.00011145 | 8.9712e-05 | 0.00012371 | 0.0001252 | 9.6456e-05 | 0.00010946 | 0.0001108 | 0.00011849 | 0.00011416 | 0.0001121 | 0.00011531 | 0.00010269 | 0.00010747 | 0.00011693 | 0.0001078 | 0.00011012 | 0.0001278 | 0.00013 | 0.00011398 | 0.00012131 | 0.00011297 | 0.00012006 | 0.00012128 | 9.2956e-05 | 8.4055e-05 | 0.00011934 | 0.000118 | 0.00012591 | 0.00012849 | 0.00011971 | 0.00011866 | 0.00013581 | 0.0001056 | 0.00013423 | 0.00011005 | 0.00013076 | 0.00011651 | 0.00011565 | 0.00010598 | 0.00012906 | 0.0001315 | 0.00010407 | 0.000117 | 0.00013215 | 0.00012567 | 0.00014286 | 0.00012985 | 0.00010694 | 0.00014642 | 0.00012858 | 0.00012873 | 0.00013398 | 0.00013855 | 0.0001175 | 0.0001024 | 0.00011954 | 0.0001107 | 0.00012078 | 0.00010983 | 0.00012175 | 0.00010936 | 0.00014313 | 0.00012714 | 0.00011817 | 0.00011018 | 0.00010859 | 0.00010855 | 0.00010918 | 0.00010491 | 0.00010607 | 0.00011676 | 0.00013327 | 0.00011058 | 0.00012017 | 0.00012122 | 9.9882e-05 | 0.00015137 | 0.00012379 | 0.00011847 | 0.00010505 | 0.0001021 | 0.00011171 | 0.00013281 | 0.00012001 | 0.00013976 | 0.00011336 | 0.00013138 | 0.00013001 | 0.00012618 | 0.00013089 | 0.00010486 | 0.00012337 | 0.00012122 | 0.00011627 | 0.00012851 | 0.00011884 | 0.00013063 | 0.00010388 | 0.00011817 | 0.00011983 | 0.000124 | 0.00012255 | 0.00013505 | 0.00012013 | 0.00013877 | 0.00014877 | 0.00011517 | 0.00013021 | 0.00014332 | 0.00012093 | 0.00013992 | 0.00011476 | 0.00012637 | 0.00014408 | 0.00013596 | 0.00012343 | 0.00011879 | 0.00013747 | 0.00012086 | 0.00011007 | 0.00011598 | 0.00013798 | 0.000121 | 0.00011102 | 0.00012204 | 0.00013634 | 0.00011751 | 0.00013758 | 0.00013929 | 0.00015316 | 0.00012017 | 0.00010973 | 0.00012277 | 0.00013215 | 0.00012582 | 0.00010451 | 0.00010499 | 0.00010682 | 0.0001145 | 0.00015501 | 0.00012406 | 9.3926e-05 | 0.00015838 | 0.00011678 | 0.00012145 | 9.4926e-05 | 0.00012165 | 0.00012759 | 0.00011808 | 0.00011535 | 0.00011723 | 0.00011412 | 0.00012073 | 0.00012592 | 0.00013924 | 0.00011609 | 0.00012632 | 0.00013813 | 0.00012673 | 0.00012355 | 0.00012084 | 9.7709e-05 | 0.00012276 | 0.00014447 | 0.00014007 | 0.00010905 | 0.00012499 | 0.00013214 | 0.00012373 | 0.00010877 | 0.00011575 | 0.00013239 | 0.00012535 | 0.00016985 | 9.282e-05 | 0.00010911 | 0.00012641 | 0.00010595 | 0.00011876 | 0.00011694 | 0.00012829 | 0.00010546 | 0.00011905 | 0.00013361 | 0.0001084 | 9.3596e-05 | 0.00013355 | 0.00014153 | 0.00011847 | 0.00012985 | 0.00014714 | 9.8097e-05 | 0.00010996 | 0.00013589 | 0.00012217 | 0.00011545 | 0.00012286 | 0.00011996 | 0.00013275 | 0.00012035 | 0.00011839 | 0.00013113 | 0.00012741 | 0.0001259 | 0.00013551 | 0.00012087 | 0.00013597 | 0.00012982 | 0.00011152 | 0.00010719 | 0.00011649 | 0.00011073 | 0.00013252 | 0.00012579 | 0.00012636 | 0.00010913 | 0.00011924 | 0.00012326 | 0.00011083 | 0.0001104 | 0.00011409 | 0.00013348 | 0.00011774 | 0.00013983 | 0.0001154 | 0.00012872 | 0.00013825 | 0.00011616 | 0.00012771 | 0.00011311 | 0.00010295 | 0.00011661 | 0.00014068 | 0.00010789 | 0.00010867 | 0.00011559 | 0.0001176 | 0.00013187 | 0.00012244 | 0.00010531 | 0.00014871 | 0.00010615 | 0.00013313 | 0.00016249 | 0.00012175 | 0.00011382 | 0.00011384 | 0.00012035 | 0.00013399 | 0.00011165 | 9.8278e-05 | 9.4091e-05 | 0.00010076 | 0.00011023 | 0.00011166 | 0.00010568 | 0.00012808 | 0.0001236 | 0.00011269 | 0.00012847 | 0.00013449 | 0.00012106 | 0.00010627 | 0.00012621 | 0.00011804 | 0.00011879 | 0.00013723 | 0.00014819 | 0.00011072 | 0.00012283 | 0.00013181 | 0.0001201 | 0.00011656 | 9.5535e-05 | 0.00011349 | 0.00011308 | 0.00012409 | 0.0001226 | 0.00012182 | 0.00013185 | 0.00011109 | 0.00012804 | 0.00014215 | 0.00012126 | 0.00012041 | 0.00012563 | 0.00012847 | 0.00010111 | 0.00012443 | 0.00010651 | 0.00012447 | 0.00012921 | 0.00014913 | 0.00010674 | 0.00011644 | 0.00012217 | 0.00012022 | 0.00010512 | 0.00013298 | 0.00010425 | 0.00011678 | 0.00012345 | 0.00011174 | 0.00012993 | 0.00012169 | 0.0001277 | 0.00013649 | 0.00012225 | 0.00012404 | 0.00011641 | 0.00012787 | 0.00010361 | 9.9873e-05 | 0.00011979 | 0.000128 | 0.00011327 | 0.0001396 | 0.00012954 | 0.00012467 | 9.705e-05 | 0.00010746 | 0.00013122 | 0.00011125 | 0.00012084 | 0.00010633 | 0.00011451 | 0.00011043 | 0.00012156 | 0.00011266 | 0.00012973 | 0.00012484 | 9.9607e-05 | 0.00012577 | 0.00011594 | 0.00011624 | 0.00012864 | 0.0001099 | 0.00012852 | 0.00013011 | 0.00012695 | 0.00011824 | 0.0001216 | 0.00012309 | 0.00011682 | 0.00012979 | 0.00013332 | 0.0001146 | 0.00010656 | 0.00011221 | 0.00013023 | 0.0001231 | 0.00010813 | 0.00012808 | 0.00010585 | 0.00012497 | 0.00011087 | 0.00014138 | 0.0001341 | 0.00012749 | 0.00013078 | 0.00011041 | 0.00011869 | 0.00013846 | 0.00012833 | 0.00013138 | 0.00012472 | 0.00011949 | 0.00011262 | 0.00012254 | 0.00012955 | 0.00012524 | 0.00014345 | 0.00011067 | 9.4923e-05 | 0.00013052 | 0.00010462 | 0.00013102 | 0.00010428 | 0.00012253 | 0.00014221 | 0.00013188 | 0.00011912 | 0.00012545 | 0.00013025 | 9.6566e-05 | 0.00011423 | 0.0001224 | 0.00013812 | 0.00013541 | 0.00012944 | 0.00012656 | 0.00014071 | 0.00011627 | 0.00010237 | 0.00010351 | 0.0001146 | 0.00011404 | 0.0001017 | 0.00013316 | 0.00012801 | 0.00010354 | 0.0001069 | 0.00013649 | 0.00011847 | 0.00011256 | 0.00010611 | 0.00013701 | 0.00013245 | 0.00012999 | 0.00011951 | 0.00012599 | 0.00012757 | 0.00011622 | 0.00010671 | 0.00011968 | 0.00012995 | 0.00013233 | 0.00013109 | 0.00011024 | 0.00014295 | 0.00011881 | 0.00014185 | 0.00013354 | 0.0001197 | 0.00012036 | 0.00012706 | 0.0001256 | 0.00012057 | 0.00012191 | 0.00012414 | 0.00011753 | 0.00012758 | 0.00010478 | 0.00010854 | 0.00014101 | 0.00013071 | 0.00013338 | 0.00013933 | 0.00014371 | 0.00012207 | 0.00010244 | 0.00011521 | 9.748e-05 | 0.00013111 | 0.00012694 | 0.00012225 | 0.00013193 | 0.00011833 | 0.00012044 | 0.00012065 | 9.6219e-05 | 0.00013283 | 0.00014414 | 0.00013371 | 0.00011558 | 0.00012822 | 0.00013469 | 0.00011505 | 0.00011941 | 0.00013132 | 0.00012441 | 0.00011702 | 0.00011119 | 0.00012312 | 9.1137e-05 | 0.00010845 | 0.0001249 | 0.00013462 | 0.00013794 | 0.00014326 | 0.00011708 | 0.00014391 | 0.00010598 | 0.00010653 | 0.00013002 | 0.00011925 | 0.00012017 | 0.00013513 | 0.00011461 | 0.00012938 | 0.00014607 | 0.00011643 | 0.0001076 | 0.0001351 | 0.00013878 | 0.00013005 | 0.00014014 | 0.00012218 | 0.00010286 | 0.00011586 | 0.00011167 | 0.00014353 | 0.0001084 | 0.00011467 | 0.00011579 | 0.00010814 | 0.00011566 | 0.00014076 | 0.00011027 | 0.0001194 | 0.00011459 | 0.0001402 | 0.00012292 | 0.00010913 | 0.00011861 | 0.00012734 | 0.0001172 | 0.00011139 | 0.00012921 | 0.00013431 | 0.00011004 | 0.0001184 | 0.00013668 | 0.00011471 | 0.00012534 | 0.00010795 | 0.00014446 | 0.00012295 | 0.00012537 | 0.00011834 | 0.00011679 | 0.00012345 | 0.00011193 | 0.00013478 | 0.00012836 | 0.00010795 | 0.00012445 | 0.00012794 | 0.00010324 | 0.00013544 | 0.00015303 | 0.00010653 | 0.00011626 | 0.0001383 | 0.00011158 | 0.00010954 | 0.00013775 | 0.00012862 | 0.00013142 | 0.00012064 | 0.00011374 | 0.00011708 | 0.00012425 | 0.00012294 | 0.00012348 | 0.00012996 | 0.00012327 | 0.00011749 | 0.00013306 | 0.00013428 | 0.00012604 | 0.00013487 | 0.00011736 | 0.0001219 | 0.00012086 | 0.00012236 | 0.00011683 | 0.00011602 | 0.00013669 | 0.00014036 | 0.00011191 | 0.00011221 | 0.00011456 | 0.00010815 | 0.00012539 | 0.00010203 | 0.00012323 | 0.00011616 | 0.00010932 | 0.00013425 | 0.00011083 | 0.00010744 | 0.00012266 | 0.00012262 | 0.00014087 | 0.00012465 | 0.00013524 | 0.00010835 | 0.00012481 | 0.00013303 | 0.00011361 | 0.00013175 | 0.0001209 | 0.00014209 | 0.00011047 | 0.00013404 | 0.00013318 | 0.00011916 | 0.00013042 | 0.00010562 | 0.00013147 | 0.0001259 | 0.00014963 | 9.6834e-05 | 0.0001372 | 0.00011634 | 0.00011369 | 9.8033e-05 | 0.00012857 | 0.00012837 | 0.00013381 | 0.00011815 | 0.00010429 | 0.0001182 | 0.00011903 | 0.00012045 | 0.0001231 | 0.00012783 | 0.0001436 | 0.00014545 | 0.00012254 | 0.00012286 | 0.00012038 | 0.0001268 | 9.927e-05 | 0.00014425 | 0.00011457 | 9.2548e-05 | 0.00012244 | 0.0001291 | 0.00012473 | 0.00013591 | 0.00012706 | 0.00011645 | 0.00013758 | 0.00013384 | 0.00010936 | 0.00011922 | 0.00011838 | 0.00013685 | 0.00011702 | 0.00011498 | 0.00011912 | 0.00011943 | 0.00013335 | 0.00011266 | 0.00012845 | 0.00011519 | 0.00014638 | 0.00012838 | 0.00011746 | 0.00014303 | 0.00014427 | 0.00012238 | 9.3381e-05 | 0.00013352 | 0.00013887 | 0.00011984 | 0.00012957 | 0.00012432 | 0.00013367 | 0.00012321 | 0.00011789 | 0.00012065 | 0.0001204 | 0.00011811 | 0.00013767 | 0.00011168 | 0.00011033 | 0.00015352 | 0.00011002 | 0.00011307 | 0.00011417 | 0.00012942 | 0.00012967 | 0.00010778 | 0.00012035 | 0.00013429 | 0.0001019 | 0.00012737 | 0.0001319 | 0.00013487 | 0.00012903 | 0.00012563 | 0.00012995 | 0.00013533 | 0.00013047 | 0.00014109 | 0.00011591 | 0.00011226 | 0.00012446 | 0.00012096 | 0.00013389 | 0.00011994 | 0.00010475 | 0.00011657 | 0.00013869 | 0.00012964 | 0.00012053 | 0.00012929 | 0.00011064 | 0.00011361 | 0.00010154 | 0.00012483 | 0.00011781 | 0.00012212 | 0.00010484 | 0.00012081 | 0.00010575 | 0.00011251 | 0.00012782 | 0.00014128 | 0.00011875 | 0.00013152 | 0.00013526 | 0.00014191 | 0.0001249 | 0.00012512 | 0.00011786 | 0.0001176 | 0.00012722 | 0.00013576 | 0.00011819 | 0.00011942 | 0.00014741 | 0.0001181 | 0.00013554 | 0.00010984 | 0.00011812 | 0.00011574 | 0.00013134 | 0.00015682 | 0.00012006 | 0.00011503 | 0.00012437 | 0.00013823 | 0.00012578 | 0.00012077 | 0.00011638 | 0.00011418 | 0.00011967 | 0.0001367 | 0.00012982 | 0.00011674 | 0.00014368 | 0.00012191 | 0.00011089 | 0.0001184 | 0.00010149 | 0.00012725 | 0.00011901 | 0.00011925 | 0.00013032 | 0.00013823 | 0.00012815 | 0.00012759 | 0.00011372 | 0.00011896 | 0.00011867 | 0.00012603 | 0.00010267 | 0.00011528 | 0.00012412 | 0.00012893 | 0.00010675 | 0.00012108 | 0.00011896 | 0.00011938 | 0.00013856 | 0.00011836 | 0.00011921 | 0.0001206 | 0.00010093 | 0.00013165 | 0.00012635 | 0.00011396 | 0.00010958 | 0.00011835 | 0.00012886 | 0.00013519 | 0.00012139 | 0.0001225 | 0.00014044 | 0.00011498 | 0.00010858 | 0.00011386 | 0.00012051 | 0.0001296 | 0.00012922 | 0.00012069 | 0.00011366 | 0.00012992 | 0.00011406 | 0.0001273 | 0.00011517 | 0.00013181 | 0.00010362 | 0.00011777 | 0.00012961 | 0.00012685 | 0.0001261 | 0.00013841 | 0.00011252 | 0.00013562 | 0.00011837 | 0.0001342 | 0.00012618 | 0.00011736 | 0.0001021 | 0.00011905 | 0.00014568 | 0.00013227 | 0.00010514 | 0.00011216 | 0.00012805 | 0.00012476 | 0.00011919 | 0.00012514 | 0.00011123 | 0.0001222 | 0.00012042 | 0.00013613 | 0.00011889 | 0.00012094 | 0.00013969 | 0.00012741 | 0.00011967 | 0.00011019 | 0.00012404 | 9.104e-05 | 0.00012799 | 0.0001137 | 0.00011998 | 0.00010758 | 0.00014399 | 0.00011216 | 0.00015308 | 8.8722e-05 | 0.0001241 | 0.0001121 | 0.00013775 | 0.00010038 | 0.00012318 | 0.00011744 | 0.00011942 | 0.0001431 | 0.00011302 | 0.000126 | 0.00012017 | 0.0001245 | 0.00013102 | 0.0001269 | 0.000133 | 9.6321e-05 | 0.00011558 | 0.00011687 | 0.00011487 | 0.0001329 | 0.00012638 | 0.00012799 | 0.00013506 | 0.00013274 | 0.00012969 | 0.00013406 | 0.00011978 | 0.00012039 | 0.00010899 | 0.00011383 | 0.00014354 | 0.00010382 | 0.00013004 | 0.00012889 | 0.00012079 | 0.0001219 | 0.00012067 | 0.00012268 | 0.00012075 | 0.00012755 | 0.00010239 | 0.00012646 | 0.00012921 | 0.00010772 | 0.00012349 | 0.00011501 | 0.00012944 | 0.00011072 | 0.00010662 | 0.00010824 | 0.00010861 | 0.00011223 | 0.00010949 | 0.00011584 | 0.00014239 | 0.00013246 | 0.00010661 | 0.00012881 | 0.00012257 | 0.00011981 | 0.00012711 | 0.00011045 | 9.2764e-05 | 0.00013345 | 0.00011302 | 0.00011952 | 0.00014131 | 0.00010411 | 0.00012089 | 0.00012644 | 0.00012819 | 0.00013077 | 0.00012233 | 0.00014714 | 0.00014045 | 0.00011164 | 0.00011902 | 0.00013686 | 0.00010759 | 0.00011127 | 0.0001211 | 0.00011146 | 0.0001252 | 0.00012958 | 0.00012802 | 0.00013158 | 0.00011971 | 0.00014287 | 0.00012326 | 0.00013174 | 0.00013825 | 0.00010032 | 0.00013407 | 0.00013023 | 0.00014255 | 0.00013294 | 0.00010451 | 0.00011425 | 9.6828e-05 | 0.00012236 | 0.00011946 | 0.00011123 | 0.00012747 | 0.00011248 | 0.00011749 | 0.00011136 | 0.00011554 | 0.00011634 | 0.00011634 | 0.00012645 | 0.00011567 | 0.00010944 | 0.00012728 | 0.00012022 | 0.00012224 | 0.00013648 | 0.00011264 | 0.00012642 | 0.00011483 | 0.0001069 | 0.00012233 | 0.00012261 | 0.00010248 | 0.00015153 | 0.00011799 | 0.00012296 | 0.00012792 | 0.00011997 | 0.00010274 | 0.00013115 | 0.00011708 | 0.00010518 | 0.00010182 | 0.00012076 | 0.00010592 | 0.00010548 | 0.00011435 | 0.00011283 | 0.00013689 | 0.00012018 | 0.00012549 | 0.00012933 | 0.00012878 | 0.0001348 | 0.00012778 | 9.6426e-05 | 0.00012073 | 0.0001051 | 0.00014364 | 0.00012021 | 0.00012954 | 0.00013799 | 0.00011804 | 0.00011632 | 0.00012972 | 0.00010143 | 0.00011912 | 0.00011326 | 0.00013734 | 0.00011174 | 0.00012503 | 0.00011298 | 0.00011137 | 0.00010438 | 0.00010651 | 0.00010302 | 0.00013418 | 0.0001104 | 0.0001113 | 0.00011319 | 0.00012356 | 0.00012121 | 0.0001143 | 9.4258e-05 | 0.00012317 | 0.00012896 | 0.00012086 | 0.00011758 | 0.00012517 | 0.00010843 | 0.00011655 | 0.00012329 | 0.00012268 | 0.0001201 | 0.00011694 | 0.00010749 | 0.00012365 | 0.00013576 | 0.00013388 | 0.00011091 | 0.00012838 | 0.000126 | 0.00013069 | 0.00011185 | 0.0001157 | 0.00011741 | 0.0001106 | 0.00013171 | 0.00013439 | 0.00013406 | 0.00011455 | 0.00013835 | 0.00012234 | 0.00012563 | 0.00012341 | 0.00012141 | 0.00012702 | 0.00010947 | 0.00012061 | 0.00013668 | 0.00013465 | 0.00010292 | 0.00011487 | 0.00012529 | 0.00013836 | 0.00013371 | 0.00010513 | 0.00012379 | 0.00011217 | 0.0001187 | 0.00013504 | 0.00012046 | 0.00013471 | 0.00013542 | 0.0001149 | 0.00011579 | 0.00013136 | 0.00010374 | 0.000119 | 0.00012357 | 0.00012846 | 0.00012157 | 0.0001246 | 0.00013456 | 0.00010529 | 0.00012941 | 0.00011038 | 0.0001211 | 0.00012463 | 0.0001185 | 0.00011903 | 0.00010277 | 0.00011411 | 0.00011329 | 0.0001169 | 0.00011226 | 0.00013761 | 0.00012365 | 0.00011362 | 0.00010578 | 0.00010992 | 0.00014298 | 0.00011639 | 0.00012155 | 0.00010258 | 0.00013648 | 9.9738e-05 | 0.00012805 | 0.00012039 | 0.00012957 | 0.00011518 | 0.00014734 | 0.00014038 | 0.00011369 | 0.00011617 | 0.00010416 | 0.0001289 | 0.00010445 | 0.00014253 | 8.7626e-05 | 0.00011064 | 0.00010314 | 0.0001342 | 0.00013827 | 0.00010905 | 0.00014025 | 0.00010644 | 0.00010733 | 0.0001203 | 0.00013825 | 0.00012295 | 0.00012389 | 0.00012486 | 0.00012184 | 0.00012485 | 0.00014588 | 0.00013126 | 0.00011313 | 0.00012923 | 0.00013833 | 0.0001316 | 0.00011123 | 0.00012513 | 0.00012847 | 0.00013007 | 0.00010191 | 0.00010942 | 0.00012292 | 0.00011274 | 0.00012053 | 0.00010154 | 0.000129 | 0.00012289 | 0.00012074 | 0.00011768 | 0.00013294 | 0.00010952 | 0.00013898 | 0.00013509 | 0.00011549 | 0.00010144 | 0.00012557 | 0.00012383 | 0.00010479 | 0.00011768 | 0.0001099 | 0.00011294 | 0.00011981 | 0.00013158 | 0.00011607 | 0.00011597 | 0.00012873 | 0.00012979 | 0.00011555 | 0.00012353 | 0.00013255 | 9.7583e-05 | 0.00012261 | 0.00011019 | 0.00012518 | 0.00013373 | 0.00014751 | 0.0001094 | 0.00012907 | 0.00012068 | 0.00012829 | 9.7754e-05 | 0.00012216 | 0.0001282 | 0.00014016 | 0.00010994 | 0.00013683 | 0.00011922 | 0.00012284 | 0.00011569 | 0.00012982 | 0.00010177 | 0.00010472 | 0.00010642 | 0.00010822 | 0.00012685 | 0.00011556 | 0.00012912 | 0.00012401 | 0.0001023 | 0.00012502 | 0.00013102 | 9.9692e-05 | 0.00013491 | 0.00013411 | 0.00012669 | 0.00012937 | 0.00013221 | 0.0001287 | 0.0001205 | 0.00013714 | 0.00012192 | 7.9043e-05 | 0.00011777 | 0.00013377 | 0.00011374 | 0.00011192 | 0.0001361 | 0.00011175 | 0.00012552 | 0.00012429 | 9.4306e-05 | 0.00012123 | 0.00013193 | 0.00013091 | 0.0001017 | 0.00011617 | 0.00012952 | 0.00012661 | 0.00014585 | 0.00012006 | 0.00010294 | 0.00010338 | 0.00014214 | 0.0001294 | 0.00011647 | 0.000112 | 0.00012795 | 0.00014945 | 0.0001092 | 0.00011448 | 0.00011782 | 0.00011479 | 0.00013082 | 0.00013906 | 0.00012142 | 0.00010077 | 0.00012542 | 0.00012416 | 0.00013256 | 0.00010025 | 0.00011908 | 0.0001321 | 0.00011255 | 0.0001168 | 0.00013126 | 0.00012532 | 0.00012538 | 0.00010841 | 0.00011926 | 0.00014036 | 0.00011363 | 0.00010095 | 0.00013839 | 0.00013982 | 0.00010511 | 0.00014283 | 0.00011367 | 0.00012067 | 0.00012098 | 0.00011133 | 0.0001253 | 0.00011139 | 8.7448e-05 | 0.00012476 | 0.0001188 | 9.7439e-05 | 0.00012092 | 9.1655e-05 | 0.00014049 | 0.00012699 | 0.0001272 | 0.00011444 | 0.0001283 | 0.00012113 | 0.00010645 | 0.00011832 | 0.00012172 | 0.00012299 | 0.0001202 | 0.00011494 | 0.00010279 | 0.00012915 | 0.00013391 | 0.00014588 | 0.00010907 | 0.00015091 | 0.00011697 | 0.00012509 | 0.00012893 | 0.0001425 | 0.00011992 | 0.00012933 | 0.00013569 | 0.00011021 | 0.00011426 | 0.00012585 | 0.0001296 | 0.00012598 | 0.00014201 | 0.00012298 | 0.00012558 | 0.00011193 | 0.00011123 | 9.4913e-05 | 0.00012119 | 0.00014881 | 0.00011111 | 0.00011816 | 0.00011836 | 0.00013572 | 0.00011114 | 0.00011352 | 0.00011828 | 0.00011581 | 0.00011844 | 0.00012516 | 0.00012926 | 0.00011734 | 0.00012589 | 0.00013386 | 0.0001078 | 0.0001162 | 0.00011833 | 0.00010438 | 0.00013151 | 0.0001176 | 0.00013658 | 0.00012579 | 0.00016626 | 0.00012112 | 8.6869e-05 | 0.00010488 | 0.00012853 | 9.3675e-05 | 0.00013618 | 0.00012642 | 0.00013109 | 0.00013354 | 0.00010895 | 0.00011172 | 0.00012429 | 0.0001259 | 0.00013029 | 0.00011381 | 0.00013981 | 0.00010239 | 0.00011461 | 0.00012402 | 0.00011559 | 0.00013816 | 0.00012685 | 0.00011978 | 0.00012078 | 0.00012568 | 0.00013223 | 0.00011575 | 0.00012594 | 0.00012639 | 0.00011256 | 0.00012152 | 0.00012111 | 0.00012446 | 0.00013286 | 0.00013714 | 0.00012557 | 0.00011904 | 0.00012324 | 0.00012253 | 0.00014024 | 0.0001271 | 0.00011065 | 0.00010168 | 0.00011755 | 0.0001109 | 0.00011437 | 0.00012369 | 9.9936e-05 | 0.00012747 | 0.0001163 | 0.00011629 | 0.00012838 | 0.0001179 | 0.00010497 | 0.00011253 | 0.00013028 | 0.00011045 | 0.00012449 | 0.0001341 | 0.00012355 | 0.00010684 | 0.00011327 | 0.00012433 | 0.0001222 | 0.00012354 | 0.00014242 | 0.00014097 | 0.00012792 | 0.00011792 | 0.00010093 | 0.0001533 | 0.00011805 | 0.00013684 | 0.00012168 | 0.00010428 | 0.00012491 | 9.9227e-05 | 0.00014424 | 0.00010109 | 0.00011821 | 0.0001099 | 0.00012568 | 0.00010361 | 0.00012487 | 0.00013245 | 0.00012761 | 0.00011896 | 0.00013122 | 9.7059e-05 | 0.00012242 | 0.00010961 | 0.00012132 | 0.00012742 | 0.00012737 | 0.00012871 | 0.00011573 | 0.00011285 | 0.00011168 | 0.00011807 | 0.00011669 | 0.00012778 | 0.00012422 | 0.00011795 | 0.00011785 | 0.00011848 | 0.00012322 | 0.00010743 | 0.00011806 | 0.00013254 | 0.00012236 | 9.6864e-05 | 0.00013013 | 0.00010884 | 0.00010706 | 0.00012528 | 0.00013413 | 0.00011421 | 0.00012288 | 0.00010504 | 0.00010658 | 0.00012211 | 0.00013098 | 0.0001389 | 0.00012627 | 0.00011749 | 0.0001343 | 0.00011335 | 0.00014137 | 0.00012269 | 0.00011014 | 0.00013831 | 0.00013149 | 0.00013682 | 0.00012202 | 9.9216e-05 | 0.00011516 | 0.00012653 | 0.00011805 | 0.00011384 | 0.0001295 | 0.00014254 | 0.00014301 | 0.00012463 | 0.00012844 | 0.00012737 | 0.00011667 | 0.00011799 | 0.0001534 | 0.00011767 | 9.9664e-05 | 0.00011839 | 0.00011297 | 0.00013547 | 0.0001374 | 0.00012535 | 0.00011577 | 0.00015065 | 0.00012452 | 0.00011297 | 0.00013328 | 0.00012895 | 0.00012691 | 0.00010923 | 0.00015537 | 9.3799e-05 | 0.0001159 | 0.00010022 | 0.00011865 | 0.0001414 | 0.00013114 | 0.00012806 | 0.00010714 | 0.00013045 | 0.00011548 | 0.00012698 | 0.00010969 | 0.00011613 | 0.00010894 | 0.00012852 | 0.00014123 | 0.00013094 | 0.00011956 | 0.00011749 | 0.00011982 | 0.00010719 | 9.9925e-05 | 0.00012136 | 0.00013388 | 0.00010458 | 0.00011098 | 0.00012319 | 0.00012957 | 0.00011675 | 0.00013376 | 0.00011356 | 0.00012738 | 0.00010597 | 9.1876e-05 | 0.0001505 | 0.00011207 | 0.00011892 | 0.00012973 | 0.00013695 | 0.0001302 | 0.00011314 | 0.00011132 | 0.00011811 | 0.00012148 | 0.00012328 | 0.00012235 | 0.00010492 | 0.00012575 | 0.00011486 | 0.00012533 | 0.00010794 | 0.00010263 | 0.00012545 | 0.00010118 | 0.00012589 | 0.0001392 | 0.00011266 | 0.00012348 | 0.00012644 | 0.00012856 | 0.00010584 | 0.00011409 | 0.00013047 | 0.00011166 | 0.00012755 | 0.00010011 | 0.00013388 | 0.00010988 | 0.00012476 | 0.00012481 | 0.0001332 | 0.00011987 | 0.0001329 | 0.00010992 | 0.00012647 | 0.00013084 | 8.8032e-05 | 0.00012159 | 0.0001329 | 0.00012935 | 0.00014062 | 0.00011903 | 0.00012023 | 0.00011515 | 0.00011722 | 0.00012626 | 0.00013272 | 0.00011307 | 0.00011055 | 0.00014704 | 0.00013025 | 0.00012557 | 0.00012048 | 0.00011409 | 0.00012155 | 0.00012135 | 0.00013144 | 0.00012938 | 0.00011721 | 0.00011611 | 0.00011671 | 0.00012674 | 0.00012171 | 0.0001229 | 0.00013176 | 0.000153 | 0.00011077 | 0.00012497 | 0.00011181 | 0.00011699 | 0.00010836 | 0.00014693 | 0.0001398 | 0.00013686 | 0.00012335 | 0.00010104 | 0.00011997 | 0.00011201 | 0.00014232 | 0.00011295 | 0.00010472 | 9.8032e-05 | 0.00011513 | 0.00011635 | 0.00012703 | 0.00010958 | 0.00012858 | 0.00013923 | 0.00012927 | 0.00011378 | 0.00013778 | 0.00011983 | 0.00013373 | 0.00013827 | 0.00012248 | 0.00011035 | 0.00012524 | 0.00012511 | 0.00010827 | 0.00012755 | 0.00013004 | 0.00013182 | 0.00012189 | 0.0001302 | 9.3362e-05 | 0.00011276 | 0.00013052 | 0.00010631 | 0.00012466 | 0.00011413 | 0.00013401 | 0.00010509 | 0.00010345 | 0.00012649 | 0.00013036 | 0.00010704 | 0.00012079 | 0.00011593 | 0.00011062 | 0.00011693 | 0.00010285 | 0.00011311 | 0.00013605 | 0.00011868 | 0.00011494 | 0.00011623 | 0.00013068 | 0.00012645 | 0.00013056 | 0.0001049 | 0.00011022 | 0.0001159 | 0.00010152 | 0.00011247 | 0.00011315 | 0.00010579 | 0.00014373 | 0.00010397 | 0.00011289 | 0.00012609 | 0.00013759 | 0.00013362 | 0.00010211 | 0.00012301 | 0.000111 | 0.00011813 | 0.00012496 | 0.00012699 | 0.00012386 | 0.00013487 | 0.00010519 | 0.00011857 | 0.00011235 | 0.00012332 | 9.9499e-05 | 0.00011867 | 0.00011056 | 0.00014568 | 0.00011974 | 0.00013618 | 0.00013112 | 0.00012307 | 0.00012232 | 0.00011491 | 0.00011071 | 0.0001061 | 0.00011267 | 0.00011402 | 0.00013856 | 0.00013409 | 9.2223e-05 | 0.00010948 | 0.00011835 | 0.00011396 | 0.00013412 | 9.6351e-05 | 0.00012037 | 0.00012688 | 0.00013201 | 0.00012871 | 0.00012438 | 0.00011491 | 0.00010967 | 0.00012136 | 0.00011759 | 0.00010581 | 0.00013116 | 0.00013057 | 0.00010992 | 0.00013025 | 0.00011771 | 0.0001023 | 0.00010594 | 0.00011944 | 0.00012633 | 0.0001178 | 0.00012694 | 0.0001194 | 0.00012085 | 0.00012307 | 0.0001278 | 0.00012618 | 0.0001125 | 0.00011343 | 0.00012016 | 0.00010465 | 0.00013796 | 0.0001066 | 0.00012629 | 0.000114 | 0.00010535 | 0.00012356 | 0.00012154 | 0.00012296 | 0.00011574 | 0.00012816 | 0.00010603 | 0.000123 | 0.00011781 | 0.0001338 | 0.00014022 | 0.00011895 | 0.0001184 | 0.00011823 | 0.00012138 | 0.00013453 | 0.00010798 | 0.00011044 | 0.00011609 | 0.00012268 | 0.00012507 | 0.00012697 | 0.00011257 | 0.00012237 | 0.00011236 | 0.00010887 | 0.00013519 | 0.00011145 | 0.00011839 | 0.00011074 | 0.00011495 | 0.00013596 | 0.00011864 | 0.00012899 | 9.8313e-05 | 0.00012055 | 0.00012226 | 0.00010909 | 0.00013351 | 0.00011914 | 0.00013503 | 0.00012245 | 0.00011276 | 0.00011041 | 0.00012021 | 0.00010867 | 0.0001141 | 0.00012236 | 0.00010883 | 0.00010771 | 9.9742e-05 | 0.00014815 | 0.00010489 | 0.00010765 | 0.00014806 | 0.00012389 | 0.00011746 | 0.00011519 | 0.00013505 | 0.0001259 | 0.00013054 | 0.00010961 | 0.00013045 | 0.00012119 | 0.0001109 | 0.00013248 | 0.00012661 | 0.00010799 | 0.00012972 | 0.00010978 | 0.00013668 | 0.00012886 | 0.00011337 | 0.0001078 | 0.00012528 | 0.00013131 | 0.00011031 | 0.00012816 | 0.00012248 | 0.0001244 | 0.00010982 | 0.00011172 | 0.00012472 | 0.00011399 | 0.00011457 | 0.00011902 | 0.00014038 | 0.00012344 | 0.00012771 | 0.00011831 | 0.0001139 | 0.0001165 | 0.00012125 | 0.00011788 | 0.00013718 | 0.00012213 | 0.00014185 | 0.00010197 | 0.00012622 | 0.00013498 | 0.00013182 | 0.0001397 | 0.00012131 | 0.00011368 | 0.00012597 | 0.00011372 | 0.00012725 | 9.8207e-05 | 0.00012624 | 0.0001257 | 0.0001211 | 0.00011183 | 0.00013675 | 0.00012793 | 0.00012061 | 0.0001231 | 0.00010805 | 0.00011168 | 0.0001043 | 0.0001195 | 0.00010297 | 0.00013182 | 0.00013327 | 9.6317e-05 | 0.00013981 | 0.00014332 | 0.00010407 | 0.00013139 | 0.00011156 | 9.5302e-05 | 0.00012257 | 0.00012159 | 0.00011503 | 0.00014117 | 0.00012697 | 0.00013378 | 0.00012779 | 0.0001051 | 0.00012936 | 0.0001204 | 0.00012321 | 0.00010088 | 9.6888e-05 | 0.00012464 | 0.00012084 | 0.00013057 | 0.00013526 | 0.00011539 | 0.00012172 | 9.7988e-05 | 0.00013327 | 0.00011349 | 0.00014054 | 0.00011846 | 0.00011491 | 0.00012729 | 0.00012767 | 0.00011811 | 0.00012716 | 0.00013759 | 0.00011344 | 0.00012768 | 0.00013772 | 0.00011482 | 0.00012672 | 0.00010708 | 0.00012678 | 0.00012225 | 0.00012435 | 0.00015669 | 0.00011482 | 0.0001295 | 0.00012903 | 9.7997e-05 | 0.00010481 | 0.00012828 | 0.00014656 | 0.00012501 | 0.00011493 | 0.00012391 | 0.00012036 | 0.00012365 | 0.00013208 | 0.000121 | 0.00014863 | 0.00013785 | 0.0001297 | 0.00012495 | 0.00012362 | 0.00011326 | 0.00012395 | 0.00013095 | 0.00012077 | 0.00011882 | 0.00013215 | 0.00012492 | 0.00011006 | 0.00012852 | 9.4302e-05 | 0.00012436 | 0.00013365 | 0.0001297 | 0.00011722 | 0.00011808 | 0.00011138 | 8.4994e-05 | 0.00012953 | 0.00012434 | 0.00013457 | 0.00010595 | 0.0001003 | 0.00011157 | 0.00011367 | 0.00012587 | 0.00011861 | 0.00014684 | 0.00011817 | 0.00011081 | 0.0001339 | 0.00015306 | 0.0001075 | 0.00010615 | 0.00010735 | 0.00012475 | 0.0001493 | 0.00012893 | 0.00011815 | 0.00013665 | 0.00012273 | 0.00014515 | 0.00011978 | 0.00011542 | 0.00012768 | 0.00013384 | 0.0001123 | 0.00010488 | 0.00010496 | 0.00012069 | 0.00012152 | 0.00012437 | 0.00012944 | 0.00014496 | 0.00011723 | 0.00011333 | 0.00014678 | 0.00011926 | 0.00012934 | 0.00012408 | 0.00015308 | 0.00010633 | 0.00013002 | 0.00011591 | 0.00015265 | 9.9989e-05 | 0.00011389 | 0.00013298 | 0.0001295 | 0.00012116 | 0.00012945 | 0.00011604 | 9.2763e-05 | 0.00013191 | 0.00010893 | 0.00010283 | 0.00011524 | 0.00012128 | 0.00013555 | 0.00011973 | 0.00010855 | 0.00011073 | 0.00013627 | 0.00010865 | 0.00011996 | 0.00010667 | 0.00012057 | 0.00012868 | 0.00012166 | 0.00012316 | 0.00011567 | 0.00011342 | 0.00012456 | 0.00013837 | 0.00011499 | 0.00011287 | 9.5252e-05 | 0.00012552 | 9.6631e-05 | 0.00011195 | 0.00014215 | 0.00010294 | 0.0001121 | 0.00012501 | 0.00011279 | 0.00011503 | 0.0001315 | 0.00012387 | 0.00011844 | 0.00010172 | 0.00013419 | 0.00012513 | 0.00011965 | 0.00011459 | 0.00012494 | 0.00013071 | 0.00011794 | 0.00012945 | 0.00013295 | 0.00010028 | 0.00010597 | 0.00010954 | 9.658e-05 | 0.00013827 | 0.00013546 | 0.00010721 | 0.0001223 | 0.00012013 | 0.00012523 | 0.00011534 | 0.00013278 | 0.0001376 | 0.000128 | 0.00012264 | 9.7239e-05 | 0.00012667 | 0.000116 | 0.00012536 | 0.00012371 | 0.00012273 | 0.00013084 | 0.00012671 | 0.00012332 | 0.00011037 | 0.00011 | 0.0001234 | 0.000107 | 0.00011526 | 0.00012607 | 0.00010968 | 0.00012905 | 0.000146 | 0.00011702 | 9.9439e-05 | 0.00012017 | 0.00013 | 0.00011693 | 0.00010648 | 0.00013035 | 0.00013097 | 0.00012783 | 0.00012308 | 0.00010735 | 0.00013082 | 0.00011792 | 0.00011473 | 0.00011529 | 0.00011581 | 0.00012726 | 0.00013689 | 0.00012312 | 0.00012904 | 0.00013425 | 0.00013293 | 0.00011612 | 0.00013207 | 0.00013813 | 0.00012852 | 0.00011712 | 0.00013575 | 0.00013794 | 0.00014631 | 0.00010844 | 0.00011015 | 0.00013975 | 0.00010692 | 0.00011979 | 0.00010286 | 0.0001452 | 0.00012527 | 0.0001278 | 0.0001273 | 0.00012851 | 0.00011698 | 0.00011313 | 0.00012702 | 0.0001083 | 0.00011826 | 0.00012482 | 0.00013793 | 0.00011951 | 0.00011405 | 0.00011409 | 0.00013727 | 0.00012076 | 0.0001226 | 0.00013096 | 0.00013264 | 0.0001092 | 0.00012047 | 0.00012382 | 0.00013129 | 0.00014112 | 0.00013377 | 0.0001404 | 0.00012495 | 0.00012476 | 0.00011336 | 0.00014189 | 0.00012283 | 0.00011261 | 0.00012929 | 0.00012813 | 0.00011794 | 0.00011128 | 0.00013732 | 0.00013363 | 0.0001267 | 0.0001264 | 0.000112 | 0.00013483 | 0.00011803 | 0.00013117 | 0.00012404 | 0.00011572 | 0.00012503 | 0.00011474 | 0.00011977 | 0.00011465 | 0.00012561 | 0.00010708 | 0.00012374 | 0.00011333 | 0.00014068 | 0.0001197 | 0.00013882 | 0.000113 | 0.00012027 | 0.00011171 | 0.00012184 | 0.00010988 | 0.00011213 | 0.00012645 | 0.00012684 | 0.00012005 | 0.00014557 | 0.00014012 | 0.00011756 | 0.00012678 | 0.00011184 | 0.00012572 | 0.00010946 | 0.00012521 | 0.00010418 | 0.00013923 | 0.00013178 | 0.0001347 | 0.00010699 | 0.00013523 | 0.00013322 | 0.00012815 | 0.00012542 | 0.00010585 | 0.00013042 | 0.0001235 | 0.00013135 | 0.00011693 | 0.00012879 | 0.00012887 | 0.00011416 | 0.00011817 | 0.00011388 | 0.00013808 | 0.00012895 | 9.7319e-05 | 0.00013632 | 0.00012526 | 0.00012769 | 0.00011747 | 0.00011118 | 0.00012292 | 0.00011316 | 0.00014077 | 0.00012985 | 0.00014464 | 0.00011249 | 0.00013142 | 0.00012038 | 0.00011382 | 0.00013417 | 0.00014007 | 0.00012362 | 0.00011952 | 0.00012788 | 0.00011002 | 0.0001098 | 0.00013373 | 0.0001162 | 0.00010354 | 0.00013118 | 0.00014387 | 0.00012745 | 0.00010844 | 0.00011881 | 0.00011892 | 0.00013749 | 9.2593e-05 | 0.00011171 | 0.0001351 | 0.00010744 | 0.00010462 | 0.00011042 | 0.00011459 | 0.00011476 | 0.00010633 | 0.00012813 | 0.00012209 | 0.00011967 | 0.00014154 | 0.00012073 | 0.00013439 | 0.00013535 | 0.00010359 | 0.00011165 | 0.00012806 | 0.00013814 | 0.00010844 | 0.00013773 | 0.00012118 | 9.5479e-05 | 0.00012304 | 0.0001053 | 0.00014057 | 0.00012898 | 0.00012106 | 0.00011325 | 0.00011041 | 0.00012557 | 0.00011552 | 0.00010511 | 0.00011935 | 0.00011338 | 9.8108e-05 | 0.00013034 | 0.00011179 | 0.00010274 | 0.00011408 | 0.00013714 | 0.00011496 | 0.00012637 | 0.00011199 | 0.00010839 | 0.00012124 | 0.00012165 | 0.00011645 | 0.00012582 | 0.00011691 | 0.00012615 | 0.00011953 | 0.00010396 | 0.00012766 | 9.371e-05 | 0.00013352 | 0.00010558 | 0.00011217 | 0.00011196 | 0.00013512 | 0.00012698 | 9.3898e-05 | 0.0001378 | 0.0001152 | 0.00011899 | 0.00013874 | 0.00012451 | 0.00011834 | 0.00011094 | 0.00012499 | 0.00012074 | 9.7367e-05 | 0.00012414 | 0.00013186 | 0.00013786 | 0.00011862 | 0.00010525 | 0.00011865 | 0.00011935 | 0.00012742 | 0.000125 | 0.00012199 | 0.00011908 | 0.0001089 | 0.00011134 | 0.00013117 | 0.00015512 | 0.00010136 | 0.00013278 | 0.00014457 | 0.00012201 | 0.00014093 | 0.00011454 | 0.00012094 | 0.00012334 | 0.00012307 | 0.00011855 | 0.00011954 | 0.00010654 | 0.00010652 | 0.00011477 | 0.00013294 | 0.00014879 | 0.00012269 | 0.00011845 | 0.00011681 | 0.00011771 | 0.00011781 | 0.00012417 | 0.00011205 | 0.00012662 | 0.00011769 | 0.00012925 | 0.00012582 | 0.00013084 | 0.00010524 | 9.9082e-05 | 0.00014113 | 0.00013068 | 0.00012004 | 0.00010889 | 0.0001048 | 0.00015334 | 0.00012514 | 0.00012109 | 0.00010932 | 0.00011179 | 0.00013036 | 0.00011781 | 0.00013575 | 0.00013554 | 0.00013151 | 0.00013208 | 0.000107 | 0.00012187 | 9.6315e-05 | 0.00011925 | 0.00012545 | 0.00011968 | 0.00012223 | 0.00013938 | 0.00012777 | 0.00011357 | 0.000123 | 0.00011086 | 0.00012069 | 0.00013937 | 0.00011562 | 0.00014747 | 0.00012768 | 0.00012485 | 0.00012473 | 0.00013064 | 0.0001237 | 0.00012154 | 0.00013803 | 0.00011581 | 0.00010824 | 0.00013333 | 0.00012568 | 0.00012288 | 0.00011274 | 0.00011768 | 0.00013202 | 0.00013856 | 0.00011816 | 0.00012685 | 0.00013301 | 0.00012138 | 0.00012391 | 9.3851e-05 | 0.00012696 | 9.9089e-05 | 0.00013452 | 0.00012334 | 0.00011943 | 0.00011742 | 0.00012913 | 0.00012117 | 0.00011533 | 0.00012352 | 0.00012916 | 0.00011601 | 0.00012402 | 0.00013468 | 0.00011489 | 0.00011258 | 0.00012467 | 0.00013231 | 0.00015624 | 0.00013712 | 0.00012889 | 0.00012485 | 0.00010874 | 0.00012129 | 0.00013327 | 0.00013862 | 0.00012066 | 0.00010916 | 0.00012517 | 0.00013393 | 0.00013547 | 0.00013781 | 0.00010472 | 0.00013698 | 0.00012623 | 0.00011601 | 0.0001267 | 0.00013768 | 0.00010671 | 0.00011951 | 0.0001056 | 0.00013965 | 0.00011936 | 0.00012169 | 0.00011144 | 0.00012419 | 0.00012887 | 0.00013181 | 0.00010463 | 9.5275e-05 | 0.00013236 | 0.00013114 | 0.00011998 | 0.0001347 | 0.00014426 | 0.00011683 | 0.00011494 | 0.00012615 | 0.00012947 | 0.00011837 | 9.7998e-05 | 0.00010313 | 0.0001378 | 0.00013887 | 0.0001126 | 0.00010852 | 0.000117 | 0.0001222 | 9.8234e-05 | 0.00013257 | 0.00011255 | 0.00010877 | 0.00016442 | 0.00013165 | 0.0001207 | 0.00012127 | 0.00013298 | 0.00013033 | 0.00012552 | 0.00011506 | 9.5554e-05 | 0.00013476 | 0.00012933 | 0.00011478 | 0.00013201 | 0.00011031 | 0.00010348 | 0.0001416 | 0.00013062 | 0.00011146 | 0.00013473 | 0.00011512 | 0.00011952 | 0.00012343 | 0.00011532 | 0.00013408 | 0.00013693 | 0.00011563 | 0.00012938 | 0.00011609 | 0.00013816 | 0.00011508 | 0.00011656 | 0.00013463 | 0.00011175 | 0.00011382 | 0.000126 | 0.00014309 | 8.9727e-05 | 9.9001e-05 | 0.00013318 | 0.00013175 | 0.00011828 | 0.0001171 | 0.00012822 | 0.00010451 | 0.00011941 | 0.00013187 | 0.00012689 | 0.00012553 | 0.00012132 | 0.00011387 | 0.00013913 | 0.0001185 | 0.00011969 | 0.00011221 | 0.00013464 | 0.00012375 | 0.00012635 | 0.00011832 | 0.00011443 | 0.00010907 | 9.8085e-05 | 0.0001215 | 0.00011971 | 0.00012421 | 0.00013525 | 0.00011118 | 0.00013628 | 0.00014146 | 0.00011207 | 0.0001166 | 0.00014199 | 0.0001491 | 9.9599e-05 | 0.00012905 | 0.00012732 | 0.00012358 | 0.00013824 | 0.00011458 | 0.00011435 | 0.00012492 | 0.00011257 | 0.00010828 | 0.0001317 | 0.00011909 | 9.5913e-05 | 0.00012211 | 0.00013778 | 0.00012801 | 0.00011767 | 0.00012638 | 0.00013591 | 0.00012017 | 0.00015082 | 0.00010071 | 0.00012066 | 0.0001353 | 0.00012904 | 0.00013078 | 0.00011641 | 0.00013366 | 0.00012021 | 0.00013793 | 0.00011156 | 0.00011414 | 0.00013321 | 0.00012232 | 0.00012369 | 0.00010992 | 0.00013383 | 0.00013368 | 0.00011473 | 0.0001274 | 0.00011638 | 0.00013379 | 0.0001252 | 0.00012953 | 0.00013094 | 0.00011998 | 0.00011747 | 0.00011634 | 0.00010554 | 0.00013923 | 0.00012132 | 0.00011761 | 0.00011477 | 0.00011058 | 0.00011533 | 0.00010361 | 0.00010984 | 0.00011165 | 0.00013097 | 0.00011155 | 0.00012365 | 0.00013696 | 0.00012624 | 0.00012112 | 0.00010111 | 0.00012231 | 9.9818e-05 | 0.00011063 | 0.00014142 | 0.00012248 | 0.00011383 | 0.00010603 | 9.3994e-05 | 0.00011185 | 0.00013842 | 0.00013189 | 0.00010653 | 0.00011467 | 0.00011358 | 0.00011386 | 0.00012863 | 0.0001299 | 0.00012184 | 0.00012331 | 0.00012254 | 0.00012262 | 9.6424e-05 | 0.00013186 | 0.00010498 | 0.00012801 | 0.00014554 | 0.00011141 | 0.00011616 | 0.00012642 | 0.00010116 | 0.00013624 | 0.00011156 | 0.00013487 | 0.0001339 | 0.00011889 | 0.00012596 | 0.00012413 | 0.00012147 | 0.00010598 | 0.00010867 | 0.00011627 | 0.00010721 | 0.00013016 | 0.00013536 | 0.00011384 | 0.0001266 | 0.00012339 | 0.00011516 | 0.00011222 | 0.0001256 | 0.0001162 | 0.00010327 | 0.00012641 | 9.6172e-05 | 0.00012006 | 0.00012695 | 0.00011392 | 0.00012144 | 0.00011681 | 0.00011062 | 0.00011349 | 0.00013312 | 0.00012616 | 0.00013861 | 0.00012356 | 0.00013079 | 0.00011785 | 0.00011743 | 0.00014592 | 0.00010281 | 0.00012306 | 0.00013299 | 0.00012696 | 0.00010449 | 0.00012234 | 0.00012439 | 9.8642e-05 | 0.00010456 | 0.00012388 | 0.00010715 | 0.0001248 | 0.00011818 | 0.00013549 | 0.00012272 | 0.00011469 | 0.00014197 | 0.00012319 | 0.00011218 | 0.00012609 | 0.00012119 | 0.00012675 | 0.00012847 | 0.00012592 | 0.00013401 | 0.0001233 | 0.0001285 | 0.0001121 | 0.00014035 | 0.00013602 | 9.7386e-05 | 0.00011856 | 0.00011447 | 0.00013844 | 0.00014005 | 0.00012037 | 0.00013328 | 0.0001036 | 0.00013151 | 0.00013049 | 0.00011715 | 0.00011708 | 0.00010676 | 0.00012627 | 0.00014173 | 0.00013316 | 0.00010667 | 0.00011469 | 0.0001234 | 0.00010757 | 0.00011892 | 0.00010788 | 0.00013763 | 0.00012934 | 0.00012055 | 0.00014266 | 0.00012312 | 0.00012772 | 9.9574e-05 | 0.00012606 | 0.00012885 | 0.00014156 | 0.00012131 | 0.00011215 | 0.00013646 | 0.00013153 | 0.00011682 | 0.00012578 | 0.00013095 | 0.00013066 | 0.0001247 | 0.00012164 | 0.00011779 | 0.00010327 | 0.00013252 | 0.00013236 | 0.00011394 | 0.00012154 | 0.00011533 | 0.00013569 | 0.00010772 | 0.00012304 | 0.00011755 | 0.00012046 | 0.00012056 | 0.00014069 | 0.00011979 | 9.6944e-05 | 0.00012734 | 0.00011339 | 0.00011769 | 0.00013867 | 0.00012694 | 0.00010982 | 0.00015126 | 8.5263e-05 | 0.00012261 | 0.00011311 | 0.00012989 | 0.00011162 | 0.00012888 | 0.00013221 | 0.00011524 | 0.00011913 | 0.00013152 | 0.0001468 | 0.00013109 | 0.00012531 | 0.00011653 | 0.00012847 | 0.00010944 | 0.00011786 | 0.00011712 | 0.00013121 | 0.00012256 | 0.00013532 | 0.00011354 | 0.00011665 | 0.00010937 | 0.00013092 | 0.00012142 | 0.00011842 | 8.1058e-05 | 0.00011833 | 0.00013668 | 0.00012061 | 9.8693e-05 | 0.00014921 | 0.00013195 | 0.00015209 | 0.00012402 | 9.1503e-05 | 0.00010756 | 0.00012447 | 0.00011561 | 0.0001232 | 0.00011739 | 0.00012311 | 0.00014301 | 0.00010601 | 0.00013469 | 0.00013134 | 0.00012002 | 0.0001188 | 0.00012977 | 0.00014845 | 0.00011433 | 0.00012818 | 0.00011954 | 0.00011451 | 0.00011366 | 0.00010272 | 0.00011213 | 0.00011615 | 0.00010048 | 0.00010489 | 0.00012387 | 0.0001268 | 0.00010526 | 0.00012623 | 0.00011699 | 0.00011154 | 0.00012852 | 0.00013185 | 0.00012518 | 0.00012119 | 9.5349e-05 | 0.00011763 | 9.945e-05 | 0.00012846 | 0.00011886 | 0.00013826 | 0.00011633 | 0.00013114 | 9.8817e-05 | 0.00011397 | 0.00014142 | 0.00012286 | 0.00011505 | 0.00012814 | 0.00010841 | 0.00012386 | 0.00012032 | 0.00012121 | 0.00011361 | 0.00011846 | 0.00012399 | 0.0001296 | 0.00013247 | 0.00013887 | 0.00011123 | 0.00012152 | 0.00013363 | 0.00013201 | 0.00014177 | 0.00011641 | 9.2978e-05 | 0.0001137 | 0.00013496 | 0.00012635 | 0.0001197 | 9.7375e-05 | 0.00014037 | 0.00011893 | 0.00012409 | 0.00011331 | 0.00012519 | 0.00010006 | 0.00010139 | 0.00012983 | 0.00012129 | 0.00012574 | 0.00012245 | 9.7162e-05 | 0.00010302 | 9.3546e-05 | 0.00013149 | 0.00013189 | 0.00014365 | 0.00012576 | 0.00010385 | 0.00010889 | 0.00010596 | 0.0001119 | 0.00010335 | 0.00010442 | 0.00013924 | 0.00012393 | 0.00012117 | 0.00012229 | 0.00013004 | 0.00010102 | 0.00013348 | 0.00012039 | 0.0001191 | 0.00012586 | 0.00010274 | 0.00011081 | 0.00013578 | 0.00011918 | 0.0001204 | 0.00012588 | 0.00011042 | 0.00010513 | 0.00014403 | 0.00011544 | 0.00013438 | 0.00011157 | 0.00011655 | 0.00011971 | 0.00011685 | 0.00011102 | 0.00011237 | 0.00010526 | 0.00012088 | 0.00012253 | 0.00012771 | 0.00012462 | 0.00013741 | 0.00013595 | 0.00011849 | 0.00013127 | 0.000125 | 0.00014718 | 0.00013711 | 0.00012298 | 0.00012456 | 0.00010982 | 0.00010308 | 0.00012351 | 0.00010842 | 0.00011878 | 0.00011504 | 0.0001148 | 0.00012477 | 0.00014964 | 0.0001238 | 0.00012781 | 0.00011244 | 0.0001189 | 0.00011547 | 0.00012433 | 0.00011037 | 0.00012144 | 0.00012897 | 9.5526e-05 | 0.00010735 | 0.00011075 | 0.00011429 | 0.00012967 | 0.00012877 | 0.00012039 | 0.00013599 | 0.00012117 | 0.00011965 | 0.00010134 | 0.00014356 | 0.00012111 | 0.00013606 | 0.00010024 | 0.00011631 | 0.00013159 | 0.00011388 | 0.00012312 | 0.00013299 | 0.00012389 | 0.00011281 | 0.00012215 | 0.00012535 | 0.00011128 | 0.00011217 | 0.00012503 | 0.00012397 | 0.00013592 | 0.00011201 | 0.00012612 | 0.00011955 | 0.00013779 | 0.00011884 | 0.00014122 | 0.00010595 | 0.00012216 | 8.92e-05 | 0.00012418 | 0.00014474 | 0.00013159 | 0.00010486 | 0.00012151 | 0.00011425 | 0.00010227 | 0.0001096 | 0.00012323 | 0.00014136 | 0.00012968 | 0.00013327 | 0.00012938 | 0.00011398 | 0.00013209 | 0.00012216 | 9.7176e-05 | 0.00012498 | 0.00011482 | 0.00011443 | 9.6224e-05 | 0.00010366 | 9.943e-05 | 0.00012686 | 0.00012271 | 0.00013718 | 0.00012201 | 0.00012425 | 0.00010885 | 0.00010396 | 0.00012643 | 0.00013744 | 0.00012603 | 0.00012311 | 0.0001244 | 0.00013726 | 0.00011984 | 0.00012633 | 0.00011947 | 0.00013605 | 0.00013276 | 0.00010992 | 0.00011807 | 0.00010172 | 0.00014673 | 0.00013747 | 0.00013074 | 0.000126 | 0.00013184 | 0.00010674 | 0.00013364 | 0.00011614 | 0.00013922 | 8.8479e-05 | 0.00010748 | 0.00010486 | 0.00013053 | 0.00013289 | 0.00013638 | 0.000121 | 0.00010332 | 0.0001234 | 0.00012419 | 0.00015387 | 0.00013471 | 0.00015142 | 0.00014276 | 0.00010821 | 0.00013978 | 0.00012234 | 0.00014802 | 0.00013291 | 0.00012256 | 0.00012834 | 0.00011242 | 0.0001145 | 0.00013203 | 0.00011521 | 0.00011659 | 0.00010012 | 0.00012503 | 0.00012454 | 0.00012755 | 0.00011551 | 0.00011167 | 0.00013095 | 0.00010469 | 0.00012662 | 0.000107 | 0.00014208 | 0.00011544 | 0.00010531 | 0.00011134 | 0.00012577 | 0.00012512 | 0.00011916 | 0.00010053 | 0.0001302 | 0.00011117 | 0.00010916 | 0.00010324 | 0.0001393 | 0.00011186 | 0.00012016 | 0.00013371 | 0.000134 | 0.00011769 | 0.00011213 | 0.00011085 | 0.00011495 | 0.00012203 | 0.0001242 | 0.00011721 | 0.0001209 | 0.0001394 | 0.00012894 | 0.0001341 | 0.00011638 | 0.00010401 | 0.00012562 | 0.00010954 | 0.00012646 | 0.00011134 | 0.00010223 | 0.00011735 | 0.00010172 | 0.00013483 | 0.00014416 | 0.00011634 | 0.00011426 | 0.00011882 | 0.00011963 | 0.00012482 | 0.00012765 | 0.00013648 | 0.00010006 | 0.00011856 | 0.00012089 | 0.00010945 | 0.00011548 | 0.00010702 | 0.00010676 | 0.0001205 | 0.00010996 | 0.00011287 | 0.00013883 | 0.00014362 | 0.00011675 | 0.00013223 | 9.9821e-05 | 0.00012604 | 0.00011265 | 0.00011041 | 0.00010599 | 0.00011433 | 0.0001409 | 0.00012014 | 0.00012657 | 0.00010477 | 0.0001093 | 0.0001123 | 0.00010801 | 0.00013404 | 0.00013908 | 0.0001189 | 0.00015317 | 0.00011967 | 0.00012768 | 0.00011064 | 0.00012747 | 0.00010617 | 0.00012584 | 0.00010576 | 0.00012032 | 0.00011884 | 9.8022e-05 | 0.00014644 | 0.00012483 | 0.00013535 | 0.00013354 | 0.00013529 | 0.00012217 | 0.00013805 | 0.00011894 | 0.00012962 | 0.00012036 | 0.00014019 | 0.00012067 | 0.00011212 | 0.0001437 | 0.00012071 | 0.00012496 | 9.6574e-05 | 0.00010758 | 0.00013047 | 0.00012901 | 0.00012046 | 0.00013221 | 0.00011773 | 0.00012284 | 0.00012273 | 0.00012819 | 0.00013026 | 0.00010832 | 0.00011539 | 0.00013958 | 0.00013267 | 0.00010401 | 0.00011297 | 0.00012258 | 0.0001038 | 0.00011764 | 0.00011678 | 0.00011624 | 0.000135 | 0.00011211 | 0.0001319 | 0.00012214 | 9.3939e-05 | 0.00012907 | 0.00011172 | 0.00013694 | 0.00011479 | 0.00011726 | 0.00011247 | 0.000134 | 0.00012939 | 0.00013948 | 0.00012406 | 0.00013343 | 0.00012363 | 0.00012769 | 0.00014127 | 0.00015 | 0.00013442 | 0.00013485 | 9.0225e-05 | 0.00011293 | 0.00013418 | 0.0001306 | 0.00013356 | 0.00013312 | 0.00012248 | 0.00013184 | 0.00012011 | 0.00010331 | 0.00010245 | 0.00012629 | 0.00012672 | 0.00011931 | 0.00010408 | 0.00012687 | 0.00011006 | 0.00011772 | 0.00011387 | 0.00011995 | 0.00011115 | 0.00012754 | 0.00014182 | 0.00012652 | 0.00012636 | 0.0001084 | 9.6126e-05 | 0.00011936 | 0.00013098 | 0.00011236 | 0.00012399 | 0.00010261 | 0.00010644 | 7.8994e-05 | 0.00012085 | 0.00013931 | 0.00013422 | 0.00010562 | 0.00011482 | 0.00011768 | 0.00012479 | 0.00012897 | 0.00011396 | 0.00010472 | 0.0001071 | 0.00013482 | 0.00011662 | 0.00012497 | 0.00012184 | 0.00012634 | 0.00013151 | 0.00012713 | 0.00013365 | 0.00013767 | 0.00013154 | 0.0001236 | 0.00013184 | 0.00013141 | 0.00011914 | 0.00012357 | 0.00010737 | 0.00010098 | 0.00010236 | 0.00013177 | 0.00013915 | 0.00011834 | 0.00011128 | 0.00012925 | 0.00012437 | 0.0001216 | 0.00013039 | 0.00012544 | 0.00012459 | 0.00014118 | 0.00010952 | 0.00014678 | 0.00014897 | 0.00011064 | 0.00014424 | 0.00011236 | 0.00012945 | 0.00012692 | 0.00012863 | 0.00014312 | 0.00011746 | 0.00015071 | 0.00012169 | 0.00013105 | 0.00014447 | 0.00011677 | 0.00012257 | 0.0001166 | 0.00013297 | 0.00011542 | 0.00010277 | 0.00011744 | 0.00011387 | 0.00012079 | 0.00012832 | 0.00012209 | 0.00011343 | 0.00010967 | 0.00011669 | 0.00012869 | 0.00012766 | 0.00011829 | 0.00011796 | 0.00011147 | 0.00012828 | 0.00012171 | 0.00012808 | 0.00012333 | 0.00015041 | 0.00010402 | 0.00012983 | 0.00010264 | 0.00014074 | 0.00011421 | 0.00012406 | 0.00013019 | 0.00011981 | 0.00013486 | 0.00010352 | 0.0001321 | 0.00013384 | 9.2279e-05 | 0.00013877 | 0.00011876 | 0.00011824 | 0.00013156 | 0.00011905 | 0.00012694 | 0.00012335 | 0.00010828 | 0.00012689 | 0.00013312 | 0.00010826 | 0.00011605 | 0.00012683 | 0.00010682 | 0.00011248 | 0.00012251 | 0.00010351 | 0.00013602 | 0.00011877 | 0.0001359 | 0.0001292 | 0.00011056 | 0.00011489 | 0.000121 | 0.00011327 | 0.00011139 | 0.00011783 | 0.00013629 | 0.00012993 | 0.00012229 | 9.4385e-05 | 0.00012273 | 0.00013208 | 0.00012936 | 0.0001545 | 0.00012231 | 0.00013129 | 9.8799e-05 | 0.00011381 | 0.00013947 | 0.00013397 | 0.00012165 | 9.5216e-05 | 0.00012299 | 0.00012501 | 0.00012281 | 0.00013264 | 0.00013792 | 0.00012173 | 0.00013873 | 0.00012526 | 9.3065e-05 | 0.00014849 | 0.00012659 | 0.00011792 | 0.00011587 | 0.00012999 | 0.00014771 | 0.00012511 | 0.00012831 | 0.00012137 | 0.00013422 | 0.00011795 | 0.00014051 | 0.00012156 | 0.00011806 | 9.9438e-05 | 0.00011438 | 0.00011731 | 0.0001179 | 0.00011979 | 9.4661e-05 | 0.00013607 | 0.00011679 | 0.00010819 | 0.00011962 | 0.00011878 | 0.00013042 | 0.00011817 | 0.0001134 | 0.00010409 | 0.00011159 | 0.00011898 | 0.00011888 | 0.00011249 | 0.00013316 | 0.00011437 | 0.00012475 | 0.00012307 | 0.00010875 | 0.00015174 | 0.00012918 | 0.00011791 | 0.00012125 | 0.00012622 | 0.00014822 | 0.00011295 | 0.00012273 | 0.00011384 | 9.6491e-05 | 0.00011304 | 0.00013291 | 0.00010993 | 0.00011264 | 0.00010341 | 0.00012285 | 0.00012325 | 0.00010475 | 0.00013348 | 0.00012711 | 0.00010376 | 0.00012201 | 0.00011911 | 0.00010658 | 0.00012147 | 0.00012178 | 0.00010992 | 0.00012802 | 0.00010397 | 0.00011264 | 0.00011189 | 0.00011814 | 0.00012519 | 0.00012691 | 0.00011274 | 0.00012005 | 0.00012377 | 0.00011367 | 0.00012443 | 0.00012807 | 0.00011052 | 0.00014123 | 0.00011476 | 0.00014583 | 0.0001266 | 0.00013336 | 0.00012353 | 0.00011391 | 0.00010003 | 0.00012246 | 0.0001287 | 9.1275e-05 | 0.0001444 | 0.00012061 | 0.0001261 | 0.00013049 | 0.00010921 | 0.00010788 | 0.00013061 | 0.00013324 | 0.00012014 | 0.00011931 | 0.00012169 | 0.0001224 | 0.00011924 | 0.00011498 | 0.0001103 | 0.00010527 | 0.00013233 | 0.00011957 | 0.00011983 | 0.00012498 | 0.00013084 | 0.00012919 | 0.00010962 | 0.00013002 | 0.00011571 | 0.0001224 | 0.00012524 | 0.00013899 | 0.00013309 | 0.00014096 | 0.00012085 | 0.00011171 | 0.0001117 | 0.00012332 | 0.00010343 | 0.00012574 | 0.00012203 | 0.00010694 | 0.00011843 | 0.00011993 | 0.00012396 | 0.00012053 | 0.00012954 | 0.00011247 | 0.00011141 | 0.00011783 | 0.0001239 | 0.00011413 | 0.00011433 | 0.0001094 | 0.00012781 | 0.00014417 | 0.00014055 | 0.00012544 | 0.00012293 | 0.00011936 | 0.00011818 | 0.00013778 | 0.00012989 | 0.0001058 | 0.00011775 | 0.00010551 | 0.0001106 | 0.00012233 | 0.00010648 | 0.00013042 | 0.0001306 | 9.8519e-05 | 0.00013979 | 0.00012967 | 0.0001112 | 0.00010614 | 0.00012114 | 0.00012556 | 0.00012804 | 0.00012888 | 0.00010555 | 0.00012751 | 0.00014188 | 0.000111 | 0.0001177 | 0.00010322 | 0.00012115 | 0.00011957 | 0.00010955 | 0.00010942 | 0.00013545 | 0.00011321 | 0.00011321 | 0.00010699 | 0.00012196 | 0.00013644 | 0.00011012 | 0.00011917 | 0.00012494 | 0.00013365 | 0.00015529 | 0.00012025 | 9.2889e-05 | 0.00011696 | 0.00014571 | 0.00010258 | 0.00012192 | 0.00013098 | 0.00011443 | 0.00012906 | 0.00011435 | 0.00013586 | 0.00014113 | 0.00012195 | 0.00013228 | 0.0001061 | 0.00011135 | 0.00013681 | 0.00011863 | 0.00012815 | 0.00012698 | 0.00013519 | 0.00011446 | 0.00010188 | 0.00011152 | 0.00010922 | 0.00011824 | 0.00011497 | 0.00011458 | 0.00011685 | 0.00013148 | 0.00010812 | 0.00011709 | 0.00012219 | 0.00012717 | 0.00014756 | 0.00012451 | 0.00011161 | 0.00011283 | 0.00011028 | 0.00011129 | 0.00013267 | 0.00013517 | 0.00013436 | 0.00013894 | 0.00012105 | 0.00012997 | 0.00011677 | 0.00011971 | 0.00011843 | 0.00010805 | 0.00012648 | 0.00012695 | 0.00010279 | 0.00012803 | 0.00011234 | 0.00011977 | 0.00012189 | 0.00012846 | 0.0001136 | 0.0001078 | 0.00013526 | 0.00010843 | 0.0001322 | 0.000116 | 0.00013498 | 0.00013119 | 9.8932e-05 | 0.00010425 | 0.0001199 | 0.00012027 | 0.00014531 | 0.00011327 | 0.00012304 | 0.00013126 | 0.00013268 | 0.00012054 | 0.0001067 | 0.00011513 | 0.00011912 | 0.00012407 | 0.00014299 | 0.00011235 | 0.00011422 | 0.00010779 | 0.00012668 | 0.00011633 | 0.00012539 | 0.00010426 | 0.00013858 | 0.0001252 | 0.0001323 | 0.00010582 | 0.00011874 | 0.00012628 | 0.00011562 | 0.00012531 | 0.00012647 | 0.00012513 | 0.00011007 | 0.00012248 | 0.00013244 | 9.9644e-05 | 0.00013536 | 0.00013531 | 0.0001142 | 0.00013385 | 0.00011588 | 9.4736e-05 | 9.2566e-05 | 0.00011396 | 0.00013248 | 0.00012336 | 0.00013957 | 0.00012928 | 0.00012917 | 0.00013703 | 0.00013815 | 0.00011943 | 0.00012416 | 0.00014396 | 0.00011648 | 0.00015043 | 0.00010591 | 0.00013087 | 0.00013171 | 0.00011894 | 0.00013239 | 0.0001323 | 0.0001196 | 0.00010719 | 0.00014628 | 0.00011437 | 0.00014962 | 0.0001102 | 0.00011706 | 0.00012644 | 0.00011654 | 0.00010239 | 0.00015574 | 0.00014887 | 0.0001321 | 0.00011618 | 0.00011713 | 0.00011127 | 0.00012854 | 0.00014097 | 0.00011524 | 0.00010052 | 0.00013802 | 0.00013461 | 0.00011396 | 0.00014113 | 0.00012482 | 0.00011059 | 0.00012507 | 0.00012001 | 0.0001104 | 0.00012722 | 0.00010644 | 0.00011334 | 0.00013262 | 0.0001104 | 0.00013429 | 0.00012441 | 0.0001146 | 0.00014531 | 0.00010406 | 0.00011991 | 0.00011011 | 0.00011098 | 0.00011879 | 0.00012632 | 0.00010118 | 0.00011441 | 0.00013227 | 0.00010622 | 0.00010113 | 0.00012902 | 0.00011159 | 0.00011195 | 0.00011951 | 0.00013283 | 0.00013116 | 0.00011493 | 0.00012569 | 0.00013934 | 0.00010162 | 0.00012589 | 0.0001125 | 0.000135 | 0.00014112 | 0.00011154 | 0.00012422 | 0.00012413 | 0.00013399 | 0.00010743 | 0.00011992 | 0.0001562 | 0.00012722 | 0.00012241 | 0.00011399 | 0.00012237 | 0.00013857 | 0.00012275 | 0.00013273 | 0.0001225 | 0.00010455 | 0.00012023 | 0.00010916 | 0.0001405 | 0.00011919 | 0.0001439 | 0.0001022 | 0.000132 | 0.00011566 | 8.7489e-05 | 0.00010363 | 0.000129 | 0.00012874 | 0.00010361 | 0.00014366 | 0.00013528 | 0.00011932 | 0.00013454 | 0.00012636 | 0.00011412 | 0.00012995 | 0.00010527 | 0.00010422 | 0.00010438 | 0.00014108 | 0.00013873 | 0.00012343 | 0.00011543 | 0.00012662 | 0.0001362 | 0.00012255 | 0.00012575 | 0.00012979 | 0.00011533 | 0.00012656 | 0.0001182 | 0.00012542 | 0.00011739 | 0.00011273 | 0.00010576 | 0.00012279 | 0.0001218 | 0.000109 | 9.7894e-05 | 0.00013433 | 0.00010891 | 0.00011188 | 0.00010144 | 0.00012175 | 0.00013095 | 0.00011083 | 0.00014175 | 0.00013078 | 0.00012323 | 0.0001214 | 0.00011704 | 0.00011843 | 0.00011721 | 0.00010803 | 0.00010298 | 0.00013773 | 0.00011465 | 0.00014721 | 0.00010642 | 0.00012017 | 0.00011601 | 0.00012928 | 0.00011661 | 0.00013222 | 0.00012222 | 0.00011064 | 0.00010619 | 0.00012675 | 0.00014194 | 0.00012522 | 0.00013576 | 0.00012772 | 0.00012097 | 0.00014357 | 8.9835e-05 | 0.0001112 | 0.00010003 | 0.00011452 | 0.00010227 | 0.00011817 | 0.00012581 | 0.000122 | 0.0001398 | 0.00014313 | 0.00013754 | 0.00010937 | 0.00011383 | 0.00013433 | 0.00012298 | 0.00012101 | 0.00012227 | 0.00010822 | 0.000127 | 0.00014056 | 0.00010487 | 0.00011452 | 0.00011646 | 0.00012616 | 0.00012254 | 0.00012033 | 0.000135 | 0.00011866 | 0.0001198 | 0.00010972 | 0.00010915 | 0.00012676 | 0.00011116 | 0.00014033 | 0.00012716 | 0.00013759 | 0.00011335 | 0.00011236 | 0.00011052 | 0.00012331 | 0.00012544 | 0.00013454 | 0.00013105 | 0.00012319 | 0.00012545 | 0.00011973 | 0.00012483 | 0.00013211 | 0.00010277 | 0.00014252 | 0.00012557 | 0.00012806 | 9.6944e-05 | 0.00012034 | 0.00010144 | 0.00010725 | 0.00012717 | 0.00013675 | 0.00013206 | 0.0001377 | 0.00011902 | 0.00012475 | 0.00014384 | 0.00010912 | 0.00013779 | 0.00013795 | 0.00012456 | 0.00011952 | 0.00012882 | 0.00012321 | 0.00012153 | 0.00011939 | 0.00012148 | 0.00010083 | 0.00012984 | 0.00013478 | 0.00010192 | 0.00013035 | 0.00010445 | 8.9387e-05 | 0.00011799 | 0.00011948 | 0.00013223 | 0.00011492 | 0.00011827 | 0.0001194 | 0.00012094 | 0.0001137 | 0.00011966 | 0.00013308 | 0.00013954 | 0.00012922 | 0.00012955 | 0.00012276 | 0.00013234 | 9.6969e-05 | 0.00010834 | 0.00013396 | 0.00011041 | 0.00012465 | 0.00011268 | 0.00013743 | 0.00014255 | 0.00010613 | 0.00012578 | 0.00012111 | 0.00012056 | 0.00012085 | 0.00011846 | 0.00013498 | 0.00010317 | 0.00011873 | 0.00012649 | 0.00012693 | 0.00010872 | 0.00012557 | 0.00013614 | 0.00011336 | 0.0001117 | 0.00012538 | 0.00010168 | 0.00010887 | 0.00012245 | 0.00013563 | 0.000115 | 0.0001252 | 0.00011769 | 0.00011345 | 9.9908e-05 | 0.00012077 | 0.0001112 | 0.00011587 | 0.00012273 | 0.00013872 | 0.00012911 | 0.00013401 | 0.00011809 | 0.00013501 | 0.00013045 | 0.00012036 | 0.00011058 | 0.0001293 | 0.00011473 | 0.00012859 | 0.00010876 | 0.00011034 | 0.00014123 | 0.00012918 | 0.00013773 | 0.00010989 | 0.00010987 | 0.00014061 | 0.00011327 | 0.00010492 | 0.00011604 | 0.00011929 | 0.00012036 | 0.00011405 | 0.00013491 | 0.00011389 | 0.00011473 | 0.00010514 | 0.00012714 | 0.00011775 | 0.00011668 | 0.00012513 | 0.000109 | 0.0001312 | 0.00012714 | 0.00013681 | 0.0001165 | 0.00012276 | 0.00012844 | 0.00011024 | 0.0001035 | 0.00010752 | 0.00011273 | 0.00012444 | 0.00010226 | 0.00010191 | 0.00011753 | 0.00012071 | 8.8237e-05 | 0.00011041 | 0.00012449 | 0.00013957 | 0.0001198 | 0.00010139 | 0.00012306 | 0.00010351 | 0.00013755 | 0.0001218 | 0.00011575 | 0.00012008 | 0.00011791 | 0.0001093 | 0.00011844 | 0.00011805 | 0.00012562 | 0.00013123 | 0.00010595 | 0.00013723 | 0.00014131 | 0.00012314 | 0.00010424 | 0.00010701 | 0.00012987 | 9.845e-05 | 0.0001163 | 0.00011833 | 0.00012159 | 0.00013027 | 0.00012183 | 0.00012638 | 0.00014587 | 0.00012384 | 0.00013715 | 0.00010991 | 0.000118 | 0.00012405 | 9.9787e-05 | 0.00013474 | 0.00011154 | 0.00011927 | 0.00010492 | 0.000115 | 0.00012435 | 0.00012378 | 0.0001365 | 0.00012246 | 0.00011608 | 0.00012379 | 0.00010956 | 0.0001206 | 0.00011966 | 0.00012402 | 7.9097e-05 | 9.8668e-05 | 0.00012332 | 0.00013129 | 0.00012716 | 0.00012013 | 0.00010674 | 0.00011304 | 0.0001364 | 0.00013144 | 0.00012394 | 0.00013286 | 0.00010783 | 0.00013457 | 0.00011668 | 0.00012416 | 0.00010472 | 0.00011613 | 0.00011907 | 0.00010486 | 0.00011265 | 0.00011859 | 0.00011566 | 0.00011307 | 0.00013891 | 0.00011062 | 0.00013595 | 0.00012297 | 0.00012438 | 0.00011942 | 0.00012203 | 0.00012937 | 0.00012496 | 0.00012487 | 0.00012283 | 0.00012353 | 0.00011186
Concentration of aerosols in exhaled air | C_drop | normal | 154000 | 15400 | droplets/m3 | derived from Morawska et al. (2009); see Jones et al. (2021) for details | C_drop | 160743.4353 | 155633.7367 | 139516.884 | 128782.2262 | 166197.941 | 157936.659 | 166558.3638 | 156902.3496 | 132997.979 | 160575.4534 | 176482.5353 | 140263.6896 | 140720.6981 | 160157.39 | 153079.1769 | 183018.6718 | 185744.7211 | 153038.6047 | 152249.5947 | 149716.154 | 137895.4358 | 156805.0526 | 153324.0219 | 138837.6977 | 163420.7316 | 133637.4413 | 137451.504 | 146773.7031 | 171411.6985 | 147353.0372 | 164363.4099 | 172189.2382 | 129237.9165 | 182510.6765 | 165257.0315 | 168610.6141 | 162641.1508 | 140489.7401 | 158849.5418 | 160330.1899 | 154681.4641 | 170255.4822 | 127692.9902 | 156330.0485 | 154492.9395 | 159693.9955 | 156326.1478 | 165978.5526 | 169602.2657 | 170081.9976 | 161753.9527 | 169658.0076 | 127407.4139 | 162668.3828 | 163081.7111 | 174729.5037 | 152598.8155 | 142769.7779 | 149287.7592 | 161611.2512 | 164926.1861 | 155292.5343 | 133970.2519 | 155130.7759 | 168308.6344 | 146401.009 | 158369.1626 | 149940.7877 | 162240.3817 | 133733.1329 | 162733.0414 | 148829.072 | 149319.9203 | 163712.5992 | 121566.4195 | 164384.2367 | 153914.1547 | 150658.1812 | 169662.1023 | 143599.9881 | 150889.0111 | 165620.9205 | 143063.1096 | 182532.7324 | 146645.3454 | 144134.9343 | 162856.9111 | 153281.3222 | 150307.9844 | 150973.6623 | 160154.2134 | 171534.1889 | 162211.5004 | 169399.8983 | 141741.1922 | 174012.3084 | 127091.1963 | 130337.4961 | 169258.4348 | 170723.2479 | 171090.3865 | 180384.8217 | 184311.1728 | 154263.7628 | 165276.4206 | 138103.6228 | 189459.4354 | 141292.6581 | 147256.12 | 148285.7379 | 147582.7244 | 144108.3524 | 162408.5735 | 142719.8723 | 168285.9809 | 177143.1732 | 172441.2615 | 166211.5896 | 178756.3549 | 182821.0823 | 132850.7555 | 147576.6935 | 160516.0064 | 150874.5117 | 132411.9537 | 142469.3632 | 137595.4963 | 130702.6654 | 160486.2688 | 160563.1022 | 157079.3861 | 135830.4114 | 166526.9211 | 170594.6131 | 158781.8048 | 152330.204 | 155212.2334 | 165603.0924 | 172873.9248 | 139059.1092 | 171576.2289 | 144074.1844 | 158989.9695 | 159715.1414 | 132557.732 | 184663.2647 | 148754.7621 | 164478.1758 | 137388.9769 | 150313.1667 | 145140.3696 | 167403.1178 | 170675.1609 | 148622.9804 | 157928.7943 | 187491.7625 | 159812.6416 | 144966.9665 | 159162.8281 | 160230.6898 | 193424.9486 | 181060.2359 | 143036.8644 | 111424.7612 | 151193.6275 | 171020.8608 | 140843.6964 | 133245.5678 | 144139.9969 | 133781.4611 | 144558.2637 | 160868.5348 | 143802.1604 | 167064.748 | 150068.8947 | 146443.1991 | 136398.5679 | 145385.9811 | 148267.2265 | 152018.3605 | 165906.0683 | 147293.4859 | 155366.1237 | 161556.7719 | 147475.3384 | 173700.9632 | 143684.5695 | 129396.2267 | 165490.1789 | 153416.0559 | 163646.8248 | 169201.0214 | 137552.0325 | 166430.7686 | 144076.2061 | 176873.0275 | 144657.9635 | 165311.0612 | 156731.5676 | 182635.6657 | 177514.8448 | 174861.6369 | 131558.1931 | 130561.6383 | 164830.3456 | 172954.9804 | 174132.0736 | 149814.9342 | 119600.5363 | 151444.3011 | 145488.5869 | 154129.3763 | 147575.7227 | 158471.6561 | 156777.0092 | 160775.8843 | 136079.7225 | 150908.8839 | 137021.0382 | 150099.6573 | 124081.4079 | 154976.3851 | 165524.4231 | 165598.7891 | 153528.7608 | 198206.4905 | 133219.5944 | 148351.1686 | 167855.0968 | 173701.0434 | 127570.4654 | 169875.5255 | 147879.0864 | 174589.9371 | 147790.8364 | 133277.6552 | 122359.2498 | 169672.4415 | 148460.9406 | 161624.0424 | 164623.5889 | 146058.7303 | 159800.1454 | 180543.8442 | 146377.6145 | 161839.9017 | 154897.5565 | 164778.1202 | 156932.9398 | 133819.0628 | 168699.7839 | 150115.0361 | 150744.5423 | 151070.7554 | 165642.6039 | 174139.4031 | 151592.1394 | 134574.3959 | 151714.0309 | 148616.0306 | 153281.3159 | 149983.327 | 152980.5623 | 171491.1631 | 157321.6587 | 146136.3653 | 173941.3827 | 138038.3471 | 165417.5109 | 138156.7376 | 142052.5262 | 144789.0333 | 144230.7129 | 140086.5828 | 183163.3255 | 159010.7616 | 134262.7293 | 158138.6917 | 146673.8324 | 157964.3707 | 163079.618 | 144960.8921 | 164498.6233 | 156043.9523 | 127066.4914 | 154023.396 | 173542.5226 | 109447.8431 | 159445.9548 | 153885.9537 | 162168.262 | 179278.8085 | 158372.4987 | 137837.7984 | 131888.7698 | 146067.9939 | 175507.5091 | 151061.5893 | 117888.9035 | 167916.3739 | 167409.46 | 173382.6666 | 162489.9627 | 130061.7395 | 151769.8516 | 147865.7576 | 166088.1346 | 148055.2714 | 169596.1021 | 162766.9152 | 171826.6456 | 174496.9251 | 143539.1183 | 138803.0682 | 140371.1864 | 138892.651 | 166134.3139 | 170177.8007 | 148394.5159 | 164986.7732 | 152917.6042 | 163576.4446 | 140232.9018 | 150066.2273 | 133902.3668 | 129612.4227 | 125038.8719 | 164189.7075 | 141448.9995 | 146643.1789 | 168451.7596 | 135369.5945 | 164682.4309 | 156329.9026 | 140287.4291 | 171434.7038 | 166238.7478 | 145268.0149 | 162580.6735 | 148138.2704 | 140695.8057 | 144434.5585 | 159487.6195 | 130980.1851 | 140074.0751 | 187701.2786 | 151663.1632 | 148395.7608 | 151893.4294 | 128989.797 | 147242.9032 | 148260.1671 | 170369.1012 | 136717.2823 | 159260.6038 | 125427.3167 | 153155.5249 | 163859.7236 | 136922.1902 | 157426.74 | 162154.5306 | 181196.0089 | 120188.8147 | 160391.8342 | 149864.1192 | 132405.7142 | 151642.7575 | 141255.4117 | 154546.5775 | 137450.5846 | 133126.2818 | 166353.683 | 136501.3008 | 151979.1408 | 144719.4694 | 172535.137 | 137765.2753 | 152253.5487 | 146019.2935 | 160303.4096 | 148237.3104 | 159289.6758 | 180315.2119 | 171955.1304 | 152163.1612 | 179611.7329 | 140358.8361 | 180944.474 | 145614.1898 | 149968.372 | 151103.4377 | 153602.3519 | 183149.4342 | 133300.3265 | 143872.9845 | 165886.1038 | 174960.0621 | 148308.2058 | 135149.8411 | 150942.6051 | 157714.6055 | 140857.2041 | 141529.7463 | 166803.9823 | 124827.4251 | 157217.1302 | 161454.612 | 151082.7534 | 152852.7352 | 168174.6869 | 149685.0802 | 131830.3019 | 163038.7542 | 142926.2587 | 157201.3747 | 163176.0535 | 136835.5174 | 138124.6147 | 131263.651 | 141118.1991 | 137660.1709 | 172744.1356 | 167257.1746 | 165914.6609 | 139144.3995 | 165902.1321 | 137740.8395 | 124634.7502 | 144352.843 | 152955.7723 | 142096.9913 | 146191.1719 | 137999.836 | 147651.2812 | 166121.1845 | 159279.7441 | 144618.0759 | 161086.8901 | 148056.8434 | 136861.6463 | 155762.0052 | 143223.8559 | 154613.8973 | 149260.5639 | 162808.9144 | 169062.1182 | 143785.1715 | 146005.7127 | 138537.6521 | 173364.3391 | 144535.0666 | 151944.7275 | 132824.0357 | 153994.2637 | 120645.6737 | 129473.1386 | 160586.4943 | 147115.1365 | 160962.5075 | 148471.8653 | 169740.0341 | 159173.7832 | 164863.452 | 152339.0665 | 150152.7228 | 137416.4396 | 148009.1036 | 140014.9827 | 153273.0085 | 168353.5412 | 140446.0076 | 152966.4372 | 152184.4796 | 148483.9293 | 142224.4272 | 155525.2283 | 129635.2646 | 159275.4005 | 152274.1028 | 176088.603 | 137028.6356 | 148513.0096 | 166637.4785 | 144881.5935 | 143678.7277 | 147193.3491 | 156825.5172 | 177411.1038 | 202602.3597 | 142191.7485 | 163353.481 | 140262.8121 | 158616.9806 | 155680.9701 | 197424.0035 | 157423.93 | 143559.7983 | 184028.1573 | 122418.9239 | 147918.3152 | 139378.152 | 145402.5103 | 179665.3131 | 191090.6892 | 141718.6877 | 168510.284 | 154200.4921 | 153493.9891 | 166989.832 | 171163.5534 | 163503.5421 | 164334.7665 | 134814.7659 | 144471.0301 | 137662.1493 | 167720.3348 | 140551.6104 | 146838.6018 | 126957.7592 | 152463.8998 | 140550.2764 | 142811.7249 | 125376.2711 | 155537.4953 | 164217.2078 | 153938.6436 | 150181.5248 | 172452.6445 | 187247.7935 | 142218.901 | 145701.6484 | 148977.9095 | 141913.4296 | 144202.9661 | 144960.1445 | 120679.699 | 158308.9615 | 185674.3204 | 133009.168 | 131172.96 | 146267.3605 | 177367.2333 | 173274.5193 | 165898.6809 | 156848.5935 | 137433.3882 | 168907.1412 | 170522.9849 | 186819.9502 | 136220.8467 | 174294.5555 | 164576.3976 | 139559.203 | 132691.0166 | 171563.1428 | 155326.2083 | 162299.0834 | 165938.1723 | 160882.1911 | 161709.2044 | 166579.5948 | 164535.6409 | 154930.4839 | 148556.4671 | 159751.0662 | 179646.7428 | 160569.9376 | 169516.967 | 168580.6267 | 145807.1141 | 155781.6095 | 145333.7912 | 150346.4296 | 157177.754 | 147152.1191 | 175362.212 | 117774.4307 | 140624.628 | 179920.6695 | 161041.2038 | 146429.8225 | 159801.8356 | 170745.3091 | 169616.2722 | 164398.9327 | 137418.5908 | 170007.3137 | 141724.4698 | 161435.6792 | 158083.1639 | 152121.9174 | 163326.781 | 145958.9091 | 159641.9363 | 181175.4421 | 152028.382 | 123298.2133 | 141318.0812 | 155237.2762 | 164237.7926 | 162557.1897 | 169313.5219 | 157881.4779 | 130014.7067 | 157449.8734 | 169450.999 | 152906.9236 | 162000.9236 | 152179.5904 | 179124.8501 | 152556.8097 | 168939.8685 | 146881.6119 | 135492.7836 | 176684.8347 | 138884.6486 | 160504.4276 | 151260.7196 | 176450.8993 | 156456.3767 | 170068.3577 | 148173.2981 | 153331.7125 | 146328.9367 | 143961.8684 | 169860.6876 | 155636.4886 | 119292.5439 | 154501.2773 | 155657.9829 | 165984.0708 | 139052.4426 | 148019.3157 | 162809.1381 | 149360.3986 | 142761.7128 | 157976.4506 | 147746.7069 | 155324.0777 | 147759.7461 | 173140.4529 | 164405.9589 | 136420.018 | 160036.7986 | 144792.1933 | 136246.2627 | 171616.7861 | 149030.0543 | 167153.6338 | 142996.1266 | 125574.7846 | 154139.3086 | 150255.5603 | 162428.9862 | 154230.8445 | 146647.1963 | 162288.5836 | 139973.8493 | 172960.6349 | 154968.696 | 164627.5127 | 166166.6296 | 159804.6151 | 144451.3279 | 167464.6491 | 167111.8605 | 150240.6587 | 156648.0236 | 146617.7931 | 140718.7706 | 178939.0232 | 130619.4511 | 142752.7249 | 154472.7922 | 147834.0069 | 150452.174 | 126833.7352 | 133777.6072 | 120515.453 | 154358.3081 | 149750.8627 | 158112.7827 | 160971.1718 | 144701.905 | 146387.4342 | 151595.2346 | 143068.6195 | 142251.4028 | 183212.2704 | 155316.1344 | 150660.3775 | 169186.8189 | 170362.4413 | 153085.1418 | 130004.9175 | 154029.1129 | 163008.6999 | 137369.1255 | 143609.1397 | 122910.303 | 187931.2119 | 164295.7549 | 159279.0946 | 167783.5169 | 155384.8764 | 152431.6067 | 179456.1362 | 167509.7256 | 158490.0746 | 158147.7766 | 130209.9007 | 117425.0088 | 163851.5635 | 132554.3772 | 160313.0433 | 146685.4584 | 161586.4722 | 173425.6534 | 160855.7434 | 138996.1388 | 148829.3771 | 112561.2522 | 148901.0593 | 162600.8799 | 154984.3843 | 142599.284 | 145551.0015 | 161512.3921 | 112808.615 | 122441.3882 | 174235.1765 | 158231.3111 | 155613.5042 | 172745.8375 | 141451.0821 | 126953.2421 | 149797.251 | 172708.8825 | 156102.1312 | 148233.449 | 131246.0362 | 118723.7566 | 175953.748 | 160321.3926 | 151343.8679 | 141001.1808 | 157280.0673 | 172385.498 | 145199.8351 | 128335.4447 | 169505.9171 | 144761.2443 | 146025.3416 | 139292.7689 | 155221.6449 | 168715.1714 | 165669.4157 | 186844.183 | 162765.482 | 145251.7005 | 160381.3416 | 161561.6325 | 167233.8332 | 157365.1854 | 141779.2703 | 131956.978 | 140860.7917 | 153459.6522 | 173676.8261 | 165679.3853 | 171843.5371 | 140469.2667 | 135147.3064 | 152711.5678 | 133258.7522 | 144341.5069 | 156015.805 | 161562.9449 | 154446.761 | 161885.7649 | 154111.4577 | 137073.42 | 140970.3132 | 174954.0221 | 133076.6057 | 156664.6605 | 165679.0705 | 153562.465 | 179091.4781 | 128945.7183 | 157089.4058 | 152009.4752 | 173802.857 | 154977.7678 | 144150.6315 | 169449.2621 | 163383.5775 | 151653.2005 | 144466.1747 | 152791.2423 | 134402.3248 | 146244.8494 | 178654.5031 | 135937.2239 | 137982.2766 | 140993.7317 | 155299.1336 | 170980.2861 | 161354.7962 | 164214.2453 | 154250.0912 | 161492.2597 | 138335.4772 | 167415.3195 | 158091.5509 | 147595.8669 | 126558.6722 | 162584.5943 | 172652.6123 | 146876.4225 | 120658.5539 | 137062.1432 | 159302.4237 | 157061.7993 | 144628.67 | 183977.7 | 137832.4669 | 125233.0798 | 146087.2178 | 139130.3142 | 132336.5302 | 135589.7101 | 142728.9185 | 142648.7606 | 179431.8573 | 149715.7172 | 125619.2356 | 177761.1457 | 141012.157 | 160267.2381 | 170770.1212 | 168112.3795 | 143748.1466 | 178533.8539 | 161206.2491 | 154788.6003 | 162901.4353 | 154931.4316 | 158984.2841 | 136188.589 | 146734.6412 | 148553.0725 | 154247.4215 | 144582.0015 | 121219.7225 | 155041.1154 | 142604.8436 | 170685.5184 | 144374.451 | 172381.467 | 164638.0962 | 173195.0718 | 146851.8951 | 166164.1098 | 192738.8475 | 155577.1791 | 121409.1692 | 176574.0652 | 155507.459 | 140759.1534 | 160018.8266 | 142670.2937 | 148943.817 | 171702.0125 | 168201.3117 | 161861.363 | 136184.1755 | 166370.6903 | 141199.7233 | 132340.4348 | 153317.655 | 133765.4092 | 173165.568 | 180902.0793 | 159449.6947 | 150336.885 | 174307.8083 | 162314.1607 | 168169.1383 | 195921.9414 | 146520.5818 | 148398.9926 | 117864.2977 | 146440.2336 | 174414.1189 | 158287.8644 | 150972.348 | 172110.338 | 145561.6278 | 163121.1305 | 164305.4881 | 133004.3454 | 153582.0615 | 169780.6212 | 162600.4818 | 165549.8299 | 163397.8714 | 179936.871 | 146216.5302 | 122690.1331 | 205730.2061 | 138596.4556 | 201251.8021 | 145950.2186 | 153390.3955 | 143950.5393 | 154148.426 | 150463.5758 | 163491.6634 | 164585.2059 | 158571.6275 | 160612.0203 | 130577.2189 | 156605.2059 | 138302.5287 | 178789.375 | 150699.6731 | 119022.2653 | 171785.6744 | 170455.4025 | 164365.3021 | 159590.5601 | 164927.3849 | 130412.9947 | 206058.0512 | 151010.4073 | 158666.2597 | 152581.159 | 150698.1447 | 159329.9244 | 150412.0723 | 189888.3652 | 127735.9961 | 176467.3998 | 164519.3177 | 150128.7444 | 160457.9511 | 153225.4782 | 137357.7014 | 156177.7805 | 134291.6627 | 161568.8164 | 157746.3904 | 155665.6304 | 174278.716 | 120822.8078 | 172123.1712 | 135766.1055 | 158621.856 | 181833.6032 | 126617.5958 | 177908.0936 | 162595.1644 | 172240.3436 | 176446.077 | 148204.0572 | 174350.8615 | 152903.9282 | 166697.789 | 144146.8014 | 140119.7999 | 147503.8733 | 147916.9023 | 142592.8576 | 154522.0949 | 153453.4957 | 177513.336 | 181746.5084 | 162536.9859 | 173730.6982 | 145428.2202 | 153668.095 | 165402.2765 | 151760.5274 | 155060.4884 | 136988.3605 | 174282.6029 | 172041.6105 | 139774.2649 | 173287.9775 | 186488.4282 | 158495.7527 | 146197.7188 | 160550.6224 | 191304.0755 | 157105.6675 | 189246.4229 | 153543.5267 | 160001.3823 | 158687.0169 | 164729.6017 | 136343.5818 | 156989.0713 | 144003.4091 | 129965.8829 | 139097.1447 | 121844.9633 | 161532.3195 | 185468.5378 | 129803.85 | 159713.9799 | 143558.9671 | 145681.1605 | 150637.7873 | 155843.6177 | 137835.7908 | 150328.5801 | 156788.7478 | 155767.1204 | 173464.7148 | 164651.2698 | 171762.4146 | 153065.1852 | 173055.8427 | 142210.698 | 156289.109 | 164472.1957 | 158586.4142 | 162495.0561 | 151759.2859 | 136471.2444 | 163148.4964 | 175519.8024 | 144896.663 | 129335.2317 | 140425.7362 | 167758.5381 | 154017.3929 | 151316.7458 | 171973.9665 | 144926.3671 | 156285.7968 | 128836.3629 | 125757.5617 | 147189.6689 | 163315.1013 | 162658.5811 | 146210.4429 | 138886.479 | 142318.6407 | 132797.3698 | 171132.2255 | 141095.4451 | 147573.133 | 147616.8176 | 172754.8742 | 143888.5366 | 135018.0842 | 145296.4266 | 159288.6299 | 147424.4506 | 152372.4006 | 155443.7288 | 182752.6117 | 148621.1359 | 153850.6958 | 163866.6525 | 140483.7092 | 183034.8488 | 144455.8707 | 133477.1104 | 152265.3458 | 163026.4369 | 130312.6642 | 147074.6001 | 159965.5001 | 161189.5095 | 164837.6815 | 160002.8693 | 148775.0598 | 152433.7205 | 153143.264 | 167668.5881 | 133915.6793 | 177431.6212 | 150432.5239 | 161543.7157 | 155647.2559 | 164581.0664 | 136128.3429 | 142410.0186 | 174109.809 | 167954.3771 | 166372.2632 | 175072.1726 | 151245.4422 | 144325.7756 | 152391.2856 | 166700.8363 | 145521.1561 | 145369.589 | 134795.3447 | 171841.4185 | 163321.2493 | 170188.1788 | 151023.6534 | 145328.9818 | 159118.9554 | 193717.5962 | 155466.2723 | 153474.7517 | 152018.2634 | 159874.7501 | 142514.1942 | 156220.7539 | 166320.9904 | 167324.4897 | 171784.9016 | 164488.9733 | 163606.6582 | 114787.3941 | 150361.8885 | 169271.8274 | 147729.5006 | 142183.9214 | 129075.3865 | 159610.7831 | 149942.4418 | 167322.004 | 141509.0248 | 144187.0359 | 148216.2516 | 127610.4431 | 139648.3219 | 154181.3231 | 170235.6127 | 149716.3334 | 160964.4506 | 139235.0987 | 157130.1342 | 127073.8419 | 152838.4252 | 160700.6547 | 176565.1627 | 177292.3863 | 185470.7883 | 167074.3903 | 147648.7736 | 146056.6656 | 155744.0053 | 170107.1229 | 140722.1417 | 178805.845 | 160980.6343 | 162233.2505 | 133897.2053 | 163614.2951 | 155393.1768 | 172838.3518 | 178817.6507 | 144534.5614 | 133214.6556 | 124448.461 | 172524.7211 | 155877.7067 | 155641.0541 | 154569.9775 | 161707.7072 | 146414.5914 | 142489.6578 | 154764.7471 | 149758.6035 | 172355.9252 | 185552.4717 | 122653.2524 | 145307.6652 | 173234.8958 | 147574.9067 | 181939.7757 | 171272.4888 | 158426.8955 | 164343.8716 | 156419.9893 | 155185.0183 | 159243.5056 | 163553.6182 | 138474.9078 | 184443.0684 | 167728.7949 | 166115.7073 | 133576.9674 | 153499.6546 | 145591.332 | 146712.2124 | 164032.4307 | 99932.0843 | 135346.839 | 147530.2411 | 153987.0579 | 122317.0494 | 154145.6015 | 148898.0552 | 152909.7163 | 145281.9108 | 164650.3449 | 151397.1299 | 162693.1228 | 128183.7384 | 156142.9266 | 142846.5916 | 141511.9539 | 165136.361 | 144959.0376 | 141756.2249 | 137556.5653 | 163558.4639 | 187234.1313 | 142005.0896 | 135547.7259 | 163869.585 | 142411.0837 | 144134.7168 | 140902.7003 | 164703.8279 | 156798.4679 | 141808.5453 | 170183.1104 | 135367.0148 | 129485.6798 | 125652.1875 | 160649.6186 | 156134.9718 | 172642.8225 | 131296.5952 | 138035.7923 | 166601.467 | 157844.1953 | 157019.8597 | 168515.8459 | 144897.6659 | 186826.1825 | 161316.7736 | 141077.6087 | 151269.7274 | 141872.997 | 138898.3494 | 172229.7851 | 154332.0675 | 156249.1656 | 167141.9032 | 139878.1236 | 143504.559 | 151061.2039 | 143697.0537 | 181724.3349 | 126295.4682 | 143156.5389 | 172666.1819 | 145285.2238 | 149326.9461 | 169256.2082 | 153861.4405 | 181952.3656 | 148600.9482 | 156742.1196 | 154703.5319 | 144725.562 | 155917.9385 | 128412.1268 | 143559.1124 | 154601.7311 | 166051.6562 | 162963.3353 | 185727.9637 | 133776.9385 | 155623.4596 | 135792.6628 | 164360.0472 | 165125.1407 | 146041.7945 | 154778.4592 | 152231.1805 | 155807.0674 | 170813.4913 | 160843.9663 | 156907.5046 | 188692.2841 | 163112.886 | 148660.9208 | 167830.595 | 151295.0351 | 134494.2105 | 167646.2886 | 146159.7306 | 146160.1212 | 163839.8386 | 158019.4027 | 169940.2609 | 138161.5523 | 158743.2635 | 166299.7092 | 159010.6502 | 186419.5884 | 140283.0793 | 156100.5491 | 175090.8284 | 113785.0248 | 186492.675 | 157560.7966 | 142435.0774 | 147284.8943 | 170433.9129 | 178492.5276 | 145499.8798 | 154530.3688 | 146531.4013 | 161130.4514 | 163405.043 | 175398.1204 | 141918.2734 | 148455.0916 | 138206.2751 | 154450.7712 | 163680.3404 | 160950.2818 | 176908.2363 | 150912.8041 | 154600.9574 | 161565.8077 | 153724.6164 | 182287.3866 | 176187.4542 | 136208.581 | 148621.3447 | 161750.2251 | 138716.8299 | 145910.9114 | 162317.0508 | 161972.8258 | 151534.9193 | 151011.8214 | 171285.138 | 161389.4411 | 189267.167 | 169216.9391 | 169321.9641 | 149513.439 | 156788.2795 | 147274.1776 | 128684.7717 | 153948.0764 | 157384.315 | 162216.2468 | 129408.9637 | 140758.8487 | 147479.8456 | 160440.0334 | 157754.5088 | 138920.036 | 160494.0631 | 164405.655 | 150827.2623 | 181858.3207 | 130308.2983 | 143425.1329 | 133163.4833 | 160108.9692 | 152329.2635 | 160193.0068 | 147576.6089 | 148433.778 | 163029.7346 | 128410.9506 | 162831.9512 | 160836.9542 | 139085.7308 | 170926.7643 | 173279.9101 | 147712.7527 | 154404.69 | 163359.1917 | 167536.9933 | 155458.1039 | 156484.6597 | 152150.5284 | 139653.9668 | 166510.9898 | 168426.3649 | 140910.5352 | 156175.2817 | 140220.3905 | 169700.0022 | 157158.1034 | 129020.5574 | 159757.421 | 158656.7935 | 144698.8168 | 143908.8085 | 148076.4417 | 136775.6218 | 151812.044 | 148074.2517 | 191320.8695 | 160787.9762 | 134370.5683 | 156772.1121 | 137030.4713 | 129809.828 | 165951.437 | 140267.6201 | 141199.5166 | 179057.6692 | 156608.3511 | 156017.1789 | 140066.6804 | 150580.7583 | 161929.1219 | 156069.8755 | 155225.8314 | 159822.9845 | 159897.2159 | 160479.9542 | 131175.8742 | 126822.9249 | 151019.1687 | 183595.3384 | 146323.5889 | 150168.07 | 151667.8387 | 143891.5835 | 145958.7369 | 161596.5543 | 140750.2703 | 172670.4054 | 134218.0477 | 153436.964 | 140477.0561 | 149550.8161 | 157029.0705 | 149608.3619 | 159423.6018 | 146886.3609 | 140297.0737 | 162456.0802 | 152346.3183 | 141850.0011 | 139882.8064 | 165295.0578 | 167340.4632 | 117359.2063 | 154886.1392 | 142598.0429 | 154544.6886 | 158879.4187 | 169057.9085 | 135050.9419 | 155027.6614 | 143135.3198 | 160070.7744 | 121507.6413 | 154362.9803 | 143178.1588 | 168583.3965 | 154715.5437 | 149732.4896 | 145039.671 | 131264.8091 | 170579.1733 | 185722.1271 | 151101.2602 | 150754.1424 | 160234.0729 | 157191.0357 | 153507.2 | 162252.3144 | 150038.6693 | 149995.4847 | 164480.25 | 147818.4261 | 154821.7407 | 145208.2909 | 199955.555 | 134696.3301 | 137547.5976 | 163167.8129 | 140506.3148 | 153238.5838 | 156559.0545 | 181423.5963 | 147996.6927 | 176667.2429 | 162919.039 | 143110.5332 | 181937.7028 | 160346.5213 | 165715.1856 | 145162.9898 | 182622.3142 | 143032.3269 | 137018.0438 | 151348.3962 | 165353.5165 | 133259.2789 | 141498.7273 | 151990.5872 | 160034.0023 | 162322.56 | 131619.8961 | 184124.1012 | 192763.7823 | 128858.0071 | 134602.1978 | 162811.2296 | 188867.3742 | 173880.7351 | 129539.7763 | 130083.5227 | 137893.6903 | 142780.7192 | 158043.9283 | 150795.8182 | 114024.9249 | 162372.3903 | 136394.3554 | 173437.7654 | 162343.9238 | 145926.9465 | 146038.8332 | 136381.5506 | 157986.6868 | 153671.1333 | 154409.4529 | 144270.1786 | 166702.0514 | 135472.2432 | 175906.2999 | 146553.2837 | 148035.6378 | 152735.3985 | 166469.1031 | 167708.4706 | 143032.8274 | 138602.9099 | 156254.7491 | 173788.2207 | 163437.9958 | 154740.3246 | 151239.5582 | 159720.3598 | 143172.3169 | 190270.2515 | 167747.2131 | 172438.0892 | 144814.3199 | 138045.1079 | 176300.0166 | 157543.1421 | 166940.5206 | 155448.984 | 133803.9053 | 144909.8839 | 158420.9062 | 165813.6561 | 168730.0268 | 153745.4537 | 123736.5857 | 176919.7153 | 143766.8818 | 155783.6351 | 162573.7052 | 168745.4583 | 172462.6206 | 122288.3714 | 168671.6011 | 164296.8619 | 150871.0183 | 108445.9638 | 152032.8687 | 141476.6514 | 160396.2157 | 153384.8177 | 151370.0378 | 153877.0042 | 163079.3988 | 155192.8838 | 158169.6522 | 152186.3492 | 140862.0879 | 170728.9665 | 124691.4437 | 136227.1225 | 169184.5687 | 165823.7886 | 171841.4404 | 130507.58 | 188168.4519 | 166553.1795 | 165577.4533 | 150379.4107 | 171609.5381 | 153914.097 | 187355.1313 | 152132.8262 | 164581.7248 | 141347.3059 | 180795.6603 | 181403.7512 | 153888.5885 | 139509.8101 | 160214.2184 | 165104.6934 | 130332.1879 | 153640.6658 | 139304.5379 | 170915.5444 | 146575.3406 | 161199.0339 | 145116.3311 | 140905.3562 | 152749.3746 | 157308.8514 | 134257.4414 | 151326.8071 | 134458.5798 | 142466.6122 | 143841.7905 | 155456.0903 | 144515.3089 | 150329.2458 | 138249.8792 | 137135.5546 | 147014.2504 | 180208.6504 | 164657.6318 | 145710.7774 | 166870.2522 | 161377.6676 | 119672.0275 | 123093.2602 | 139553.0158 | 129092.1069 | 157550.4067 | 161517.6755 | 143261.6949 | 167306.6091 | 158882.385 | 133235.4442 | 108353.2907 | 153238.7727 | 162997.1706 | 165963.057 | 145334.3658 | 162317.93 | 161206.8942 | 150927.3242 | 140505.9703 | 166666.841 | 155389.3684 | 160160.7451 | 170482.4899 | 148689.2706 | 138796.4435 | 160447.8883 | 170303.0166 | 139094.1932 | 192093.3056 | 133231.2191 | 160721.5945 | 168488.2949 | 159113.6156 | 154505.4448 | 174488.8044 | 158673.4599 | 159888.9446 | 156268.4747 | 141540.0334 | 172235.875 | 151664.8451 | 158319.8846 | 153816.0523 | 156521.1581 | 193254.1944 | 160387.2824 | 153036.5773 | 143997.7383 | 193469.5133 | 147115.0583 | 138286.0292 | 134437.4827 | 153278.843 | 183956.7005 | 144655.0833 | 158341.208 | 162652.518 | 155300.4941 | 169204.9028 | 161265.3791 | 139237.55 | 141613.3462 | 143957.1238 | 158513.8696 | 153534.9644 | 143457.0541 | 161050.7938 | 154297.5436 | 156355.7509 | 155664.6136 | 144221.7273 | 156463.2982 | 142902.0651 | 157966.0571 | 140654.8411 | 146744.9344 | 142177.9179 | 163517.7755 | 127791.2399 | 150578.5064 | 123643.0483 | 171474.1811 | 169061.2871 | 167861.6056 | 133033.2761 | 163004.7698 | 165926.7035 | 151723.0562 | 142360.8628 | 154541.7301 | 133365.4659 | 128863.5974 | 144151.9948 | 145338.4759 | 161450.6731 | 167332.0941 | 168680.5287 | 170374.3585 | 190451.9515 | 144777.5537 | 159651.958 | 138785.7091 | 150367.9843 | 165220.2065 | 151677.9959 | 148862.828 | 163117.6249 | 168383.0238 | 192144.7957 | 143995.7576 | 163145.8863 | 174042.5523 | 164760.6406 | 157947.9929 | 148021.5752 | 140021.0479 | 154942.8132 | 148804.5729 | 174226.9599 | 142148.1965 | 152901.1749 | 145276.7492 | 155310.9973 | 169811.8736 | 173923.6557 | 145936.1468 | 128056.0282 | 151580.2078 | 168537.2631 | 140194.0874 | 154370.178 | 170118.8884 | 157071.3843 | 148673.7573 | 143905.0435 | 156028.4713 | 144869.0746 | 149581.2873 | 162947.3484 | 173734.5115 | 154110.3815 | 162052.8957 | 147612.1966 | 145398.2185 | 145727.0539 | 143589.0211 | 150162.384 | 158731.683 | 162228.5716 | 147613.3502 | 147915.5486 | 148136.1118 | 154413.2797 | 171629.5906 | 144031.8687 | 137589.9721 | 152480.4419 | 144903.8328 | 168685.3743 | 155793.0709 | 173329.1059 | 133121.9316 | 134847.0369 | 162922.7307 | 157171.4591 | 149819.0623 | 154852.7269 | 130049.6644 | 184527.5188 | 164304.3223 | 150816.3686 | 133049.5265 | 188099.4824 | 164131.4721 | 163698.7846 | 160462.4034 | 133143.6366 | 167636.8437 | 154947.4034 | 167008.364 | 146670.2974 | 135883.8235 | 133983.9396 | 165969.4222 | 183379.2512 | 171800.5874 | 172355.6599 | 129979.1697 | 138935.7324 | 168456.987 | 149575.3742 | 142274.6146 | 123668.1842 | 140963.551 | 165605.0456 | 144056.8155 | 153744.3797 | 142648.1442 | 157453.3778 | 153461.607 | 148121.0818 | 165042.0616 | 146041.0208 | 180186.3953 | 166735.0365 | 165170.0771 | 171176.2073 | 142826.2963 | 119942.0471 | 141910.2832 | 137052.2308 | 176560.3146 | 160502.162 | 141701.132 | 135204.5802 | 179260.6147 | 169414.9552 | 148967.292 | 154430.7889 | 153500.8159 | 157804.6876 | 142829.0612 | 136449.9755 | 178200.3179 | 164137.4951 | 137404.2521 | 154747.0783 | 149743.4463 | 142046.8105 | 133925.1313 | 152043.98 | 158672.0591 | 173221.4369 | 171785.9554 | 152575.5715 | 155492.0832 | 171894.7722 | 114898.0724 | 132993.6043 | 163746.3915 | 142845.0277 | 139581.1561 | 162195.1972 | 144436.2371 | 157380.7915 | 115517.8777 | 174055.8322 | 157569.8791 | 171047.5936 | 147966.6591 | 176238.2416 | 171103.952 | 159280.2081 | 159852.4392 | 147392.4019 | 149810.2691 | 125317.3237 | 138661.6383 | 159215.0905 | 135629.9555 | 157652.7989 | 142781.8253 | 151955.571 | 162392.8399 | 166321.2083 | 155484.9855 | 146944.0322 | 165088.635 | 134692.0097 | 127378.0617 | 163893.9586 | 159197.6243 | 140140.5432 | 169196.7784 | 169114.5017 | 157308.4129 | 137062.4065 | 176148.4083 | 154740.4508 | 163929.0256 | 149137.3644 | 168365.53 | 118751.2613 | 155025.4446 | 146813.9097 | 148132.9929 | 168816.5715 | 141280.5909 | 148262.8487 | 163428.9312 | 126006.1078 | 150774.6687 | 156722.4862 | 178322.4956 | 166146.5347 | 152289.2182 | 161718.1059 | 136350.1239 | 160289.4441 | 157794.4538 | 190716.6527 | 153528.4156 | 161598.8166 | 154582.7029 | 172220.7658 | 150884.1115 | 159383.2771 | 150513.0253 | 149216.8821 | 129863.9943 | 175281.8197 | 154930.4767 | 140614.2611 | 146587.1333 | 144047.4595 | 144437.2597 | 187419.7586 | 191889.6201 | 160833.1219 | 162956.3446 | 159845.3362 | 125958.9714 | 164013.1173 | 162381.6196 | 184840.7493 | 148133.3219 | 128772.6605 | 162221.3887 | 155923.4743 | 160513.8096 | 153977.843 | 156108.3214 | 158924.7942 | 126444.2557 | 149594.9764 | 147115.3123 | 154256.4523 | 146327.7835 | 136085.0232 | 148113.2661 | 157889.3397 | 155220.9119 | 147750.271 | 137742.6384 | 145262.3116 | 173515.4217 | 170465.7386 | 121872.1766 | 173972.4296 | 152615.5519 | 139923.1527 | 150442.3822 | 133981.7122 | 178458.7402 | 143300.7942 | 113646.0889 | 152462.91 | 127285.5344 | 148141.3058 | 146866.7868 | 186199.4793 | 169878.3916 | 143204.8922 | 135148.4749 | 148208.0596 | 171891.1696 | 131251.6782 | 137065.1132 | 134517.9484 | 129205.8901 | 146541.2976 | 124768.952 | 150130.2265 | 165929.6712 | 165659.0143 | 144970.6052 | 150132.2405 | 163160.9501 | 125970.9807 | 177551.3643 | 151782.7791 | 157283.9622 | 118592.6629 | 146933.9848 | 146239.5948 | 155917.2426 | 156963.1326 | 192444.9554 | 153127.1042 | 155245.8061 | 154012.6282 | 146007.4322 | 151093.9144 | 131661.9184 | 151546.5217 | 177190.9316 | 147199.4144 | 147239.7767 | 158123.7465 | 145607.7469 | 161943.0456 | 132594.5025 | 149538.47 | 158071.8715 | 184991.8825 | 161135.5579 | 172291.2896 | 173412.4786 | 184777.3718 | 147055.7496 | 149167.5379 | 144284.5052 | 155923.5053 | 157200.9632 | 188823.3895 | 175223.0856 | 143166.3804 | 151485.1327 | 153687.4087 | 176046.6297 | 134935.6171 | 159190.9668 | 164100.1329 | 165318.2462 | 158512.5667 | 156376.3578 | 134989.5907 | 141266.2416 | 189822.5046 | 144499.0409 | 167515.7682 | 159781.8662 | 143308.2059 | 157544.8458 | 154550.9175 | 149539.2581 | 155081.6664 | 177644.9943 | 174372.1999 | 141730.8631 | 145776.2971 | 125858.6516 | 147942.8779 | 139574.3455 | 164929.0278 | 165382.9442 | 172898.0483 | 161329.2175 | 148363.2308 | 119891.5729 | 165905.4676 | 157561.3223 | 136326.359 | 141220.5495 | 128156.2152 | 112771.5874 | 146916.3559 | 180809.3141 | 184045.2587 | 152428.091 | 175068.9564 | 145067.4573 | 157754.8277 | 143718.8764 | 169869.3124 | 169622.0435 | 163121.5592 | 150525.4254 | 134128.9329 | 163306.3773 | 135972.0334 | 152803.1499 | 155952.9722 | 171901.9715 | 137802.053 | 163040.2591 | 148678.3256 | 209814.8933 | 155230.3697 | 133767.01 | 170033.876 | 157542.0441 | 151185.7152 | 147105.9117 | 148770.4309 | 135636.44 | 171050.4313 | 142097.087 | 151587.4023 | 142952.4499 | 150020.6604 | 151525.4517 | 150159.067 | 122623.573 | 151449.0476 | 166142.7887 | 129668.8965 | 141423.2965 | 157964.3568 | 162537.0035 | 144007.0679 | 167374.0136 | 155444.2096 | 163674.1792 | 141031.2352 | 142153.5288 | 133815.1712 | 184167.4669 | 164795.2206 | 162137.8464 | 159161.5986 | 136760.4388 | 144208.497 | 156460.9575 | 171716.9688 | 132739.1122 | 173265.2041 | 149777.8702 | 155166.9602 | 150850.901 | 146348.1942 | 142172.8132 | 157789.8862 | 160359.7592 | 166030.451 | 152437.7382 | 182850.9471 | 166286.5423 | 119768.1084 | 145817.5789 | 150140.3638 | 140937.2196 | 163322.773 | 144419.1012 | 158695.3282 | 153739.5677 | 136968.0662 | 168237.6809 | 119121.6781 | 114501.8685 | 150986.517 | 166710.2256 | 183901.3923 | 157661.9637 | 111357.8823 | 134070.0212 | 152030.8364 | 160573.0802 | 161421.9573 | 147154.3826 | 171249.8403 | 143776.7116 | 151695.8995 | 112865.4766 | 168281.4362 | 164398.5423 | 142733.1108 | 151755.8912 | 156403.8763 | 134133.0572 | 146138.6187 | 160985.8458 | 182951.3604 | 147034.741 | 157504.4535 | 160306.7882 | 140737.4299 | 174045.1089 | 135233.4279 | 168987.039 | 137182.0988 | 161812.9672 | 142562.5538 | 145926.1751 | 151790.7949 | 154364.344 | 150397.1864 | 177036.6101 | 154005.2303 | 161043.7603 | 156351.3957 | 155945.2117 | 147508.2197 | 166383.2045 | 174416.1424 | 123480.9023 | 136196.3383 | 144048.6353 | 176856.1542 | 169405.8526 | 158005.7767 | 169930.935 | 180790.8072 | 171706.1092 | 140899.0563 | 140534.9261 | 159728.2074 | 151411.8931 | 156028.96 | 199245.6374 | 146488.0188 | 155554.5806 | 127335.36 | 189899.7392 | 158724.337 | 163854.2356 | 159309.0307 | 122102.1737 | 168278.364 | 167275.0012 | 146272.0317 | 137295.8977 | 142967.3519 | 133793.0833 | 177884.9389 | 141007.3769 | 153272.1128 | 136090.6394 | 161792.7171 | 162327.8324 | 171431.7138 | 163003.4571 | 151856.7109 | 172599.2975 | 153539.1927 | 144998.2114 | 149274.3672 | 158454.5868 | 164642.0081 | 160969.6461 | 156598.2997 | 158557.2494 | 141858.4007 | 150730.0832 | 153521.332 | 159659.8777 | 141305.8508 | 129403.7117 | 150914.237 | 166332.8306 | 155660.3844 | 173693.9724 | 158588.2866 | 184770.952 | 151688.4403 | 185044.0971 | 162485.3497 | 141978.9479 | 161828.4317 | 172242.1092 | 151233.0779 | 141614.2172 | 161021.7805 | 154229.1747 | 169622.6736 | 158915.7713 | 144425.065 | 183739.732 | 162744.5324 | 143487.9693 | 145863.6477 | 169757.357 | 121297.7422 | 137371.8505 | 148609.66 | 153715.3974 | 157850.1232 | 157191.4346 | 131975.2732 | 148584.074 | 128257.4925 | 125130.687 | 142488.0165 | 154552.1147 | 163001.38 | 158750.3325 | 146090.2626 | 148082.884 | 134035.8264 | 173508.584 | 142210.3056 | 156757.8932 | 121063.72 | 134973.6435 | 166844.9283 | 155006.4016 | 119079.2901 | 144617.0129 | 154484.1513 | 145522.8268 | 140906.2695 | 134018.5459 | 176426.4014 | 168161.4161 | 168379.0159 | 163238.4121 | 156364.1104 | 133842.723 | 174358.7138 | 153819.2289 | 183757.7096 | 142012.2314 | 157274.6254 | 136659.2935 | 153205.0811 | 136673.7104 | 157800.0161 | 148292.6983 | 167429.5982 | 121457.4256 | 150217.3044 | 184323.2121 | 156918.4912 | 137582.1898 | 131334.1946 | 169991.4374 | 148907.5827 | 185637.1694 | 134804.6989 | 171292.29 | 161958.4143 | 148722.121 | 144912.7829 | 139804.8195 | 176063.7555 | 157396.7383 | 147186.7017 | 161134.5977 | 142993.3073 | 136773.6019 | 152062.3633 | 129118.8999 | 149638.8856 | 123159.6048 | 186337.3138 | 165316.3604 | 162154.1865 | 148115.2067 | 176452.8021 | 140081.2168 | 165737.8375 | 190729.6226 | 164420.7607 | 154237.6246 | 183886.3907 | 162107.8784 | 135432.7195 | 134669.6851 | 158992.4905 | 167339.4943 | 148826.7935 | 142602.0677 | 140886.4245 | 164188.287 | 117858.7346 | 144739.2144 | 147653.83 | 151973.3511 | 163428.4705 | 188743.5364 | 182019.1977 | 167475.0907 | 162465.1373 | 170558.3343 | 139596.5963 | 137962.4469 | 137779.4898 | 185938.0157 | 171746.4251 | 161295.154 | 136618.6661 | 140170.58 | 143223.3098 | 160567.1788 | 176043.9708 | 166376.1383 | 186826.1592 | 144095.0956 | 161235.1348 | 157510.554 | 156283.0739 | 129911.3891 | 156181.9654 | 152183.0598 | 173006.5424 | 152977.5987 | 155473.6354 | 175022.1396 | 147976.4534 | 166055.4695 | 131425.5341 | 137720.6966 | 144174.0392 | 146399.1433 | 150173.8576 | 149676.3589 | 175056.776 | 136879.6088 | 131378.8224 | 168061.259 | 159759.5377 | 148032.3805 | 151367.3031 | 153895.3357 | 163823.7115 | 183754.1313 | 159875.281 | 155976.31 | 171741.2517 | 148642.9225 | 152104.3873 | 153220.5437 | 140652.0501 | 167566.9745 | 153442.3247 | 116223.0122 | 162997.4799 | 133882.7803 | 145901.3993 | 152029.7826 | 150924.523 | 149109.7247 | 130517.5437 | 145518.8973 | 149204.9436 | 164858.3688 | 161692.1912 | 139796.7809 | 154082.0573 | 144912.9338 | 137193.9976 | 172200.9827 | 136989.2983 | 137397.3983 | 157741.9749 | 151872.5959 | 177327.2152 | 159130.2705 | 139146.4024 | 160907.0179 | 165499.0429 | 142566.4298 | 152752.416 | 146930.1503 | 161459.2441 | 143386.0607 | 152958.1612 | 130057.4415 | 193100.477 | 157421.08 | 165671.9907 | 120121.6528 | 157998.3699 | 154865.8039 | 144476.1495 | 162928.7434 | 125647.1959 | 165611.0293 | 154912.2957 | 128965.2822 | 142803.7668 | 142592.4922 | 131419.3853 | 139840.0951 | 165479.9431 | 174802.1468 | 153474.4437 | 171175.6959 | 154923.5189 | 140796.0399 | 150959.0802 | 144709.1189 | 132145.6625 | 186943.0272 | 158437.6581 | 172274.8296 | 144915.0248 | 156171.7406 | 159794.4714 | 146694.715 | 160773.2016 | 170893.8604 | 156674.7419 | 154428.3904 | 146810.4007 | 169146.4805 | 159884.1188 | 165489.3927 | 119380.2606 | 143393.7522 | 160948.5563 | 166305.4077 | 134615.5381 | 132281.4882 | 130028.4573 | 153141.5389 | 184271.1126 | 142697.8692 | 145835.5458 | 162238.5084 | 140526.217 | 160019.8544 | 156568.1395 | 161597.1524 | 166917.7743 | 178493.8664 | 171025.7492 | 144227.8107 | 161375.1949 | 134036.0493 | 160796.5287 | 147285.1157 | 154768.2758 | 163711.3239 | 152994.4377 | 157491.4663 | 159158.3956 | 120961.5894 | 166072.2723 | 159484.683 | 154874.9361 | 144751.8161 | 120522.6497 | 168222.6757 | 153660.1765 | 141152.3534 | 153507.343 | 134499.6836 | 152765.9942 | 114884.8471 | 153030.8107 | 181542.2393 | 136832.9387 | 139445.0401 | 163245.0858 | 144381.302 | 144675.7878 | 163104.4417 | 142334.8922 | 152672.082 | 161702.8379 | 150268.729 | 156154.659 | 172793.868 | 144872.036 | 138723.7806 | 162662.7163 | 120811.6647 | 147700.6629 | 153746.9987 | 123005.7913 | 163431.9854 | 159999.6792 | 129282.5694 | 153956.7101 | 133403.8313 | 153780.3061 | 141300.1873 | 173193.4987 | 137413.3543 | 150758.6348 | 159069.169 | 143924.0649 | 145597.4627 | 168721.2449 | 143467.6001 | 137245.155 | 174810.4685 | 135323.7341 | 162024.1037 | 138426.9604 | 133495.3076 | 140019.9934 | 157138.0622 | 128185.8517 | 137457.0764 | 145569.9419 | 194000.3228 | 148134.5985 | 146477.9593 | 153625.1992 | 168389.8821 | 139333.7027 | 146051.8031 | 142538.4094 | 164941.8162 | 159041.1994 | 138859.6833 | 137852.5558 | 171568.0844 | 146248.2209 | 163486.9955 | 161126.7807 | 175997.5622 | 138691.1835 | 143049.4367 | 137509.4132 | 147689.1738 | 143185.3922 | 171265.4742 | 150990.5487 | 154873.3442 | 128230.9911 | 143369.5399 | 139807.9173 | 133001.2195 | 180885.1048 | 137943.4089 | 161169.7735 | 126921.5772 | 142043.0336 | 167395.0302 | 152213.7789 | 123321.9603 | 133664.2617 | 141399.774 | 155569.1735 | 183945.3504 | 143713.9825 | 140075.1592 | 168696.4469 | 143910.6277 | 143251.991 | 150590.0717 | 161247.182 | 141215.5883 | 141495.6622 | 142797.6131 | 169102.9817 | 160362.327 | 165364.4431 | 142456.6485 | 161487.875 | 159521.3378 | 153674.4409 | 168117.8859 | 156815.7199 | 161149.2001 | 137903.6766 | 180566.0444 | 154806.5703 | 165686.7622 | 154910.8334 | 160488.6311 | 183987.2342 | 140563.5896 | 164162.2123 | 151861.642 | 146707.073 | 152394.1244 | 144803.4645 | 152185.1544 | 156686.8571 | 144415.0378 | 138794.347 | 146136.0692 | 125337.2569 | 181867.6857 | 154931.3952 | 130619.1457 | 173840.2879 | 146459.1887 | 175368.2298 | 142718.169 | 123917.4601 | 161224.2829 | 136417.5479 | 122560.7099 | 146991.5148 | 184729.3198 | 152017.9844 | 156357.941 | 147840.1714 | 166640.2642 | 138363.9946 | 154893.7581 | 162280.3464 | 167452.3876 | 150908.336 | 160311.5941 | 157346.0795 | 143612.1211 | 159293.0969 | 151482.2329 | 153852.3858 | 174075.0636 | 182879.5425 | 165114.5684 | 134766.5519 | 141443.1291 | 146907.8 | 162808.1753 | 151802.3887 | 116387.7126 | 149060.0071 | 164761.2675 | 157784.8994 | 160766.3112 | 174702.8037 | 168659.0369 | 132006.8011 | 150492.9517 | 156566.971 | 151977.8007 | 143306.2421 | 159279.722 | 143836.0778 | 142551.9049 | 154082.729 | 172690.0512 | 144679.2722 | 162428.3396 | 172664.1153 | 151338.4969 | 154142.8808 | 152996.2682 | 126534.6242 | 139194.8182 | 155893.2357 | 152493.712 | 161163.7618 | 128382.218 | 152493.0981 | 179665.2692 | 176230.953 | 177363.7541 | 154075.0835 | 140567.3023 | 152043.0316 | 135665.3447 | 142668.6971 | 163066.1453 | 146924.3172 | 151959.1394 | 148538.1078 | 157114.0375 | 166210.472 | 173728.6331 | 169760.7757 | 157929.599 | 150061.4688 | 180277.4112 | 141530.574 | 170451.9647 | 186391.4735 | 138213.2305 | 167909.2891 | 144266.3218 | 156490.8055 | 157368.8157 | 180737.475 | 167944.4413 | 161879.6551 | 139605.8185 | 153800.7131 | 156032.589 | 166161.5167 | 185816.7675 | 172262.0636 | 144764.4634 | 149013.0887 | 141724.813 | 157022.5856 | 167107.3314 | 147774.5649 | 145243.5305 | 156509.6225 | 170752.8047 | 179620.733 | 163910.2366 | 156144.3189 | 173932.5471 | 153868.9951 | 172640.1964 | 154205.8076 | 159233.8968 | 170718.1242 | 138063.3527 | 167973.9048 | 156424.1593 | 139077.5921 | 178033.5003 | 170244.8848 | 182405.7311 | 136810.132 | 137229.8505 | 124461.2595 | 143358.8807 | 205126.2967 | 151671.3988 | 152480.7103 | 152602.4896 | 156098.3463 | 158311.6349 | 142806.2411 | 155514.7548 | 145650.0859 | 120154.1691 | 124365.3483 | 174281.2626 | 160973.4124 | 161718.7943 | 142156.3971 | 179162.9546 | 147758.3858 | 145856.934 | 140864.8304 | 171678.6193 | 174162.4207 | 121082.0876 | 164486.4444 | 141591.6858 | 158787.6456 | 151235.8056 | 169056.6159 | 134362.9643 | 198722.362 | 149379.0449 | 157922.6358 | 138365.3571 | 157802.8542 | 145648.6727 | 159573.2201 | 165612.1795 | 174086.2629 | 133887.2354 | 171600.0079 | 164735.0766 | 149543.8193 | 144011.9778 | 163268.8598 | 163535.5202 | 164415.5321 | 178040.0038 | 144866.7482 | 148962.6041 | 167456.7746 | 142662.0622 | 130019.9292 | 142881.0664 | 150366.1501 | 145785.8785 | 155842.9902 | 144629.9162 | 163990.6655 | 140424.538 | 162276.8635 | 147162.1956 | 180346.1387 | 141513.719 | 170511.6509 | 141180.9274 | 167221.7203 | 128906.8155 | 140266.7082 | 138305.6102 | 148320.806 | 131204.8379 | 164808.4417 | 144462.4026 | 141825.2776 | 156177.8687 | 138758.8636 | 140988.4683 | 110784.9971 | 164514.632 | 167143.5927 | 168526.3788 | 159279.9743 | 145810.0917 | 137549.6412 | 170798.5853 | 137727.1981 | 170075.9956 | 153947.2803 | 144808.0309 | 161832.0465 | 182467.4138 | 146150.4274 | 145198.3686 | 154531.2586 | 132131.5383 | 128683.6641 | 152983.9506 | 182806.1511 | 164874.5175 | 146822.7989 | 134600.3642 | 162985.789 | 143446.2057 | 175923.3638 | 159319.0208 | 172150.9004 | 169332.3605 | 164188.2887 | 156849.6453 | 138270.3285 | 129235.8831 | 166367.4353 | 152177.8551 | 168869.2086 | 133847.1679 | 158920.5818 | 162927.3751 | 160289.7312 | 161278.4017 | 145564.022 | 126464.4111 | 177885.6575 | 156669.3876 | 172932.233 | 164469.8851 | 170621.4109 | 168938.3713 | 171729.6021 | 150856.2082 | 160292.919 | 169929.5384 | 163979.2874 | 132894.037 | 155604.5251 | 121766.3684 | 181715.3329 | 156753.7943 | 143639.3034 | 118495.1312 | 150551.1295 | 147681.761 | 169816.7868 | 139297.6915 | 138362.0488 | 124010.1121 | 165746.8691 | 181600.992 | 165261.2557 | 164744.2071 | 163726.965 | 145361.0225 | 146273.0347 | 169434.0748 | 134976.8763 | 157979.4375 | 165529.4076 | 129028.8093 | 168861.7656 | 149716.4407 | 157602.6136 | 173771.3346 | 192298.5121 | 163866.3044 | 155119.4107 | 186042.6763 | 141912.551 | 172951.4579 | 151556.9402 | 143540.8568 | 127323.3839 | 136257.5077 | 164742.1374 | 148533.4637 | 170989.3456 | 181872.151 | 145157.8798 | 147965.7697 | 146354.9315 | 155112.2534 | 127615.5341 | 144592.0434 | 166402.7538 | 141848.521 | 158461.7545 | 130400.6134 | 150193.3323 | 143334.5609 | 141658.5836 | 136431.8297 | 153417.0004 | 130697.8824 | 148508.3147 | 167360.923 | 156057.242 | 151790.8554 | 149040.7691 | 139485.9588 | 176054.5824 | 192303.4472 | 172178.6827 | 133126.5044 | 160338.1 | 148370.6861 | 159522.2169 | 156230.4103 | 164540.5686 | 139895.2614 | 158315.3488 | 151616.4513 | 147849.8478 | 167960.7208 | 172587.9068 | 127941.8256 | 163385.944 | 151063.6108 | 161253.7752 | 149491.5286 | 165142.7444 | 179466.7372 | 169301.5518 | 146229.011 | 142916.0834 | 134131.0453 | 145599.1958 | 167438.1908 | 140224.1739 | 171573.3078 | 142462.5679 | 151380.9827 | 157109.4231 | 167885.6726 | 128191.1931 | 155756.9216 | 161851.1427 | 127369.3651 | 141423.633 | 143735.8778 | 135230.9048 | 127317.5331 | 152770.3373 | 174407.7359 | 140974.3369 | 164981.1597 | 173057.4073 | 126749.7182 | 142296.07 | 150753.2985 | 154011.6444 | 142567.7866 | 163549.1296 | 130334.8758 | 190449.3357 | 154085.7294 | 178651.18 | 183709.1166 | 140383.0707 | 164107.4036 | 132224.8873 | 172871.0484 | 167874.3045 | 149576.6451 | 157114.9048 | 158591.4502 | 138532.533 | 143943.8364 | 171432.366 | 155465.2589 | 188837.0098 | 148542.9536 | 160104.6305 | 180887.2342 | 145149.2178 | 124138.7115 | 165008.4685 | 138781.482 | 168549.3442 | 109797.8467 | 145335.0295 | 142999.0238 | 184187.8654 | 166567.9972 | 170329.2043 | 136974.2596 | 166472.7384 | 149943.2083 | 130282.5023 | 149469.2638 | 179838.841 | 169494.9119 | 141706.521 | 129533.7171 | 148558.5629 | 145342.9404 | 142781.9285 | 148175.7861 | 168068.5397 | 177922.3516 | 151962.464 | 139168.6092 | 173410.6038 | 138443.6958 | 144917.8299 | 151011.1778 | 147481.1445 | 153877.0644 | 128332.9456 | 142918.2416 | 177610.5417 | 139552.3171 | 158201.3519 | 144737.3618 | 131288.9751 | 139729.4012 | 155535.699 | 152009.1955 | 142894.1474 | 155686.4713 | 157493.1706 | 142041.4956 | 165883.6902 | 166776.5124 | 159966.9234 | 156290.8554 | 148666.0371 | 147008.1366 | 129526.1359 | 186628.9583 | 139706.3651 | 169064.0194 | 127394.0626 | 127163.4195 | 108112.8563 | 153869.9154 | 135408.9462 | 175155.9061 | 147028.6775 | 152467.91 | 153733.3548 | 162771.8897 | 142363.1931 | 154422.2697 | 115902.9387 | 171149.3986 | 144606.7924 | 153571.0605 | 147706.3716 | 153371.9621 | 102665.2371 | 153845.7961 | 144734.079 | 122195.6149 | 162038.7543 | 140467.648 | 160093.015 | 140653.8758 | 169758.4698 | 180411.0343 | 143933.3907 | 127688.1789 | 166693.3376 | 137552.0384 | 158674.8708 | 151518.7984 | 164838.3541 | 142169.0084 | 148850.6793 | 135974.0177 | 172925.1152 | 188523.1509 | 147745.8634 | 166706.3914 | 135265.8883 | 174757.7856 | 171716.5499 | 152953.2684 | 148905.7152 | 153129.3902 | 144450.1991 | 132174.6347 | 177166.6675 | 124531.153 | 166974.8669 | 140325.444 | 198582.3195 | 151653.268 | 140082.1213 | 162915.0782 | 138258.609 | 121958.8153 | 174041.7785 | 180557.317 | 144484.8206 | 158020.5888 | 162567.0585 | 162071.6366 | 167346.1552 | 163488.1975 | 183533.5962 | 126589.3224 | 156044.4833 | 146159.7727 | 174330.9507 | 131052.3598 | 158422.8897 | 158891.7683 | 165207.8836 | 166516.3098 | 169643.5955 | 151204.2745 | 156275.8954 | 138680.9463 | 152268.8486 | 136975.9111 | 164408.8478 | 171051.5844 | 143908.5402 | 147128.1998 | 132834.6827 | 156577.5476 | 162851.8799 | 154551.5902 | 171359.9438 | 161511.3466 | 158897.5064 | 166245.2941 | 156178.8211 | 161053.8845 | 169985.675 | 167591.014 | 145871.5741 | 157576.0658 | 164727.6375 | 156630.5044 | 147861.8331 | 163826.2897 | 132693.8401 | 157966.8261 | 138896.7059 | 152899.0778 | 168338.2703 | 130882.8201 | 134297.0857 | 132666.3211 | 140471.061 | 171875.2443 | 172899.3842 | 161542.7956 | 136290.237 | 152490.0558 | 158114.7624 | 146977.9264 | 162586.928 | 159554.0485 | 176405.6627 | 120646.6902 | 170412.5719 | 142345.8135 | 172747.4211 | 151859.6601 | 154888.0457 | 163131.7833 | 156641.619 | 132022.7759 | 154423.6861 | 147187.4506 | 152245.3571 | 167754.45 | 139480.9332 | 147441.4576 | 161531.0044 | 136706.2036 | 144256.1779 | 127052.4556 | 108581.0952 | 144154.493 | 154198.6806 | 154359.1732 | 178125.3376 | 169696.491 | 143735.8016 | 159973.9799 | 139410.3714 | 149409.8361 | 147203.5829 | 141883.0805 | 146792.6489 | 182126.883 | 126411.3397 | 177205.7907 | 155611.8929 | 146349.1768 | 147760.5308 | 136546.9116 | 176260.4536 | 158981.8433 | 125340.4997 | 153625.5951 | 142032.1889 | 165140.6573 | 140872.3949 | 136461.6939 | 168846.0529 | 146486.7636 | 165439.1199 | 168244.2913 | 137858.7926 | 173333.2372 | 164062.2241 | 178613.0514 | 152223.8879 | 164328.6173 | 149376.6467 | 147532.7288 | 131560.6622 | 158160.7163 | 138352.7936 | 148848.2976 | 127430.1558 | 148225.936 | 150412.3545 | 153577.5364 | 163616.8604 | 173586.5889 | 160443.084 | 171758.3879 | 161435.3232 | 130158.1569 | 166442.0714 | 154779.0672 | 133299.1167 | 165988.3575 | 144402.4708 | 159996.2751 | 147552.4304 | 159381.8754 | 152492.5889 | 166898.7523 | 142575.1434 | 126393.8865 | 147203.3944 | 150033.5593 | 147400.3365 | 156770.3878 | 157496.7723 | 144122.6856 | 190193.2395 | 166996.2501 | 155442.6336 | 153002.5692 | 169094.3667 | 153613.4932 | 129275.9823 | 163627.5727 | 152184.7472 | 148164.2386 | 148877.3934 | 155964.5799 | 157991.616 | 151619.1449 | 151307.5061 | 129024.7428 | 155652.5761 | 183586.6326 | 134407.0871 | 142589.5417 | 162634.8474 | 178167.0891 | 162806.0665 | 149328.4526 | 135331.0138 | 156456.8036 | 137186.3491 | 149760.7796 | 161451.275 | 142997.0923 | 149281.3053 | 146269.0063 | 157164.4616 | 156037.1944 | 160563.4577 | 167759.4264 | 133397.0736 | 154559.9278 | 158065.9883 | 156571.2894 | 150184.1061 | 151104.6064 | 168735.038 | 146408.7615 | 164257.9733 | 126379.5293 | 166695.1229 | 142740.1203 | 197714.2121 | 154309.8271 | 176745.048 | 155745.574 | 142740.7605 | 180968.6607 | 167031.8623 | 164167.0236 | 129449.7697 | 168917.9254 | 136634.9079 | 166216.2895 | 152341.4869 | 133022.7428 | 171656.9433 | 156063.1091 | 172549.4892 | 153742.015 | 158945.234 | 162283.1441 | 148876.7447 | 164798.4036 | 133992.4352 | 179669.0908 | 149295.9498 | 149041.4358 | 144610.2478 | 145964.9926 | 164889.7598 | 137884.0183 | 141468.1914 | 143866.0412 | 147456.0548 | 156627.579 | 186466.8019 | 143940.1276 | 161101.3265 | 151808.6623 | 175332.0705 | 149157.0823 | 179301.792 | 135034.1854 | 148869.7048 | 131078.7182 | 174978.9032 | 172644.5428 | 190273.3668 | 159051.3517 | 141545.0089 | 150018.4561 | 126208.3716 | 153067.9625 | 166486.1976 | 135981.9195 | 161567.4318 | 173265.7172 | 163511.9641 | 146630.0478 | 140667.67 | 131866.5098 | 184003.6738 | 161758.3277 | 140077.1748 | 146350.5926 | 147944.0533 | 140652.1659 | 191182.3917 | 173322.2924 | 166487.3409 | 161693.9145 | 144597.5492 | 166617.5212 | 154620.451 | 173231.6842 | 162884.321 | 151739.7061 | 141075.0728 | 157730.8652 | 126723.942 | 152949.2625 | 145404.5911 | 135217.7459 | 165001.6619 | 142367.7643 | 151871.5645 | 162195.0306 | 149460.7541 | 145891.289 | 124601.62 | 162411.7972 | 155697.6372 | 144558.6571 | 135842.7096 | 148860.245 | 181765.0064 | 182635.8339 | 152465.4811 | 145750.0684 | 190220.2356 | 168673.3763 | 151825.6805 | 162491.4866 | 176989.3494 | 128308.8341 | 161153.9615 | 152159.1024 | 169239.2862 | 159748.0638 | 151066.3018 | 176036.0633 | 116692.1519 | 139631.9456 | 167929.5443 | 161813.4723 | 177530.9184 | 154914.9637 | 135459.5962 | 156281.7817 | 183092.7138 | 124967.1697 | 177466.7213 | 170345.5125 | 154480.373 | 134795.7091 | 154956.5987 | 152774.0335 | 173071.2718 | 140361.7226 | 147792.5731 | 157481.1699 | 157306.9044 | 143127.5734 | 154171.3951 | 170082.4184 | 144403.8726 | 138357.2289 | 174189.7344 | 158157.5453 | 142435.8859 | 141672.2194 | 165690.51 | 133890.7173 | 154507.2652 | 176659.5143 | 151489.4883 | 193265.3292 | 146263.3093 | 151534.5893 | 174571.8128 | 150753.9571 | 142204.7072 | 141216.2428 | 146589.1396 | 177327.9484 | 149125.911 | 161470.5655 | 171610.6582 | 145095.6111 | 155935.3874 | 141651.9894 | 172767.3581 | 144393.7038 | 113174.3988 | 179466.4055 | 154870.2104 | 150761.5002 | 182771.0314 | 161275.4355 | 138853.3492 | 130359.0795 | 155176.7552 | 181374.628 | 140550.8256 | 163224.9497 | 157854.5837 | 151018.7647 | 183693.0844 | 170280.9748 | 163120.7436 | 149676.4978 | 164967.6222 | 159471.3633 | 178033.6906 | 156441.3982 | 141424.4658 | 149963.6906 | 163963.733 | 159456.3707 | 129847.5332 | 170917.8797 | 164842.1884 | 155263.6687 | 133576.743 | 161209.9723 | 147504.6319 | 150462.0721 | 137766.6846 | 163440.135 | 157531.4523 | 136348.2397 | 177313.905 | 143290.2537 | 162811.7891 | 138962.3657 | 154296.8364 | 150504.7835 | 128871.179 | 163406.4003 | 168959.6988 | 151093.389 | 165177.5467 | 157664.9958 | 144245.0956 | 132700.9283 | 129549.8163 | 165036.4208 | 150703.3361 | 140653.6916 | 169775.8235 | 157595.6142 | 152122.2959 | 150718.517 | 139233.8648 | 161207.1407 | 144411.7022 | 158201.368 | 152093.4253 | 172519.0827 | 149223.1437 | 144402.715 | 137723.7325 | 146233.2452 | 176074.5262 | 138586.7116 | 159277.4141 | 134605.9109 | 130172.7417 | 154519.6661 | 139626.1887 | 149363.1102 | 156967.1857 | 169886.7776 | 142237.4915 | 119284.6831 | 134387.1325 | 143807.072 | 155546.5752 | 151104.0872 | 160315.5836 | 179504.1116 | 159180.5783 | 169415.2759 | 151403.0293 | 167561.8257 | 176995.1442 | 180385.7222 | 156225.0527 | 155937.4628 | 173881.553 | 155743.7151 | 173085.047 | 165546.0165 | 168692.3462 | 167891.1702 | 151991.7025 | 167992.4075 | 155503.7267 | 154642.9572 | 138668.6266 | 160072.6705 | 164796.9397 | 156865.3403 | 154532.9154 | 149802.4989 | 145542.8742 | 133943.3914 | 171502.8184 | 137283.8059 | 181012.5338 | 168288.4818 | 137350.9004 | 170329.8803 | 155034.6298 | 163548.1359 | 165294.6981 | 154757.6653 | 154521.5527 | 174924.2757 | 166011.4271 | 131107.4616 | 172780.1372 | 175768.6548 | 162517.1745 | 146261.9618 | 154719.2244 | 142053.1083 | 141318.6586 | 161886.7426 | 182142.1713 | 162609.8328 | 129047.0088 | 158000.5224 | 138167.5554 | 145564.4098 | 167583.0276 | 187796.0726 | 144967.2388 | 141250.4797 | 155722.997 | 136762.7222 | 162424.1783 | 162986.3028 | 151187.6553 | 165273.6163 | 183132.9848 | 156360.6273 | 137273.8024 | 158426.345 | 158139.835 | 138226.8818 | 181914.8342 | 175479.4566 | 142995.5287 | 154720.2054 | 179531.3241 | 182618.6373 | 135252.4044 | 160534.5654 | 142113.0931 | 161886.3179 | 153032.6353 | 161455.0863 | 132513.0369 | 148266.7917 | 151680.3622 | 143654.3036 | 133044.435 | 193610.3207 | 171232.8826 | 154841.8097 | 142302.3027 | 153492.3321 | 144728.3786 | 147622.6578 | 148482.4615 | 167724.6686 | 156682.3954 | 174982.1306 | 161838.8106 | 159436.5128 | 134463.1381 | 151050.3448 | 139635.4193 | 174364.9944 | 165717.8273 | 150134.948 | 125171.6256 | 134388.419 | 165035.1351 | 161627.3064 | 145184.7457 | 157958.1753 | 160390.1457 | 162384.3728 | 148099.5009 | 135338.0561 | 164535.4855 | 163935.884 | 159398.3714 | 169265.1702 | 161965.6553 | 145538.4066 | 151730.9565 | 138880.427 | 138308.8778 | 201354.9389 | 201166.6667 | 129978.139 | 166910.4132 | 159278.7259 | 162443.1802 | 143927.667 | 175995.7186 | 164496.6748 | 138266.9363 | 156560.8029 | 157766.2641 | 190176.848 | 171448.6751 | 164367.4839 | 151313.1413 | 165163.899 | 148423.5779 | 150028.849 | 175488.6992 | 140985.7618 | 137810.578 | 149878.8438 | 147815.0149 | 164596.5985 | 164601.5595 | 117334.8178 | 157816.1371 | 165546.0832 | 167142.9623 | 187208.5991 | 139844.6753 | 138225.1169 | 173309.2829 | 170112.5149 | 147168.6661 | 158018.1294 | 161505.467 | 158993.7698 | 132348.4211 | 149523.9202 | 151084.0835 | 146099.3934 | 134426.9456 | 165188.0123 | 169154.9039 | 166388.2002 | 168168.7736 | 165185.5035 | 148027.1439 | 173153.4958 | 164445.6161 | 151350.3499 | 171705.0946 | 146447.2083 | 155475.9876 | 161523.4425 | 148893.8959 | 165315.4186 | 175088.3798 | 135474.6331 | 157188.6711 | 143393.9884 | 151449.7731 | 167254.5297 | 134551.7931 | 176196.2364 | 157956.1123 | 138124.6219 | 140137.7605 | 153660.6358 | 173943.9625 | 146818.7508 | 164962.0189 | 172790.04 | 160360.6528 | 152456.2341 | 132798.6118 | 115144.1969 | 175514.812 | 146064.7116 | 172642.2058 | 123045.2996 | 125786.3111 | 163531.5188 | 171664.6425 | 136063.4359 | 154671.8975 | 171863.4056 | 167972.4214 | 148849.2889 | 168714.9299 | 121707.7549 | 157809.3356 | 136678.3733 | 155581.6125 | 152708.365 | 180936.5903 | 168766.0583 | 143990.9734 | 142772.0142 | 188655.6582 | 162539.7878 | 150773.7135 | 152796.4905 | 162007.0617 | 156683.3118 | 152324.6722 | 133568.9835 | 140613.1127 | 146191.1082 | 147749.8143 | 158959.0254 | 121424.4656 | 153245.3009 | 140791.6689 | 160719.968 | 166848.5799 | 138786.9495 | 143837.7688 | 153368.0478 | 136105.0193 | 135228.7339 | 137258.0506 | 166387.0087 | 137089.4873 | 174232.2915 | 139616.0831 | 182278.4335 | 172317.1722 | 160074.3193 | 141861.3807 | 162204.3355 | 160444.6252 | 135801.2212 | 143968.8397 | 153453.5816 | 181249.3386 | 156458.4601 | 164614.1629 | 128810.5113 | 153304.0422 | 147015.6226 | 159920.6833 | 143196.9902 | 177944.4041 | 179923.1377 | 163352.0942 | 163273.5167 | 138119.7746 | 145955.7364 | 155094.34 | 177639.6101 | 146900.1141 | 155208.5306 | 128885.434 | 145134.1639 | 151501.7452 | 153602.7788 | 155069.9244 | 134402.2323 | 156204.4196 | 126789.0083 | 156652.2211 | 176705.6778 | 163112.7845 | 149151.8438 | 122397.4512 | 157836.9981 | 169176.9244 | 155646.1581 | 173856.3979 | 136268.37 | 159245.8672 | 142465.5998 | 155491.2195 | 161852.7928 | 138322.4863 | 153243.0301 | 145593.4163 | 168628.6054 | 159149.5456 | 159020.2341 | 120270.7012 | 157366.4678 | 140951.603 | 122118.6277 | 147072.5031 | 173374.7535 | 151922.7343 | 176881.3583 | 142098.2551 | 156153.7127 | 129449.769 | 136731.282 | 149113.0501 | 166637.6488 | 161069.3676 | 174088.5828 | 163463.3841 | 170135.2912 | 140638.5291 | 141599.8258 | 161373.5992 | 154076.5662 | 131700.6684 | 130061.8928 | 158156.0022 | 120168.2367 | 143466.7371 | 156449.9553 | 145369.8488 | 169999.4359 | 161426.2543 | 160269.8452 | 139901.6233 | 178752.9138 | 174178.3561 | 145551.8035 | 161069.2589 | 150058.5761 | 155875.8675 | 154219.1909 | 148568.1666 | 171363.6474 | 147426.2809 | 149804.9109 | 158906.253 | 168853.509 | 137979.1009 | 142751.4586 | 131992.0419 | 183637.6973 | 160735.61 | 159832.5025 | 146394.972 | 142857.0084 | 150871.1524 | 124434.8565 | 138420.7472 | 128549.8128 | 163515.4626 | 153842.2024 | 167775.5349 | 163407.0643 | 178835.3687 | 139246.3866 | 135863.306 | 176147.8865 | 163192.6168 | 149610.9663 | 155627.0988 | 134605.4308 | 153846.1302 | 171604.7214 | 154554.7775 | 164795.3863 | 161022.1669 | 149311.3257 | 176158.8344 | 145600.8335 | 164169.5666 | 126302.9722 | 184118.4053 | 167029.8942 | 133201.2228 | 155745.2256 | 175653.059 | 140830.8247 | 155612.3862 | 162393.0406 | 139102.9235 | 143767.9291 | 183687.3206 | 176424.7354 | 164507.5394 | 161300.322 | 171194.2925 | 155252.4908 | 161898.236 | 143973.0604 | 164444.3458 | 143413.8686 | 172029.9389 | 145312.5453 | 137262.807 | 111881.2906 | 128536.6863 | 158506.4215 | 164682.6054 | 140321.6078 | 174576.2339 | 143299.2215 | 172221.2687 | 168569.7168 | 140199.0077 | 166556.6962 | 165556.6994 | 140218.2255 | 166043.9505 | 152484.6011 | 158263.4482 | 172776.0956 | 148831.3136 | 160891.718 | 144874.5282 | 149952.3336 | 174087.3727 | 167344.0574 | 146372.8872 | 129048.1027 | 152095.3201 | 158594.6675 | 164701.9824 | 161138.6567 | 171027.7821 | 122210.9762 | 186161.8721 | 170072.788 | 108864.8514 | 143619.9482 | 149137.8905 | 165161.9967 | 166233.4982 | 148645.062 | 152113.0979 | 173329.4154 | 143364.8635 | 168224.1388 | 135130.6352 | 151030.4853 | 155206.8076 | 146347.1209 | 159559.4817 | 154289.9905 | 185072.6692 | 134082.5097 | 151560.8184 | 152957.9691 | 191643.5803 | 152267.1254 | 156440.6193 | 182138.4206 | 176000.0928 | 135784.516 | 139789.7337 | 148833.8946 | 166694.7141 | 127403.9324 | 132814.765 | 172439.8637 | 147839.8308 | 149280.342 | 160466.8196 | 141448.459 | 163390.732 | 142765.4295 | 175184.3225 | 150658.3426 | 150424.9045 | 146667.9391 | 151136.2225 | 135949.3947 | 150049.3609 | 158244.7273 | 163979.0148 | 155822.374 | 160436.9258 | 148856.5857 | 188318.7068 | 168681.977 | 157986.5565 | 156338.5864 | 166050.4643 | 144254.6497 | 165599.3695 | 176027.1141 | 175270.4989 | 177519.5796 | 161890.9548 | 158561.1854 | 171537.8491 | 146036.3746 | 177530.6068 | 148067.768 | 171683.878 | 165423.5487 | 157127.8509 | 158954.4895 | 166947.5628 | 130271.278 | 165893.7488 | 154341.9085 | 136629.2387 | 193013.7086 | 187357.5779 | 150035.1772 | 155224.1259 | 160283.6277 | 142817.0034 | 158061.4097 | 179905.9789 | 167580.3971 | 135747.7235 | 153344.5637 | 151079.8533 | 157748.75 | 134706.3227 | 166515.6338 | 120964.465 | 172554.3188 | 200318.2696 | 164665.1761 | 133848.7428 | 156598.41 | 148556.4756 | 147288.6378 | 169149.7538 | 182148.7077 | 158462.6132 | 143377.6048 | 135369.238 | 199879.063 | 149000.6387 | 128904.8392 | 136410.0346 | 162182.3218 | 134787.9326 | 168626.2351 | 161823.1075 | 169546.2271 | 140085.9731 | 150594.4495 | 198671.0968 | 143953.3136 | 151748.8798 | 130967.6691 | 111021.1014 | 134937.006 | 166429.6924 | 136519.6818 | 164044.649 | 162734.5815 | 178472.1283 | 191492.96 | 132411.7913 | 172509.1011 | 174556.8201 | 170256.083 | 132136.4128 | 176014.5586 | 142072.168 | 171466.8335 | 157676.9561 | 152585.6574 | 162320.0455 | 132349.3957 | 140658.1878 | 158021.4373 | 152316.8205 | 181842.594 | 134910.2527 | 155270.3568 | 141717.0855 | 166098.8544 | 136718.6868 | 145412.6649 | 145484.9251 | 167088.9576 | 134877.735 | 153053.4376 | 138172.2201 | 153421.148 | 153283.8928 | 150243.6531 | 170845.9203 | 168241.7315 | 144331.8457 | 134621.9909 | 148448.9884 | 158146.7357 | 158088.6847 | 153753.4266 | 155645.5566 | 134048.4373 | 144529.5813 | 159631.8078 | 153832.0238 | 146312.4742 | 146853.4077 | 136687.6047 | 164781.0629 | 151792.593 | 145856.6474 | 183527.2375 | 161541.6378 | 164265.5538 | 159504.6111 | 142266.453 | 151209.6866 | 152272.0169 | 147837.129 | 162890.816 | 146731.5393 | 168859.1343 | 146672.5633 | 140280.5793 | 152387.4598 | 172800.509 | 142117.6223 | 131287.1806 | 150275.7099 | 171011.4482 | 131976.655 | 163713.3401 | 161960.7648 | 173593.149 | 139909.2771 | 121196.2967 | 138139.1099 | 140846.6205 | 162177.1588 | 156899.367 | 160769.1274 | 162245.4597 | 143428.624 | 140323.9726 | 181063.288 | 151997.5453 | 185597.6304 | 144367.1654 | 156762.1198 | 184547.0667 | 150006.8882 | 143644.8508 | 129665.7083 | 139648.315 | 140878.4549 | 149612.9427 | 172386.8658 | 155226.7259 | 144591.042 | 173873.6404 | 156701.8193 | 143217.9338 | 116931.0991 | 146728.546 | 172397.6856 | 154180.942 | 151483.7655 | 160684.908 | 180468.1017 | 144401.9716 | 143086.9121 | 139519.5434 | 146414.8639 | 125950.5675 | 162641.3766 | 135227.3831 | 147120.3209 | 173272.7697 | 162662.0221 | 171721.0799 | 168711.3081 | 142628.5226 | 149215.4143 | 164379.9204 | 169271.7896 | 176292.3765 | 165737.8989 | 162843.3099 | 170765.9794 | 151749.9638 | 158297.17 | 163710.834 | 152127.1241 | 157968.6626 | 177010.0108 | 135172.7771 | 150186.5191 | 155785.8889 | 176994.7436 | 147636.8985 | 152664.931 | 161424.2727 | 162396.2235 | 135561.0196 | 126120.4819 | 137188.4716 | 152642.2637 | 146772.9084 | 155636.0232 | 134124.8289 | 130259.3135 | 149005.5287 | 129890.7728 | 167177.0891 | 158416.8626 | 171939.8674 | 169734.7089 | 172765.185 | 158531.5574 | 169085.4773 | 171156.1289 | 138415.2896 | 149938.6793 | 135835.0311 | 157170.4314 | 142333.8029 | 161140.8998 | 150093.8147 | 148599.7517 | 172805.499 | 156639.3201 | 175743.7025 | 158235.5359 | 153308.8484 | 172266.4433 | 155133.4857 | 173118.8801 | 169160.2149 | 150625.7665 | 153570.8183 | 116471.6797 | 147870.6862 | 173984.0204 | 160328.9491 | 168148.6175 | 150572.1988 | 146620.9873 | 148888.0918 | 137894.7243 | 151522.1561 | 161398.0072 | 149358.0238 | 169930.5818 | 130088.312 | 128992.3731 | 195867.4629 | 165458.515 | 164327.9698 | 149495.3023 | 172614.9148 | 181379.9034 | 168065.3766 | 154172.0057 | 154841.7596 | 134684.797 | 161598.4554 | 176359.9246 | 135155.3969 | 139234.6842 | 165917.2928 | 131709.2053 | 128460.5425 | 139275.2554 | 140541.6322 | 190389.3888 | 159368.7998 | 154311.5694 | 149379.2321 | 153500.4736 | 150754.1542 | 129473.4759 | 161551.6633 | 163930.5578 | 162032.0627 | 138641.4262 | 138953.2368 | 152942.3746 | 172720.1289 | 149327.3392 | 145629.6185 | 160476.354 | 152293.425 | 139358.6924 | 178155.9507 | 176519.0689 | 169796.5049 | 158037.4374 | 159751.3317 | 137362.0575 | 138081.2694 | 143811.7323 | 169406.0941 | 153003.861 | 170377.3947 | 127578.9628 | 165094.7587 | 151877.3596 | 163230.904 | 141658.5956 | 151674.993 | 144397.7656 | 150648.665 | 160356.5626 | 166016.6494 | 149110.5714 | 148836.7142 | 157592.965 | 151688.8267 | 160898.0714 | 135492.2357 | 170006.2892 | 136884.8277 | 143686.2755 | 165656.8698 | 155671.8483 | 169417.6017 | 154938.3426 | 148041.5234 | 146928.0564 | 140086.4634 | 150397.3544 | 161667.0895 | 153242.3989 | 155081.9015 | 141858.544 | 153094.3045 | 135555.4624 | 175975.8848 | 170221.5583 | 147146.2952 | 157478.6604 | 143909.8864 | 109351.0786 | 157185.9376 | 163524.8818 | 162629.2211 | 164838.6373 | 115394.1177 | 138677.0153 | 137739.5288 | 174802.8202 | 173989.921 | 133955.9075 | 161987.0272 | 148786.8014 | 168348.7514 | 154717.4399 | 172099.7198 | 135157.1932 | 175855.568 | 167742.7677 | 160974.0357 | 179861.2422 | 179780.0105 | 143598.2616 | 157981.3333 | 144963.805 | 138794.879 | 139573.4052 | 135861.6801 | 142537.8329 | 162172.1443 | 190950.9052 | 118976.0395 | 150069.6421 | 148806.7015 | 149172.7895 | 172552.7116 | 150362.6157 | 149419.6245 | 132771.1821 | 136613.0907 | 163494.642 | 158802.9733 | 151956.1154 | 172310.8847 | 142098.0987 | 153961.1184 | 163963.52 | 169811.1726 | 160566.8556 | 163901.6847 | 149433.5205 | 145248.3254 | 154118.9637 | 161599.9789 | 142756.0063 | 166703.9856 | 137684.6675 | 165641.2753 | 149486.5425 | 183301.6204 | 150447.0963 | 136331.0219 | 157414.2279 | 151173.4045 | 153367.9728 | 134651.0591 | 142695.4093 | 160488.4722 | 157211.0827 | 145219.4897 | 159643.703 | 150402.2902 | 145185.1251 | 133427.978 | 135288.4181 | 148066.4449 | 137259.4002 | 151458.7988 | 144047.2261 | 132767.8512 | 160804.2636 | 176216.86 | 149437.6057 | 145472.5882 | 147557.7839 | 132907.1139 | 174203.9566 | 175223.605 | 155847.358 | 150277.8597 | 169739.2277 | 147584.7467 | 168322.5115 | 127589.8062 | 146937.783 | 165891.9348 | 142855.6913 | 151965.7712 | 156837.0673 | 169896.6285 | 161880.9151 | 140633.6341 | 157923.6472 | 153930.4923 | 132355.4149 | 180617.898 | 145241.9689 | 159460.6513 | 150695.5253 | 170631.6649 | 173595.4504 | 135053.593 | 159804.1627 | 139135.1704 | 166602.4115 | 131938.7116 | 166462.4555 | 151183.499 | 192842.9005 | 159588.9273 | 170112.5674 | 150051.3158 | 164924.3347 | 170860.7551 | 125293.5428 | 153576.7405 | 165177.6147 | 160676.6655 | 141361.393 | 154374.7232 | 178236.0351 | 157298.2866 | 174223.6294 | 155702.4569 | 156284.0951 | 169149.9571 | 151078.6518 | 128874.6647 | 127369.5127 | 151760.1067 | 135758.9502 | 143805.4991 | 172456.2288 | 167124.3633 | 148458.2972 | 137952.6747 | 157840.2532 | 166314.6522 | 158792.4273 | 169127.0535 | 160509.3309 | 178212.9208 | 135975.231 | 168571.2297 | 137893.1825 | 156435.3894 | 124227.7242 | 165472.7841 | 131260.5337 | 179370.2331 | 124458.0098 | 145901.027 | 151231.9458 | 158393.2923 | 167637.3933 | 164037.4113 | 112390.8969 | 162239.8814 | 147109.7434 | 172964.7945 | 132138.4807 | 146510.8765 | 162525.8423 | 146312.4191 | 130509.3777 | 151322.8938 | 136634.344 | 162603.6417 | 140592.6427 | 155957.0364 | 160288.5125 | 187112.0963 | 177608.2485 | 144973.1059 | 159322.7974 | 153250.018 | 137925.6288 | 168484.3393 | 143032.1868 | 179318.9779 | 138360.1718 | 166189.4707 | 195155.6762 | 140017.1881 | 139522.7238 | 144150.6719 | 164798.6507 | 167179.9839 | 155235.8348 | 151789.8373 | 171967.6541 | 143564.8861 | 136957.5255 | 162222.1437 | 147466.9236 | 152220.7047 | 138999.81 | 139156.5368 | 172663.6289 | 148831.327 | 141174.9359 | 123203.7762 | 141384.2318 | 132959.7444 | 146992.6673 | 147719.6653 | 145408.3098 | 149273.2521 | 155920.0728 | 182267.1531 | 140655.5055 | 139627.3048 | 153251.1838 | 183327.1907 | 149778.9637 | 191762.5507 | 136000.24 | 160814.0911 | 123783.5863 | 168174.1851 | 154265.9347 | 155985.8198 | 151643.3984 | 143346.4533 | 150138.225 | 176981.1061 | 131182.2275 | 150595.481 | 160865.0196 | 148047.2766 | 160996.1416 | 161600.3348 | 144853.4759 | 138503.6111 | 169083.2059 | 186472.8936 | 121296.4253 | 138596.8217 | 165210.8993 | 129407.4947 | 160496.2069 | 160809.5176 | 168179.5315 | 146109.1193 | 150576.4416 | 142471.9416 | 151903.4132 | 117934.7135 | 180189.3325 | 128753.7465 | 148205.7445 | 179481.3266 | 151115.7582 | 157776.8069 | 159864.161 | 149362.0934 | 119007.1101 | 173688.3003 | 167734.7918 | 134617.2523 | 156658.4791 | 151131.1643 | 171086.1383 | 137872.7368 | 158936.611 | 169058.2823 | 171745.5293 | 172242.495 | 140520.0563 | 168812.9632 | 157975.7574 | 147661.2763 | 149813.9765 | 163203.8998 | 160093.4624 | 137603.9568 | 148043.8631 | 147590.2655 | 141822.359 | 159697.0657 | 131467.3162 | 165140.1348 | 149856.5686 | 149940.3173 | 132824.8735 | 137262.8472 | 166689.417 | 148375.285 | 130452.5785 | 177410.3291 | 161019.5522 | 172048.669 | 155335.3603 | 150090.2921 | 190363.058 | 170349.3151 | 156994.8822 | 165738.6253 | 175675.3283 | 148377.1393 | 147451.8736 | 159066.6625 | 173268.5537 | 144517.0853 | 148129.8055 | 160518.6838 | 198815.37 | 167112.9102 | 150845.4776 | 166936.217 | 159697.0899 | 166516.8373 | 161291.1827 | 170943.1567 | 180224.5101 | 146070.6453 | 146594.2913 | 155558.1865 | 154773.3999 | 170672.427 | 132199.2421 | 136208.3559 | 143779.8295 | 141105.8201 | 158155.8134 | 155520.8599 | 146635.422 | 147021.1724 | 130170.0545 | 150909.2272 | 138593.2794 | 171904.5267 | 145618.526 | 184470.758 | 125963.1038 | 148993.662 | 156164.7895 | 162566.5231 | 140804.3115 | 150949.0354 | 159546.3039 | 176170.6922 | 176294.006 | 152382.9615 | 145798.0337 | 162513.6541 | 167868.2649 | 148301.2386 | 138845.2914 | 170867.3148 | 148092.8119 | 141348.5827 | 143533.1379 | 153544.8826 | 156120.19 | 124028.115 | 162210.7832 | 154793.3447 | 141073.2233 | 162235.2371 | 147848.073 | 134254.2113 | 125928.0871 | 171819.2545 | 148121.5555 | 154663.1563 | 115225.1601 | 156229.1415 | 165161.6991 | 128229.9255 | 173274.1515 | 140900.7553 | 153015.0454 | 180413.0389 | 149089.7775 | 175241.4694 | 154271.9403 | 146408.7609 | 202838.1954 | 186061.7383 | 163467.6669 | 193567.5552 | 163712.6403 | 128204.7289 | 149260.6676 | 167324.7552 | 149185.417 | 126720.3781 | 147625.375 | 161394.8549 | 167300.2017 | 115507.5511 | 155318.9465 | 158994.2573 | 151808.5704 | 163102.587 | 155711.9017 | 148911.6373 | 154498.49 | 154934.691 | 156354.2838 | 166905.7951 | 156949.854 | 140650.3293 | 147520.9029 | 162243.7087 | 146841.5698 | 173194.896 | 172679.974 | 138984.1808 | 178911.6998 | 168778.4969 | 149202.0229 | 157342.3021 | 143123.0361 | 147270.0174 | 178273.9165 | 124169.0752 | 147438.6618 | 154803.1403 | 167116.125 | 141916.6072 | 141118.1202 | 122122.1289 | 154651.011 | 140823.914 | 168569.2114 | 147501.0417 | 188044.9035 | 152494.7414 | 166703.3542 | 164995.084 | 100375.8266 | 134039.4158 | 167843.8485 | 146075.7312 | 189759.1205 | 137844.9008 | 170832.0586 | 166206.315 | 153553.0705 | 142947.5279 | 149863.9135 | 128340.2797 | 122874.8732 | 154480.4576 | 179984.9806 | 150607.2747 | 154688.3192 | 144756.1556 | 124397.2032 | 151161.4058 | 159682.9469 | 171571.3357 | 154519.0856 | 126441.8453 | 147853.9806 | 153288.7717 | 174193.6544 | 177175.4708 | 145143.4494 | 141522.0597 | 141384.7128 | 149913.582 | 146645.3102 | 158422.851 | 155990.8493 | 137197.5575 | 166261.5803 | 183745.8583 | 149236.7897 | 137463.549 | 161292.9629 | 154211.9056 | 161357.9895 | 162916.1799 | 160252.6122 | 147016.1008 | 162946.0391 | 136260.3404 | 159902.7383 | 174335.3688 | 152063.2548 | 152111.4557 | 174118.6924 | 142617.6406 | 148424.8043 | 157124.7576 | 170630.8508 | 163141.9249 | 143534.0521 | 151485.3291 | 143387.8516 | 124891.6398 | 160763.8856 | 158812.981 | 164237.3938 | 153984.2769 | 131127.1418 | 171188.1999 | 136834.2174 | 181159.6934 | 175667.9422 | 150401.7265 | 146346.4966 | 166834.7444 | 150049.8596 | 154052.2154 | 154842.9989 | 132497.9311 | 147196.1063 | 162085.0964 | 151811.2879 | 142022.6536 | 116514.0955 | 139139.6361 | 182042.0567 | 124672.7275 | 116159.0221 | 149661.5747 | 131975.7614 | 111135.3534 | 134751.9329 | 128559.6239 | 158086.4883 | 141787.3522 | 137684.1697 | 147591.7684 | 156930.3123 | 140532.6554 | 153497.0087 | 126504.5548 | 125551.1816 | 152772.2555 | 145294.0328 | 172059.3801 | 145822.1496 | 112322.2751 | 162114.1322 | 137939.8684 | 167527.0111 | 148852.1498 | 155937.615 | 147504.6989 | 156869.4565 | 141189.929 | 150421.4181 | 140021.5847 | 120853.1035 | 160865.5333 | 139959.7826 | 153297.0906 | 134427.6076 | 161972.8777 | 142053.0726 | 151451.599 | 160020.076 | 174916.4077 | 151280.4229 | 143845.5909 | 162739.9112 | 191148.9718 | 173067.5975 | 167443.6985 | 166466.2889 | 154041.7291 | 141896.3861 | 184497.5743 | 142724.4124 | 144452.9447 | 149168.5302 | 161444.8393 | 164732.0215 | 146937.5665 | 149115.6989 | 150939.6036 | 142957.8669 | 151347.2429 | 167142.8798 | 157636.7933 | 175534.5269 | 152621.843 | 171271.3989 | 181050.4242 | 152067.2386 | 164228.9867 | 147437.4455 | 143268.9512 | 148910.2585 | 128056.5285 | 120917.9829 | 134784.2885 | 133474.5617 | 167424.9808 | 175416.8648 | 160270.0545 | 159890.5095 | 134690.1902 | 157056.5245 | 161135.7416 | 166529.5401 | 149570.7526 | 136695.9824 | 157240.8869 | 175385.0992 | 164543.5615 | 142469.8239 | 162128.6843 | 140618.9526 | 140486.1129 | 147528.489 | 163194.4777 | 141970.4609 | 138269.6345 | 163926.5935 | 154432.8125 | 169529.1786 | 149491.3368 | 167053.7689 | 140443.4172 | 161996.5336 | 154204.4234 | 170106.3787 | 135348.9262 | 149958.3083 | 168137.5566 | 158358.159 | 173196.0174 | 133922.139 | 147985.1692 | 150199.798 | 150555.0861 | 142680.0511 | 152510.1387 | 141102.89 | 174514.6185 | 134667.5019 | 142935.963 | 157021.5667 | 158291.9183 | 185674.1521 | 154249.8676 | 144834.6468 | 169137.6055 | 133207.4409 | 157583.8289 | 193036.4522 | 140777.0037 | 154648.4227 | 163440.3387 | 167566.4227 | 134676.9246 | 149705.2763 | 174957.1528 | 128949.6359 | 195433.3306 | 161489.9541 | 174026.7055 | 136737.4605 | 143284.1054 | 153421.9179 | 181029.7289 | 158122.0559 | 148748.5468 | 153547.0154 | 173282.2292 | 138099.7734 | 170662.19 | 159788.3676 | 151803.3546 | 159219.0277 | 146663.9902 | 173653.9968 | 157598.2299 | 133774.8157 | 155542.5751 | 176724.0707 | 133588.8731 | 165922.7395 | 133165.5303 | 168848.5546 | 179247.3094 | 135221.4042 | 137998.3188 | 161555.4246 | 150206.7347 | 159330.8067 | 137459.4459 | 164682.1831 | 154347.6015 | 157833.205 | 163954.168 | 149541.7739 | 170761.3326 | 156653.1758 | 146176.0264 | 158509.2351 | 159068.0669 | 142671.459 | 126532.9306 | 166612.5163 | 149872.1518 | 161098.3169 | 165528.7887 | 164722.9371 | 146350.2341 | 143944.7714 | 163744.6857 | 131842.2914 | 141571.085 | 144415.0711 | 164675.7716 | 133138.476 | 155987.4647 | 141384.4808 | 150311.393 | 181299.3713 | 164675.2615 | 175194.0912 | 170548.0254 | 163114.7489 | 134466.4631 | 141236.9786 | 154366.1233 | 132672.3023 | 155608.2624 | 150613.3523 | 142381.3619 | 155168.29 | 141970.065 | 144353.8677 | 188171.1829 | 142702.6587 | 172807.0391 | 164940.1001 | 150543.1936 | 143783.3735 | 138437.037 | 146092.2861 | 143165.6252 | 137208.6977 | 144929.7102 | 138005.3127 | 146920.9262 | 170762.8846 | 144405.1405 | 144405.4169 | 143182.9849 | 152178.0996 | 168150.4042 | 169846.5957 | 141871.6474 | 139262.6604 | 157955.9804 | 170348.1652 | 143455.2973 | 153248.8475 | 154134.8527 | 164698.0087 | 154563.2936 | 121481.8453 | 139573.2667 | 151842.3707 | 151305.7167 | 142011.0237 | 168121.6548 | 154785.8844 | 141940.9757 | 144325.1641 | 147929.215 | 160949.6623 | 140975.9642 | 145529.6551 | 150973.0797 | 148149.3994 | 157145.3768 | 183783.141 | 167935.5937 | 152077.1708 | 144842.4703 | 175543.8429 | 148608.6053 | 153784.1996 | 140039.3239 | 148851.0045 | 151154.6334 | 161748.6594 | 154454.7939 | 161102.0095 | 143804.7365 | 156875.5499 | 154341.4887 | 162836.5738 | 166517.7928 | 157760.2258 | 112816.5638 | 134557.2347 | 188160.3272 | 166842.0842 | 158075.9575 | 138240.5278 | 126317.7116 | 181610.4946 | 170740.6426 | 171748.6388 | 145623.4715 | 129433.5302 | 172003.9114 | 145031.7708 | 174105.415 | 161973.3013 | 147856.1593 | 140054.0464 | 168263.6505 | 171905.7685 | 162590.7201 | 109545.146 | 156176.2417 | 131213.8623 | 131392.5081 | 130333.4727 | 148052.9743 | 197199.6474 | 131125.2921 | 140357.3775 | 150572.6764 | 139200.1229 | 160790.26 | 146263.5635 | 161238.5411 | 154651.9534 | 174685.0597 | 133034.7525 | 173958.4982 | 130779.2482 | 146936.2306 | 162986.7502 | 135568.4679 | 171190.222 | 176976.0016 | 179648.9569 | 127905.4485 | 144591.3654 | 178778.6387 | 118581.4272 | 151420.6885 | 169556.8452 | 181085.9397 | 171396.6011 | 134252.2673 | 158892.0868 | 145957.1079 | 138284.8486 | 154072.0569 | 159474.8243 | 168976.0694 | 143356.1745 | 154569.7179 | 151439.7677 | 145827.2697 | 156071.0282 | 154455.8839 | 144300.7968 | 155228.7391 | 151868.2757 | 147675.8409 | 152687.2239 | 137858.4601 | 159664.458 | 174296.4308 | 157301.0277 | 161083.7829 | 120432.8781 | 170880.9679 | 143277.9129 | 139844.5674 | 165088.3787 | 134668.3507 | 136609.3163 | 160865.6325 | 161635.7251 | 142604.9445 | 150370.3865 | 131531.1177 | 139444.8484 | 164380.0314 | 200359.5551 | 138689.4304 | 137911.3937 | 118129.7217 | 142592.1748 | 160289.1747 | 163674.9446 | 159879.0467 | 130659.465 | 157619.8528 | 176821.6955 | 158152.9322 | 115153.1349 | 177291.6694 | 134322.7792 | 170517.9702 | 155671.3292 | 147907.1201 | 133483.235 | 141613.9525 | 149485.3513 | 137279.8103 | 157412.2125 | 157765.0296 | 166392.152 | 142022.5688 | 173428.0945 | 137878.4041 | 139761.1467 | 157425.9563 | 171781.7487 | 142262.1894 | 165896.4972 | 158621.9983 | 146847.2885 | 175342.1192 | 166468.1013 | 157864.7363 | 135508.5821 | 151714.7125 | 168916.0233 | 171698.0444 | 146445.3327 | 123520.4533 | 150113.8726 | 176571.3132 | 170987.6739 | 156358.5402 | 155053.2448 | 150273.2967 | 178056.8165 | 173938.8818 | 154938.2554 | 150354.7139 | 150691.7499 | 172580.8937 | 158044.9242 | 139124.0208 | 152918.8954 | 140957.4606 | 110805.7931 | 149887.4547 | 177705.4991 | 165629.7103 | 188507.4077 | 159892.3242 | 152495.8786 | 153355.7638 | 157069.8359 | 157771.0009 | 145014.5039 | 169161.5302 | 148082.8759 | 140046.6663 | 147901.3338 | 163110.7207 | 144429.2447 | 155117.772 | 171260.3776 | 155748.0058 | 186612.1806 | 143052.3484 | 137168.2648 | 135629.2698 | 173409.3951 | 164816.5421 | 163902.0479 | 134076.4881 | 171449.8569 | 197715.1898 | 158914.0926 | 172182.8587 | 173712.9894 | 150030.6462 | 136273.0302 | 140636.5967 | 128667.6915 | 178148.061 | 141755.5962 | 134282.732 | 174490.6736 | 142654.7234 | 154371.0106 | 161315.2091 | 172114.0037 | 136966.75 | 156202.0979 | 150919.4966 | 172766.1666 | 137784.3194 | 132169.1988 | 152669.7306 | 161066.4667 | 157712.8564 | 133549.6335 | 161144.0273 | 153724.3131 | 156240.4478 | 156433.3245 | 172417.9471 | 141631.629 | 154260.0053 | 162701.0564 | 186186.4705 | 159533.5102 | 188376.8524 | 130272.0401 | 145557.9875 | 130094.3942 | 124276.8775 | 149107.6181 | 137648.6325 | 115839.7287 | 184629.793 | 165953.9216 | 131873.2785 | 145148.9606 | 141343.9447 | 153389.0455 | 129348.7127 | 143645.8407 | 155372.4407 | 145965.9734 | 157745.8818 | 137055.2039 | 153454.2848 | 172001.4644 | 143740.4142 | 174605.2934 | 154337.8419 | 131934.3956 | 157210.9774 | 147019.5514 | 172056.6335 | 158726.2821 | 142255.2387 | 152442.9948 | 140396.3045 | 148105.5252 | 166190.4007 | 155114.5398 | 134884.9097 | 144369.226 | 168020.1637 | 164267.9185 | 158864.9162 | 151210.1192 | 147280.3815 | 128540.3758 | 144493.9721 | 158378.8263 | 160524.8251 | 169405.5225 | 170060.2782 | 156447.65 | 144086.9854 | 165977.227 | 161720.7552 | 139994.4809 | 140174.0792 | 178563.789 | 146060.5008 | 163271.4966 | 176563.6851 | 140483.1305 | 150557.0297 | 153605.985 | 149246.1542 | 181393.1169 | 144567.4884 | 144625.1917 | 157970.9797 | 153306.7354 | 159458.4031 | 117043.7409 | 178315.6506 | 159598.7939 | 161851.7127 | 170248.5316 | 142165.7211 | 166205.3816 | 154244.7939 | 189144.3368 | 183957.65 | 139514.4985 | 152932.8992 | 160401.8438 | 136733.4926 | 160863.1134 | 157062.6497 | 144446.5085 | 169047.7214 | 141161.7703 | 166869.7276 | 149915.6524 | 163265.4469 | 165194.7143 | 156588.8113 | 149966.2578 | 150553.8955 | 156034.9516 | 152040.5777 | 126703.8546 | 166439.806 | 132763.1765 | 133079.577 | 174642.3504 | 166220.4933 | 156340.2501 | 167396.7599 | 152024.9209 | 150570.0605 | 171816.3133 | 149609.4787 | 165238.3883 | 154823.1049 | 159263.7636 | 159558.5653 | 136323.0414 | 160006.0705 | 160376.7924 | 135776.0605 | 138630.1485 | 170460.558 | 153752.3333 | 163594.3677 | 165436.263 | 179997.4226 | 177773.6095 | 152475.8572 | 174454.8746 | 128488.4054 | 160362.2407 | 133905.1207 | 158378.0463 | 167494.2651 | 143408.4676 | 147361.6785 | 160737.6113 | 151647.7479 | 169290.1182 | 155377.1991 | 167081.6228 | 163546.6426 | 131182.8556 | 101977.7995 | 150111.9387 | 183253.5776 | 138545.3737 | 155763.3218 | 148512.7804 | 142986.4228 | 139656.4731 | 97767.4867 | 156749.4802 | 164013.7914 | 155768.66 | 154559.9809 | 143149.2534 | 158129.6553 | 160699.8536 | 143119 | 175508.0157 | 166016.7669 | 155735.6353 | 169726.0535 | 163391.6182 | 128288.6217 | 151018.1928 | 164324.6639 | 157355.6803 | 136565.6202 | 140930.8826 | 182689.9057 | 133095.9572 | 141825.9154 | 163340.6067 | 149952.9826 | 172370.9965 | 168478.9456 | 117197.1224 | 154347.3809 | 128643.9944 | 155519.5629 | 144437.6435 | 159737.4823 | 135839.9681 | 174149.6211 | 168568.7837 | 121782.0087 | 138473.8632 | 154974.1675 | 163270.7014 | 181178.2662 | 182209.5958 | 143528.4779 | 159054.8511 | 177911.5382 | 168561.7964 | 140542.1577 | 147855.8643 | 143869.5071 | 149586.684 | 167476.2053 | 152953.6239 | 124862.0664 | 141984.1213 | 163987.4937 | 159143.0188 | 164685.2455 | 150697.3343 | 141592.3583 | 164069.7551 | 158723.3552 | 181917.0293 | 166712.9108 | 142208.295 | 134035.7372 | 162265.0448 | 145825.0384 | 166916.4068 | 167467.0749 | 121279.4732 | 173231.5997 | 135212.9413 | 151088.5102 | 167820.075 | 169804.674 | 168004.1949 | 163244.0009 | 169937.2164 | 172530.0863 | 165309.2116 | 141838.5689 | 156083.8649 | 127293.9524 | 168287.9826 | 159330.3262 | 151227.1423 | 186551.9372 | 168822.2472 | 147863.3757 | 142814.6911 | 161155.63 | 159304.9524 | 142604.4495 | 159941.0929 | 163513.2101 | 173197.2441 | 153904.0047 | 147450.0404 | 154984.9592 | 158369.9561 | 141785.4306 | 152353.4712 | 163292.7039 | 160996.2967 | 169514.7829 | 145795.5945 | 150277.9734 | 175776.9782 | 162167.6285 | 175405.2693 | 149760.3437 | 122711.9894 | 145556.5949 | 160026.1803 | 161792.1852 | 149484.4508 | 156754.129 | 163151.9564 | 139406.1302 | 155019.3365 | 145233.2368 | 166929.7269 | 145045.9377 | 153797.0757 | 155634.4388 | 179088.9303 | 192776.0323 | 144235.8168 | 149116.9105 | 161243.8684 | 165637.7341 | 133992.6895 | 125679.3672 | 166457.0585 | 143146.3809 | 157923.5565 | 117376.4886 | 120082.2946 | 162123.7323 | 107834.8309 | 179283.4692 | 164465.3989 | 137329.5038 | 159275.8284 | 151961.0273 | 199042.2409 | 148540.4358 | 156775.7348 | 165521.8445 | 132234.1144 | 157663.2522 | 159026.0844 | 159547.1116 | 157746.1816 | 138849.1222 | 159208.9294 | 141746.0927 | 153055.4506 | 147641.7336 | 146605.2808 | 166721.4509 | 150788.0033 | 161253.3767 | 147572.1108 | 187932.7359 | 135428.9331 | 150906.4766 | 137349.3645 | 143626.1254 | 142566.3275 | 173806.3471 | 185128.0998 | 158048.5447 | 182842.4545 | 142409.576 | 153788.6128 | 136889.2978 | 116509.0425 | 146927.8126 | 154654.051 | 167376.9831 | 157648.2493 | 156005.2755 | 133077.0845 | 150199.7236 | 151321.6627 | 154777.0672 | 149883.2762 | 133574.9696 | 158930.5622 | 127190.0101 | 192814.029 | 138735.4815 | 174402.1619 | 185959.7462 | 173478.6515 | 137444.323 | 152383.0173 | 165666.9453 | 139047.3435 | 145850.9196 | 148490.7011 | 137210.6741 | 149820.9114 | 170524.7963 | 153037.1508 | 162921.2207 | 151668.2243 | 149056.6934 | 167359.7198 | 163692.3384 | 162997.8364 | 186305.9349 | 144977.1844 | 149339.0888 | 156781.5908 | 128817.0403 | 141088.616 | 157639.4822 | 153537.154 | 158456.0398 | 143654.9225 | 154403.522 | 138596.4083 | 151072.6421 | 156792.6706 | 157429.8331 | 114355.6532 | 161903.7553 | 148748.9791 | 155827.7651 | 148015.9675 | 131754.4144 | 143891.2083 | 185769.4161 | 167559.6985 | 136199.5962 | 146022.3867 | 130028.7483 | 125829.1125 | 172869.4431 | 145000.4387 | 133851.7774 | 139832.9203 | 137242.6542 | 158117.4831 | 161018.5402 | 176948.7053 | 167551.9715 | 137010.1963 | 152229.2265 | 146063.8945 | 134739.3638 | 169363.0494 | 159638.3716 | 153009.8082 | 163973.1525 | 173384.07 | 139775.7848 | 150213.1311 | 176518.7973 | 172194.2841 | 147639.2963 | 158134.036 | 146109.3507 | 156409.4933 | 129998.5919 | 140278.0412 | 144783.0894 | 161370.4553 | 174971.0882 | 152879.7205 | 170281.0388 | 151135.7023 | 132672.8769 | 148630.5438 | 161357.0987 | 150780.5985 | 174777.9688 | 152788.9347 | 147580.4367 | 171106.5687 | 166114.5752 | 148868.2572 | 148530.1818 | 158145.5504 | 161263.4327 | 140152.1401 | 145526.5251 | 144999.9162 | 141581.7059 | 179220.738 | 154013.5345 | 161599.0989 | 138982.9578 | 162814.8581 | 161725.1325 | 164927.7348 | 133207.8351 | 165266.2994 | 168644.5296 | 166722.3509 | 166193.7874 | 169086.7197 | 156495.0703 | 161084.5598 | 163308.2747 | 177565.2174 | 173560.2556 | 154323.4632 | 159377.0644 | 169235.2644 | 180476.6001 | 163882.4417 | 176212.0661 | 132307.7524 | 172656.5866 | 163007.9055 | 150380.7379 | 160358.2598 | 173727.083 | 149243.9927 | 146819.2013 | 142585.8229 | 166141.0731 | 129740.3985 | 133242.5165 | 146548.9163 | 143724.3157 | 156450.1927 | 153978.3016 | 157285.1959 | 135765.0363 | 145604.0248 | 133665.3136 | 141113.8012 | 142239.6826 | 147334.5716 | 134086.4893 | 153424.3901 | 195050.2997 | 151914.6586 | 154821.199 | 140846.1307 | 155152.8527 | 179166.5818 | 153416.2707 | 179680.3894 | 128621.62 | 136675.9075 | 170843.5887 | 127503.8947 | 166274.6372 | 157005.5133 | 168015.0965 | 181642.3181 | 145394.2515 | 131106.7416 | 154091.1811 | 161371.8724 | 157892.03 | 161657.5842 | 161530.8654 | 166314.8035 | 161212.1185 | 167816.2244 | 169240.4573 | 160943.8263 | 135006.1317 | 153268.9137 | 144284.4945 | 140844.847 | 189904.0502 | 136754.1648 | 185795.6766 | 144446.1222 | 150977.0641 | 173023.7049 | 163335.9598 | 186434.8093 | 158279.0627 | 125108.4509 | 170754.5276 | 146602.041 | 147810.378 | 153503.6432 | 184750.823 | 164351.5191 | 150036.389 | 165332.8577 | 151019.8123 | 143127.8499 | 148003.2704 | 158195.4816 | 143239.5258 | 155992.0898 | 160546.4932 | 190978.1019 | 159650.0345 | 137901.3619 | 135870.3483 | 177391.9786 | 149296.6356 | 142211.957 | 146849.3651 | 134621.1809 | 154353.3918 | 150679.8173 | 156321.3716 | 132651.6505 | 158187.1588 | 172486.492 | 127998.5466 | 155357.2634 | 145912.4723 | 154044.1146 | 151320.7541 | 170475.6042 | 154643.6245 | 171380.8213 | 159057.1583 | 175054.5164 | 147688.7169 | 156562.155 | 147349.5011 | 166117.8004 | 163932.8198 | 159555.1924 | 153884.9074 | 165308.5637 | 138655.1103 | 146262.7302 | 139711.5744 | 150414.8362 | 165715.7553 | 150397.1093 | 156262.9935 | 171175.5428 | 158149.3008 | 159630.0849 | 142025.2534 | 152446.7795 | 152676.9519 | 137908.9524 | 168375.4959 | 156884.2574 | 142382.9138 | 152200.5964 | 157051.0012 | 156405.6559 | 131648.9944 | 130848.8679 | 164903.1065 | 162174.9494 | 140674.7701 | 172667.0452 | 150061.3575 | 153617.2747 | 153148.3383 | 146958.6402 | 191987.468 | 155339.3401 | 144652.9252 | 153398.786 | 130168.9678 | 141604.7688 | 129082.8613 | 166105.1842 | 180581.8383 | 152261.7876 | 193015.5072 | 125385.3738 | 148142.084 | 157592.9074 | 143016.2864 | 186658.7315 | 169367.3217 | 147275.4297 | 166044.6715 | 173547.9915 | 147469.1514 | 150280.9399 | 164173.3838 | 152707.9462 | 163051.2066 | 174400.7345 | 171735.7186 | 161735.7187 | 136901.1514 | 180121.7938 | 157635.7206 | 143211.1616 | 154262.2281 | 151143.7556 | 145104.296 | 169513.2605 | 146315.7527 | 178179.4855 | 150733.8396 | 139504.3996 | 156277.5746 | 161613.0912 | 137472.34 | 167993.7208 | 168658.8725 | 154852.5163 | 164002.0825 | 137904.6207 | 166499.097 | 155864.4934 | 137788.4448 | 161629.3857 | 140598.5527 | 167388.4308 | 144077.0578 | 135410.5931 | 197812.8026 | 188954.3901 | 167654.7748 | 134332.909 | 173174.9348 | 161193.6554 | 154694.1441 | 157665.9553 | 150406.1918 | 156362.5096 | 168659.469 | 145992.1642 | 151696.8207 | 158230.771 | 149996.2777 | 158195.8433 | 150014.0244 | 158846.2286 | 153862.3594 | 148896.7071 | 145999.0439 | 124488.7734 | 153613.3726 | 157256.4582 | 147795.8286 | 150893.7338 | 141099.9875 | 155699.1873 | 156798.0002 | 140019.1182 | 154861.9911 | 170432.5791 | 123711.6662 | 141525.4095 | 151622.9393 | 160812.849 | 149847.2126 | 189231.9513 | 140251.7453 | 158003.4061 | 164241.2802 | 156941.469 | 125208.8646 | 147763.2738 | 138339.0094 | 143899.6023 | 152879.7777 | 181520.9614 | 161156.4149 | 158708.8601 | 116027.5326 | 163633.9184 | 153527.8379 | 153891.0676 | 143968.0527 | 140497.6398 | 148290.1762 | 137219.1125 | 145016.8087 | 147553.0578 | 150619.1936 | 163065.2792 | 159395.3685 | 136571.1755 | 168097.4695 | 154104.644 | 180511.0908 | 159697.3302 | 133363.3475 | 159991.2597 | 150810.44 | 133741.0149 | 153405.7683 | 146759.5785 | 132118.7595 | 157255.7756 | 148132.7816 | 140167.6722 | 165632.3824 | 133716.9535 | 132640.6956 | 175323.4006 | 175275.8564 | 157884.6928 | 182733.6364 | 160575.4777 | 187029.3099 | 149962.4129 | 152401.2689 | 156206.1869 | 145676.8143 | 157669.9363 | 136578.2309 | 147905.3902 | 170453.2694 | 167002.3688 | 173105.6537 | 158055.7877 | 158549.5215 | 137692.2459 | 192446.9104 | 170911.6369 | 168092.6622 | 128998.7081 | 159687.5624 | 178486.3405 | 170186.1275 | 156202.9164 | 175169.1381 | 170638.8077 | 155086.0237 | 148627.5525 | 154538.235 | 168167.6644 | 132221.5779 | 166158.9888 | 166739.8193 | 149944.2375 | 148091.904 | 164448.1569 | 149095.2139 | 157098.3958 | 136925.7882 | 158607.5951 | 156949.4371 | 145113.1447 | 137835.6622 | 145792.8512 | 152497.3896 | 165585.3785 | 150407.2459 | 164045.1334 | 150921.0876 | 185913.253 | 128651.4615 | 166490.0991 | 147997.6662 | 166967.8234 | 160976.9484 | 133845.915 | 141344.8334 | 157439.983 | 140605.6741 | 162501.4691 | 160412.8936 | 143612.1311 | 142138.2147 | 169101.4018 | 154640.445 | 130393.6486 | 147234.7871 | 120693.4213 | 162587.7706 | 150066.4323 | 174750.9911 | 174013.3441 | 159511.8621 | 168434.2824 | 151913.1177 | 145708.7911 | 175612.6582 | 149955.168 | 165769.3215 | 148177.4845 | 141794.1614 | 154774.3153 | 151502.0483 | 162025.1806 | 144214.1443 | 176406.1963 | 178390.5363 | 163794.1231 | 138556.3072 | 139867.5715 | 157446.3726 | 139459.1688 | 158942.3469 | 156137.5879 | 157441.0224 | 166879.1724 | 159961.9345 | 129182.7296 | 141032.7601 | 155416.5142 | 152469.6893 | 191911.564 | 151304.7981 | 165876.9228 | 140806.342 | 154431.8625 | 129296.7879 | 156144.2962 | 133344.5091 | 163080.8553 | 171329.5845 | 174788.1748 | 160156.1054 | 135893.0895 | 139542.4594 | 177944.7828 | 142135.3533 | 160735.7217 | 137307.4881 | 162744.3039 | 156011.5211 | 187529.6433 | 162328.5737 | 166407.8919 | 164863.5109 | 185897.9095 | 153419.5427 | 171175.8811 | 161007.145 | 148194.8454 | 142636.8158 | 136515.0046 | 145981.6015 | 157640.2565 | 146143.7375 | 163594.6244 | 148215.9177 | 166584.5071 | 143929.4217 | 165948.5575 | 148987.7623 | 163041.1247 | 183463.2693 | 136373.6769 | 159503.8342 | 172343.5454 | 170657.0398 | 99791.0971 | 132959.6804 | 148679.1282 | 158268.0102 | 137507.7552 | 139588.3449 | 148413.7855 | 165073.2878 | 166164.8248 | 183832.1137 | 160177.0834 | 166732.6132 | 140232.2581 | 148786.9563 | 156384.2186 | 142933.6326 | 168433.468 | 134480.544 | 156563.6814 | 169456.6982 | 151672.8802 | 148511.8994 | 148624.5944 | 139936.2865 | 168912.2329 | 152196.6961 | 164536.6831 | 150123.5021 | 165205.6067 | 164464.8934 | 139135.9132 | 157080.1006 | 155025.0955 | 143080.0724 | 161223.7871 | 154030.2982 | 151263.54 | 138672.1914 | 139051.6295 | 162225.9644 | 158546.4661 | 172694.1068 | 176665.479 | 120548.5765 | 143733.6745 | 159844.0189 | 147563.6981 | 157926.1339 | 128127.4542 | 138638.1507 | 127547.3652 | 147902.6846 | 143614.0552 | 168072.6361 | 150110.3174 | 130822.4078 | 152767.9443 | 160216.2671 | 140405.5042 | 152944.4607 | 167057.7089 | 154944.8524 | 144030.5502 | 150412.0965 | 139643.9788 | 135016.3065 | 163111.997 | 153039.921 | 170202.6395 | 141210.7718 | 162272.3106 | 172298.8746 | 161924.2692 | 161542.4014 | 150882.2083 | 148323.7836 | 180477.6345 | 150596.8574 | 138564.3646 | 154287.661 | 142001.9356 | 162847.0776 | 149545.7027 | 161247.5791 | 149030.2595 | 129400.6727 | 170486.7507 | 162850.1879 | 152694.8374 | 138206.1569 | 172296.6309 | 142647.9519 | 163872.6845 | 166145.0698 | 134087.563 | 134298.2209 | 154992.8487 | 140628.3914 | 146494.6599 | 179677.6374 | 154368.801 | 157624.9699 | 156715.3318 | 184135.3486 | 140175.4294 | 163735.1782 | 132159.4468 | 144713.1032 | 138853.0953 | 143386.3792 | 169681.6871 | 158252.1545 | 153013.3129 | 150124.4282 | 151505.9335 | 142282.1689 | 148377.7198 | 147709.4211 | 151637.0124 | 150741.1723 | 173309.4424 | 141143.2349 | 132929.1754 | 144609.7798 | 137551.6037 | 154312.1855 | 165025.6352 | 170904.5091 | 147765.5192 | 155263.0973 | 165737.911 | 143642.1855 | 136653.3287 | 147839.4253 | 161044.935 | 129947.1845 | 119484.9379 | 172055.3701 | 141517.0395 | 148607.3291 | 123894.2308 | 158946.0914 | 154937.3901 | 154774.3945 | 169822.4886 | 144138.9081 | 146223.8073 | 148456.2679 | 175745.1917 | 174480.8219 | 158987.2829 | 147752.7809 | 147161.7782 | 148242.6714 | 148624.8872 | 164851.1741 | 168304.413 | 175252.0867 | 135445.5482 | 183227.221 | 160707.3257 | 181779.3362 | 162826.5212 | 163490.8666 | 135480.928 | 158813.1677 | 143201.0968 | 148736.809 | 160277.3047 | 171609.9171 | 123715.2414 | 168705.9749 | 147010.5792 | 146270.423 | 149038.0856 | 159566.0085 | 129115.1735 | 164982.2553 | 150138.9235 | 168486.6607 | 174540.8974 | 140680.4807 | 152326.7633 | 157064.1431 | 157689.486 | 153502.2383 | 176328.7039 | 135883.9987 | 166124.2951 | 158151.5023 | 122266.3116 | 148062.4265 | 154419.978 | 152786.7952 | 145823.7604 | 157502.3326 | 138123.4835 | 166128.4899 | 144444.6545 | 156562.3334 | 140262.6783 | 164713.2554 | 155826.1277 | 163447.2487 | 171523.7126 | 148025.1599 | 181399.4005 | 145347.2277 | 158659.3843 | 161275.5223 | 126937.1653 | 176641.5594 | 164264.6206 | 157698.5783 | 164831.2566 | 145368.3506 | 184330.687 | 177815.4566 | 176719.7192 | 152434.7735 | 155893.7136 | 115673.8828 | 158637.8016 | 144300.393 | 122825.6657 | 147783.3297 | 172915.9376 | 149026.5878 | 121368.8162 | 144592.5047 | 140821.9627 | 151435.4084 | 137579.7144 | 149866.8878 | 166806.2866 | 165374.3559 | 143943.3461 | 145242.1343 | 135390.396 | 169490.9081 | 146168.0209 | 149166.0195 | 152365.1177 | 159887.5818 | 149574.9352 | 173768.3759 | 175740.625 | 129839.1794 | 158800.3865 | 174814.0234 | 159803.7984 | 133934.5154 | 141205.7829 | 151060.6174 | 163179.1329 | 160673.9499 | 146577.739 | 141512.6101 | 140687.2806 | 158955.983 | 152798.9711 | 155806.7875 | 147880.3253 | 159173.6488 | 162027.2739 | 165109.3169 | 179096.0866 | 134291.1974 | 139610.6742 | 155571.3934 | 175563.884 | 127014.0962 | 160780.6056 | 177284.5104 | 154196.6117 | 133348.5246 | 182311.3068 | 177494.3244 | 140696.6981 | 156611.0279 | 171474.3482 | 178691.3217 | 157058.7823 | 172360.7093 | 134363.0483 | 128705.4896 | 163670.1611 | 149271.5131 | 148543.2705 | 178684.904 | 170573.6594 | 153319.8372 | 181557.707 | 134585.3043 | 184465.945 | 150288.7544 | 135489.5349 | 142296.4325 | 167112.4671 | 155679.4142 | 162614.2065 | 157910.4782 | 155887.5704 | 154067.48 | 157869.4642 | 137656.3594 | 173810.1648 | 166842.5094 | 150696.8758 | 136549.496 | 158856.9932 | 178005.0367 | 147606.1893 | 164096.1733 | 162212.8577 | 138341.4776 | 131817.6298 | 160270.4082 | 158132.5281 | 164856.8373 | 150336.1931 | 165647.2007 | 170328.8158 | 134345.9327 | 178233.9644 | 147277.4269 | 168408.7043 | 159037.806 | 152074.4705 | 139929.5231 | 147556.2195 | 192002.1763 | 169185.0844 | 138063.7469 | 153782.4157 | 146131.9344 | 160394.167 | 183165.0741 | 169738.9607 | 169531.914 | 155959.7912 | 167420.723 | 166376.7862 | 136290.6123 | 142890.8361 | 148436.5194 | 118052.9149 | 158854.7267 | 131412.7001 | 174723.933 | 150389.284 | 158185.2177 | 136673.7631 | 149410.1711 | 147375.6541 | 154173.5232 | 153390.3193 | 162190.7383 | 130433.9784 | 163785.1949 | 151809.1859 | 149081.0707 | 155192.2842 | 135563.1795 | 164166.9545 | 131921.875 | 120476.8794 | 143230.3814 | 145533.1054 | 165838.7889 | 117139.5313 | 177605.2032 | 182655.0662 | 153816.9131 | 138613.9945 | 139760.8437 | 148474.1682 | 163341.9951 | 146617.6163 | 124863.9715 | 150036.4911 | 161214.2963 | 153188.6965 | 144567.0028 | 153136.1933 | 137407.2539 | 150779.9742 | 141243.01 | 141955.7563 | 140460.3766 | 163998.0239 | 161242.5129 | 141230.8477 | 144752.6767 | 168446.4627 | 190448.2981 | 173006.1791 | 165293.3535 | 173734.7748 | 146728.9901 | 145103.4944 | 169942.8243 | 137261.0417 | 139485.2268 | 141055.1548 | 146458.0141 | 174611.203 | 146533.6506 | 139716.9305 | 151037.7289 | 166991.2039 | 147108.6003 | 157223.2199 | 124385.2821 | 153024.0553 | 151277.438 | 129029.3626 | 159971.6472 | 155976.6616 | 138856.0638 | 166135.6595 | 161079.1207 | 146476.8377 | 146319.3094 | 142166.6622 | 154938.4248 | 140153.3102 | 167393.1645 | 146972.1696 | 151767.4323 | 165632.1655 | 146022.8298 | 162978.425 | 152550.7321 | 141718.5071 | 149852.2932 | 166490.627 | 147490.4141 | 131140.494 | 164414.5562 | 139121.3562 | 172911.3379 | 170658.0874 | 142199.3896 | 127574.6616 | 153785.9362 | 158003.2465 | 167685.164 | 169378.8542 | 165316.8516 | 142801.3193 | 148070.9614 | 186716.743 | 161677.7002 | 168356.5843 | 147398.687 | 163361.406 | 168085.0598 | 157388.6387 | 166160.3149 | 160904.8267 | 155028.2034 | 137283.0883 | 141328.2941 | 131508.3828 | 153281.508 | 138526.7847 | 175005.6459 | 147886.7502 | 168933.2925 | 149385.3868 | 158460.419 | 173899.4999 | 148245.3062 | 158234.2704 | 134502.3353 | 141535.9652 | 179939.4026 | 144982.4387 | 163391.1677 | 172204.8159 | 134685.8621 | 110335.8089 | 160220.5865 | 156889.5029 | 159285.8283 | 158791.5865 | 140346.4166 | 139428.957 | 159642.3038 | 163816.0992 | 171853.7844 | 127082.3272 | 119713.4943 | 149793.8145 | 146326.8262 | 155985.8103 | 135648.229 | 139251.3765 | 165169.94 | 170012.6361 | 136718.8908 | 123787.9706 | 146179.6803 | 171556.9042 | 183191.309 | 153389.3373 | 171290.6652 | 148587.4783 | 161296.6619 | 153427.6734 | 162049.056 | 155174.1339 | 144998.124 | 160606.0687 | 152645.3983 | 147216.9818 | 197695.7178 | 140103.708 | 173260.8456 | 137768.7714 | 154718.1877 | 150313.7806 | 139053.2189 | 137143.8277 | 170691.9027 | 145875.5996 | 169533.4358 | 155339.5843 | 151195.6866 | 170546.2734 | 143692.124 | 126564.1033 | 163374.2755 | 167596.0732 | 158811.872 | 134932.8148 | 165833.8832 | 137341.9982 | 157338.1509 | 148683.4811 | 178697.7645 | 141539.2457 | 154087.7517 | 154330.3911 | 154865.8462 | 149454.7755 | 144630.9932 | 143549.6999 | 170162.1334 | 167003.6566 | 158196.1184 | 134135.394 | 151085.367 | 134530.0508 | 161449.1803 | 154122.1099 | 139752.7854 | 156246.046 | 170021.6307 | 176878.4818 | 175437.1834 | 128983.6509 | 152115.9584 | 129315.7316 | 169984.5762 | 164741.3041 | 111424.1484 | 144271.0662 | 164851.2458 | 141995.6366 | 172848.1767 | 187774.5299 | 166815.6493 | 171327.9355 | 149973.2054 | 129550.2582 | 151585.9003 | 192506.5351 | 174301.4617 | 144802.7531 | 159684.0032 | 152666.308 | 141934.6796 | 149611.1964 | 155008.8807 | 167171.6801 | 159577.6657 | 158992.5122 | 161993.3563 | 168615.2593 | 160593.9865 | 173001.1721 | 157581.4159 | 171253.7308 | 118138.9377 | 135705.5235 | 137691.8155 | 165787.5951 | 150389.9887 | 146563.7932 | 161646.8015 | 131585.2534 | 163433.375 | 165222.7401 | 170705.1329 | 145804.3758 | 154243.5214 | 160431.4081 | 158310.7712 | 172223.0563 | 120891.3872 | 156836.3645 | 175521.8339 | 155340.8636 | 173559.2444 | 144735.6603 | 170124.8534 | 165611.5149 | 162777.9446 | 156136.3479 | 125058.7963 | 175247.8507 | 160045.6531 | 151413.9519 | 127528.146 | 159624.3053 | 163076.028 | 145769.3077 | 174558.4115 | 174168.6011 | 144941.1656 | 165681.3606 | 147736.3843 | 146169.0261 | 148207.9296 | 152155.2873 | 159408.2181 | 159420.4059 | 141076.405 | 158827.5346 | 159775.1333 | 169723.0701 | 167060.2079 | 156205.8933 | 150999.8295 | 157030.5112 | 119295.4137 | 156694.7497 | 148234.8354 | 151124.458 | 185851.1392 | 149332.516 | 173727.6222 | 152727.5883 | 137918.2784 | 149036.7182 | 132753.2311 | 155708.6865 | 148576.5744 | 148861.0642 | 134316.7766 | 153100.5054 | 135588.5883 | 156991.7797 | 198227.3442 | 140938.7305 | 155580.7647 | 165335.1472 | 117446.9942 | 159223.6106 | 122917.246 | 163648.8766 | 151627.6641 | 149486.5672 | 169051.0214 | 156724.506 | 141254.5169 | 145454.3465 | 164086.2383 | 191688.8395 | 171924.8835 | 170030.6177 | 137019.3156 | 159996.3262 | 152192.2852 | 136189.9945 | 185560.9997 | 156978.4081 | 143924.7902 | 156819.0351 | 139798.7205 | 136865.0545 | 158228.6852 | 178648.6147 | 145962.884 | 174318.2436 | 143042.5824 | 158921.401 | 158301.5881 | 142603.4432 | 140777.0802 | 188269.778 | 130936.0822 | 158907.3092 | 137188.9188 | 165870.0685 | 132605.636 | 125167.5714 | 156445.6443 | 143939.3687 | 169249.1917 | 144862.4357 | 159305.9473 | 124596.1554 | 196417.7646 | 149954.5255 | 162307.4308 | 155600.4925 | 136984.3689 | 135968.0312 | 163395.6236 | 151062.0911 | 190254.9759 | 165349.2742 | 155940.7495 | 152021.3875 | 151010.7753 | 136680.6485 | 163316.3966 | 139370.2638 | 134710.4621 | 140434.8206 | 152148.9663 | 153374.8876 | 158079.8343 | 158023.014 | 172959.7239 | 145602.2127 | 154831.9881 | 131524.06 | 164664.1826 | 159442.8712 | 148199.8062 | 142981.7395 | 135955.491 | 130281.2869 | 161198.7263 | 168776.9124 | 167085.4407 | 153713.799 | 151206.8738 | 117564.5464 | 173806.5411 | 135537.5175 | 127301.0165 | 149051.3807 | 177365.0838 | 141934.8487 | 146091.9451 | 147417.2261 | 130221.4298 | 162529.3015 | 143360.3819 | 143451.5249 | 146441.3672 | 146910.4597 | 145362.9819 | 159384.9905 | 154539.5136 | 130226.4039 | 185064.6424 | 146854.5913 | 143236.1182 | 161992.5048 | 140472.6022 | 164941.9572 | 129427.1055 | 144964.7076 | 184499.3091 | 144283.0886 | 169316.6626 | 129257.1884 | 180965.3038 | 174225.279 | 167704.6821 | 157684.6667 | 156480.6778 | 152383.1619 | 165343.4336 | 172534.0392 | 145961.288 | 146240.2549 | 161084.346 | 166999.9517 | 159450.1967 | 175368.0487 | 125938.9669 | 166212.5712 | 169190.096 | 156718.6103 | 149779.6926 | 155053.9176 | 150589.715 | 152113.8678 | 126926.3976 | 182194.2645 | 165954.3366 | 141524.2115 | 124401.7588 | 162278.2369 | 136445.2485 | 161693.358 | 175863.2184 | 167853.2641 | 184691.4983 | 140340.2212 | 165073.6397 | 144298.043 | 118949.5617 | 143492.1721 | 198275.8122 | 142078.1303 | 140600.8418 | 157862.4874 | 159779.8166 | 153414.61 | 152856.3411 | 161961.9421 | 152096.5885 | 131121.5928 | 160035.3166 | 131968.4675 | 149233.8382 | 176679.0865 | 142546.3531 | 147974.0808 | 176382.7748 | 168018.731 | 136051.6258 | 163596.4335 | 150382.9081 | 144371.9956 | 157437.5584 | 176504.3108 | 150322.806 | 152318.8518 | 142833.6391 | 170247.1651 | 165951.6097 | 161877.5332 | 123855.7477 | 155679.587 | 164864.7833 | 143214.474 | 143555.9171 | 165539.9896 | 164701.6201 | 132759.8492 | 165109.0902 | 151952.1455 | 136913.3451 | 144248.6299 | 166537.0405 | 162846.1711 | 155906.8642 | 134605.4067 | 161674.3812 | 133867.3424 | 145849.1573 | 137894.1467 | 158759.0121 | 171754.2876 | 151039.6062 | 154150.9563 | 153482.2857 | 144855.8829 | 147123.5838 | 167356.727 | 162680.8928 | 145186.1421 | 160360.8423 | 153378.5346 | 179318.3808 | 164657.8501 | 152361.0166 | 157853.8162 | 154878.7527 | 137081.3102 | 164126.3546 | 176476.3014 | 151041.2183 | 148899.0219 | 161986.546 | 187819.7759 | 170440.8607 | 178324.8461 | 140410.3374 | 144978.8997 | 164763.1207 | 165617.6299 | 126646.7764 | 183122.76 | 142935.8788 | 171190.1083 | 161150.9939 | 156051.9076 | 175881.5684 | 149303.7606 | 129760.7952 | 163820.6748 | 156757.6005 | 140724.4587 | 140163.6458 | 155822.7543 | 155693.6276 | 152228.9493 | 177927.2058 | 151908.7325 | 164434.943 | 167903.8576 | 159932.8466 | 126074.3152 | 141701.1508 | 151614.3722 | 163379.7272 | 159519.0414 | 143615.6795 | 153235.7486 | 146860.0812 | 173272.8484 | 144676.237 | 145359.8491 | 147566.9311 | 133736.8434 | 155925.7524 | 143427.1544 | 156006.417 | 156437.3599 | 130419.0695 | 135418.1414 | 137804.3553 | 153058.8606 | 133011.0918 | 159296.9884 | 132271.4975 | 131529.6546 | 165549.0043 | 162992.5166 | 166900.498 | 161868.2705 | 162856.5378 | 152025.813 | 148685.3593 | 164010.3556 | 159145.3341 | 144501.7992 | 185332.344 | 136870.7511 | 199525.8013 | 176237.9623 | 133291.0902 | 142018.4481 | 169049.564 | 146518.911 | 168146.2771 | 124720.8805 | 132136.2508 | 154948.9849 | 151477.4386 | 154840.0673 | 147121.4672 | 162794.4 | 163908.2324 | 164431.9847 | 177143.0999 | 140996.0688 | 166792.7897 | 155750.7812 | 139344.781 | 178099.7046 | 119503.5693 | 145797.4768 | 164688.4069 | 138499.0858 | 172212.0095 | 178022.6371 | 156103.9413 | 177879.7966 | 141341.8766 | 141195.868 | 172778.0243 | 164306.776 | 174302.3316 | 170060.1932 | 163549.5653 | 155548.3302 | 156594.3146 | 172505.1658 | 175356.4296 | 165121.9992 | 198882.5459 | 174414.6509 | 145795.0665 | 157706.1871 | 154412.3524 | 169591.932 | 143278.9573 | 155549.7702 | 174334.3336 | 147230.0159 | 111619.5201 | 161689.5782 | 159635.7196 | 162957.1348 | 143607.1733 | 148283.4848 | 181206.9787 | 142052.8222 | 144697.2187 | 153539.4095 | 128135.1943 | 151810.9839 | 141301.3844 | 152183.1308 | 134700.3653 | 139190.5273 | 164761.8456 | 141236.1136 | 150258.6564 | 150183.0347 | 168765.0836 | 151915.3392 | 170487.1896 | 170562.5409 | 168927.2882 | 170850.186 | 150396.0554 | 170788.7039 | 138582.3703 | 145058.0461 | 158226.0383 | 137993.3447 | 136927.1899 | 164775.1845 | 161088.4971 | 125091.0544 | 136736.4723 | 137925.0949 | 162053.2461 | 153620.6832 | 174591.5763 | 157029.0816 | 144424.8456 | 143934.8587 | 151397.5522 | 165479.9175 | 166797.5686 | 141654.8688 | 143840.9077 | 141873.115 | 165152.6028 | 153856.8763 | 174148.3947 | 162907.4017 | 142588.0313 | 142411.2259 | 143578.437 | 157977.4684 | 164647.6885 | 139599.3445 | 162973.0942 | 133223.6472 | 167472.4872 | 125560.1981 | 194035.5131 | 188020.8158 | 151864.9103 | 160587.2741 | 170214.1064 | 155034.1049 | 185004.2405 | 153060.5058 | 146762.8036 | 160562.146 | 127027.1667 | 171917.4946 | 130256.8836 | 173124.9561 | 140719.5154 | 169997.5514 | 150657.8729 | 132877.0844 | 140197.0119 | 179655.9839 | 158007.0568 | 139647.2857 | 141445.2064 | 143796.58 | 158849.8004 | 136638.159 | 145323.222 | 162943.6986 | 149635.0767 | 150385.9684 | 133940.8518 | 151473.1642 | 147483.8537 | 177891.1937 | 141982.4905 | 155487.0557 | 173939.0363 | 160377.4931 | 152225.8165 | 189676.2527 | 172005.4946 | 163149.6454 | 169183.5345 | 157145.5672 | 153791.6109 | 158935.0157 | 153404.3086 | 121515.5911 | 133849.4399 | 168530.776 | 133883.7276 | 149398.2685 | 168592.6695 | 175073.2856 | 138986.543 | 158756.1649 | 146749.6087 | 157288.6331 | 153663.5894 | 169355.6647 | 166395.1771 | 155210.2391 | 177916.7893 | 150287.6745 | 128510.0576 | 176790.9977 | 160875.905 | 144926.0745 | 141615.6512 | 156542.156 | 152499.0841 | 152473.0463 | 165276.5079 | 154366.1401 | 162661.5612 | 144720.6852 | 152057.117 | 127920.4426 | 124364.4699 | 160930.0787 | 142343.2028 | 168623.8546 | 162356.6701 | 169110.6697 | 154631.5771 | 179465.8103 | 162648.5312 | 129242.2563 | 142648.6403 | 136717.2229 | 132302.2338 | 144750.4964 | 148708.9717 | 123755.7345 | 134088.551 | 135794.5344 | 153162.5918 | 154735.7619 | 164189.8722 | 126991.6546 | 170817.4311 | 163013.4574 | 172437.9015 | 152401.2971 | 167218.8347 | 176651.0799 | 159759.1874 | 164646.8153 | 152947.803 | 177854.1524 | 146268.4277 | 141446.2867 | 150930.1971 | 149833.6035 | 168298.387 | 136426.2047 | 121069.1184 | 168189.1936 | 178398.1306 | 154804.022 | 140756.1096 | 154976.2518 | 161857.8876 | 158461.5401 | 137866.4188 | 136691.6222 | 164224.2124 | 184474.6892 | 140057.6756 | 137756.8965 | 129966.1285 | 127947.6626 | 154952.5137 | 178025.7556 | 158531.849 | 166490.0443 | 164922.0187 | 144758.0092 | 153284.6724 | 157883.5749 | 175900.6174 | 151071.7471 | 131779.6169 | 159970.429 | 149225.4133 | 160846.731 | 137444.1179 | 167041.1743 | 148966.8332 | 154412.9212 | 151198.8326 | 152959.3989 | 162952.8561 | 151828.8767 | 156429.3481 | 108812.0307 | 143291.9606 | 141614.0672 | 155779.6454 | 148517.506 | 174022.6991 | 171088.7329 | 160772.3956 | 148024.7141 | 153499.1859 | 156818.5654 | 156625.3702 | 159318.4793 | 144848.0456 | 140836.4624 | 154702.9465 | 156812.3322 | 158266.4191 | 137730.9299 | 127382.3986 | 154857.1176 | 138797.7122 | 158691.8178 | 156095.8515 | 139613.4303 | 144693.054 | 176852.8706 | 176394.8483 | 145424.4138 | 145977.7246 | 146745.3549 | 136167.0579 | 162792.6462 | 124677.1884 | 135284.3328 | 161576.3216 | 152531.2147 | 137989.1023 | 168314.1055 | 142064.9214 | 167596.4758 | 152297.9205 | 153602.2506 | 155367.8005 | 144723.2683 | 161084.1724 | 126903.3202 | 160130.923 | 144943.7894 | 135858.6607 | 157539.1605 | 161013.5232 | 153230.5171 | 132157.2537 | 130168.839 | 135199.5092 | 166608.7663 | 155221.3785 | 140905.3687 | 144166.1802 | 165113.2424 | 172311.6908 | 158424.2969 | 155180.8946 | 156920.5429 | 120635.3578 | 171288.1236 | 131362.8627 | 159177.0717 | 134283.4924 | 141719.6471 | 152922.9478 | 184356.8508 | 158589.6052 | 143446.9071 | 168848.8913 | 160099.0561 | 156113.871 | 158321.3273 | 122448.8012 | 148121.1998 | 132498.9527 | 136221.09 | 136615.3283 | 135923.18 | 169256.7791 | 177929.4438 | 154727.3847 | 170177.8528 | 126373.6969 | 160180.7208 | 150578.9815 | 144761.4714 | 132384.1013 | 168761.5323 | 149857.262 | 157592.0904 | 142556.9608 | 181447.4307 | 147419.6488 | 160887.7741 | 142508.0569 | 158486.5132 | 144822.657 | 144230.1145 | 173269.2783 | 147294.3416 | 152797.2888 | 168529.1194 | 114495.5773 | 150979.8506 | 158846.2606 | 148600.9946 | 146337.77 | 149666.7754 | 144830.2614 | 136449.4774 | 159949.4838 | 121937.4935 | 140322.8756 | 172529.4347 | 151686.9082 | 145966.6881 | 155804.4459 | 135444.4846 | 140299.5203 | 192745.8045 | 170655.8867 | 160808.1347 | 156872.5248 | 173420.1482 | 162257.3818 | 148059.7889 | 160606.3132 | 126677.8656 | 161019.8875 | 119454.2566 | 163584.6698 | 151443.139 | 164566.9027 | 166904.3068 | 151912.9344 | 144119.0784 | 168713.5739 | 163337.6936 | 151267.8776 | 165586.1937 | 154595.6708 | 169010.0157 | 169577.8549 | 148574.9972 | 169249.9149 | 120433.8708 | 143764.3549 | 164007.9204 | 176160.092 | 153448.3359 | 171131.9453 | 159837.6897 | 148103.2519 | 183874.9848 | 176404.5186 | 156570.4018 | 164121.0963 | 135586.2616 | 172637.4828 | 151078.7687 | 168957.0746 | 180468.3893 | 155262.4363 | 160037.855 | 156371.0218 | 151789.2252 | 158851.2121 | 171737.9909 | 140350.6998 | 178760.6694 | 141069.2794 | 143823.9664 | 131048.3808 | 149212.0956 | 152186.5677 | 145020.6534 | 159067.6758 | 132160.7237 | 172123.0091 | 168683.3554 | 170186.3338 | 129405.463 | 151970.713 | 148416.302 | 156987.5398 | 163903.2005 | 144438.5061 | 151924.4135 | 118726.0228 | 159964.3136 | 148993.9752 | 181190.088 | 165008.6888 | 162970.6735 | 151256.4098 | 191284.0895 | 161723.3619 | 150268.396 | 161654.4008 | 159606.1296 | 136074.0188 | 150849.7987 | 166322.1599 | 155882.427 | 122328.1693 | 156634.8826 | 148626.8482 | 144553.6142 | 134589.9811 | 162453.6195 | 153518.4709 | 145196.0658 | 135801.9059 | 159434.6593 | 179774.7164 | 147008.8799 | 161083.8804 | 181080.6682 | 125857.7777 | 145690.0265 | 162461.6813 | 151625.1415 | 156792.0919 | 160354.4214 | 152446.5468 | 152628.6897 | 167714.8182 | 159996.0744 | 146036.5617 | 160590.7303 | 167421.5883 | 147724.6147 | 164192.7312 | 139644.303 | 142889.8114 | 160516.1623 | 154094.5465 | 165556.7293 | 188329.3157 | 157065.3828 | 138005.0742 | 158374.62 | 141259.6524 | 168683.9891 | 141514.2953 | 169275.1768 | 158974.1256 | 168186.4294 | 167460.2256 | 139381.1254 | 152088.0375 | 161780.7636 | 173762.1251 | 159286.0059 | 147218.0038 | 168529.357 | 185727.6565 | 151387.2023 | 147115.5183 | 169076.9774 | 165590.5169 | 146894.1824 | 167885.8866 | 134887.8605 | 167987.6412 | 141237.7187 | 175766.9918 | 146912.617 | 167670.3436 | 141499.2149 | 151628.0119 | 158110.619 | 152430.3527 | 140443.8281 | 144926.8231 | 155886.7255 | 169719.8045 | 170667.0292 | 170204.0384 | 198079.6412 | 135660.7697 | 149397.3211 | 139730.5107 | 136011.9003 | 117239.8661 | 150553.9763 | 131444.8555 | 155296.7239 | 159956.2475 | 149289.1392 | 121873.9526 | 151180.1286 | 136122.0248 | 177733.289 | 139894.3276 | 150347.9697 | 183333.1382 | 130183.282 | 169577.2739 | 131471.1645 | 168898.1348 | 163098.109 | 142936.3573 | 168017.6423 | 147799.6188 | 120723.2573 | 149748.7842 | 132963.9344 | 152299.1121 | 133474.1658 | 157895.5734 | 140659.1184 | 182028.9991 | 150978.7073 | 155974.8069 | 161935.0905 | 158646.4593 | 147065.1547 | 174647.5883 | 132028.6323 | 175082.5674 | 175522.0236 | 163961.2901 | 142984.7943 | 147627.8993 | 117087.6895 | 143999.6525 | 115340.8536 | 147009.1349 | 142636.6955 | 164896.4945 | 156603.439 | 176231.2082 | 146687.9748 | 148378.6437 | 153965.5754 | 173151.469 | 141179.8264 | 170691.1963 | 131857.9491 | 138732.1256 | 163577.322 | 176854.0983 | 151876.6305 | 150931.563 | 137245.0741 | 164858.2311 | 136661.2096 | 167928.0508 | 132918.4506 | 159414.8934 | 158853.8861 | 146645.7022 | 136790.9234 | 154993.0202 | 147864.8239 | 140271.9278 | 134288.4224 | 168617.2061 | 159860.9525 | 152419.5916 | 147278.7656 | 160632.2093 | 149496.1753 | 159220.9202 | 155641.6917 | 175694.5853 | 150788.7545 | 170514.2204 | 169141.1573 | 139363.9386 | 159099.7473 | 143821.5148 | 143341.5137 | 164037.3861 | 143486.9373 | 116337.6893 | 153188.4566 | 144530.8206 | 134021.5261 | 151370.5367 | 166797.3286 | 156620.9418 | 142377.6305 | 155395.4649 | 131845.5928 | 154364.1576 | 154571.2178 | 161060.6163 | 149980.3006 | 133728.0136 | 150690.2329 | 139957.9809 | 158596.6434 | 134049.7461 | 138947.3878 | 154350.2045 | 165835.8767 | 153320.8221 | 135871.9295 | 142698.8386 | 155881.5204 | 135346.8171 | 168839.5148 | 155439.6528 | 137603.3774 | 134132.2304 | 126627.7283 | 113573.0418 | 159616.3801 | 153012.7552 | 160873.9539 | 158017.1086 | 161422.8989 | 150008.7007 | 179421.2717 | 147728.2459 | 136963.303 | 156001.4935 | 142583.7268 | 132972.6579 | 124327.3244 | 163781.2442 | 150110.8232 | 157230.5036 | 173205.417 | 144094.2264 | 159325.3028 | 178488.5904 | 150395.6145 | 164931.2015 | 169332.9673 | 156617.8917 | 135229.3325 | 157074.4683 | 163514.5949 | 146542.7866 | 168198.3402 | 112452.9801 | 147443.8155 | 164281.1555 | 178416.4543 | 166579.9952 | 172559.7438 | 156994.7869 | 151953.9962 | 133299.1132 | 145785.8145 | 158658.8179 | 151715.0594 | 147709.6546 | 170728.3226 | 168798.9696 | 164946.312 | 171786.0924 | 134195.6373 | 152084.9201 | 158704.5951 | 165229.295 | 155209.3718 | 183075.5248 | 126162.6882 | 146657.7687 | 136322.9565 | 177007.5017 | 152798.922 | 156636.3351 | 126503.0487 | 157737.6448 | 169200.2966 | 171389.6902 | 158465.699 | 182878.2912 | 146002.0132 | 162632.3617 | 150162.154 | 178648.9963 | 149603.0008 | 150753.9371 | 148814.6275 | 152701.5739 | 135975.431 | 183775.3131 | 134922.1081 | 152804.8395 | 162043.02 | 173174.2016 | 127844.6908 | 151765.5033 | 164554.3165 | 148140.5106 | 148969.4853 | 142976.5563 | 191119.6622 | 167767.9377 | 151890.2738 | 135792.0396 | 156636.809 | 147004.6654 | 155366.1109 | 151452.6483 | 174559.6257 | 161309.9203 | 152713.7599 | 154462.6306 | 154116.9577 | 153407.0361 | 166283.9623 | 131859.8127 | 142274.7654 | 159799.0318 | 150082.7512 | 159369.2428 | 134941.5067 | 160735.1757 | 162511.738 | 162575.3618 | 157572.495 | 139609.193 | 119528.6211 | 176162.971 | 167770.1588 | 159877.5719 | 164372.9553 | 159290.0571 | 137764.0615 | 133429.3014 | 169407.6635 | 152626.3547 | 167046.6472 | 174390.8201 | 164531.1462 | 176614.0246 | 150736.716 | 187927.7983 | 173573.1538 | 173466.5655 | 154652.2872 | 174735.4476 | 172648.3398 | 146187.4136 | 122406.2572 | 136534.536 | 160502.6602 | 128124.895 | 172634.9659 | 160970.3073 | 170819.6774 | 156666.212 | 169752.6183 | 147415.86 | 151929.1664 | 156388.2315 | 113432.8696 | 157946.083 | 176782.7534 | 157933.5397 | 121223.4531 | 158337.2057 | 159948.097 | 158892.5281 | 155845.5519 | 175658.8933 | 152036.4219 | 150154.8273 | 124209.2197 | 149385.4966 | 136010.162 | 166600.5276 | 163629.0205 | 153132.8735 | 164567.6123 | 139083.0904 | 166410.9149 | 156389.1126 | 143978.6512 | 149967.8166 | 155706.3206 | 124339.0882 | 142477.9982 | 134341.7512 | 157543.3439 | 157114.1173 | 161546.9946 | 166228.7643 | 154706.2795 | 194024.1361 | 167803.9613 | 167565.9849 | 143882.1978 | 164740.6852 | 191498.484 | 152427.6449 | 155980.0073 | 151361.3875 | 137883.4966 | 137938.3732 | 134523.5623 | 169438.1232 | 155067.197 | 187177.6402 | 170511.8896 | 167365.3627 | 175635.3348 | 141819.269 | 177627.4475 | 164746.8783 | 142102.633 | 142364.7442 | 191111.5648 | 153393.5984 | 159634.4163 | 151826.9157 | 155494.6345 | 153778.9192 | 132827.4463 | 162158.4645 | 151180.1386 | 129101.7056 | 157026.3526 | 154368.1622 | 151651.7524 | 143710.2942 | 135640.8117 | 155902.5314 | 155975.6488 | 147483.8066 | 143603.1217 | 136212.0633 | 160059.6658 | 155109.5939 | 162972.3372 | 174191.6996 | 143356.043 | 145444.3831 | 148692.9449 | 141430.1215 | 165300.2252 | 170640.6373 | 157638.1788 | 160069.2669 | 179987.1802 | 169032.4654 | 145351.1715 | 153190.0909 | 159944.764 | 129423.1796 | 158120.5659 | 152885.4762 | 168208.6941 | 160897.8857 | 175548.4167 | 161851.2283 | 153642.6728 | 159739.6592 | 151899.6178 | 146398.7208 | 190733.2847 | 128874.8542 | 145585.6273 | 137751.3735 | 150500.5449 | 157163.6215 | 144857.1128 | 136356.9066 | 171574.1902 | 133418.4009 | 158400.2837 | 170226.5291 | 170759.4743 | 145183.1231 | 140641.7126 | 157005.3774 | 140528.5463 | 136750.1608 | 153528.5067 | 148827.3084 | 150238.3582 | 162293.237 | 193533.2716 | 170626.2833 | 155055.9969 | 165574.9342 | 169494.2414 | 119906.0736 | 157159.9289 | 141865.2321 | 162620.1025 | 152501.3187 | 155402.3593 | 143119.3685 | 157678.3711 | 165680.6988 | 175678.7032 | 134867.216 | 146559.1062 | 180988.229 | 124919.5608 | 150589.3132 | 147781.185 | 131292.0498 | 145997.3776 | 154516.8823 | 159664.5691 | 126197.0196 | 144620.1186 | 159656.9316 | 150515.4303 | 155658.772 | 163477.5806 | 156895.6158 | 144750.6037 | 150929.6018 | 152783.9828 | 157286.0191 | 141537.8159 | 145480.4559 | 167453.4244 | 146633.2913 | 121405.1468 | 164058.8073 | 154484.9923 | 171667.9727 | 164000.8444 | 147989.7571 | 137531.4253 | 163098.6574 | 184646.1701 | 176724.6308 | 140014.8698 | 153304.3159 | 138766.0802 | 133369.7008 | 141594.0218 | 140413.447 | 159809.2669 | 140243.7826 | 149758.5874 | 160078.6249 | 169641.9341 | 142856.2732 | 163528.0476 | 142636.3575 | 195324.4757 | 142859.4455 | 164252.1639 | 170186.7586 | 136658.5799 | 155580.0279 | 179346.6031 | 154297.1128 | 164581.6145 | 127636.4291 | 132094.5395 | 186805.4196 | 146934.857 | 153102.1099 | 146152.019 | 159483.6095 | 163937.2612 | 147975.9955 | 180298.8661 | 148373.0914 | 158282.0907 | 151639.4608 | 177033.3276 | 160838.4142 | 128214.427 | 162385.0855 | 179644.8673 | 164521.8629 | 138681.5272 | 157086.7952 | 140789.5439 | 163590.5933 | 153564.5213 | 147900.1422 | 148531.412 | 150908.9339 | 169611.5821 | 114972.0647 | 135890.7801 | 163050.7932 | 153457.4293 | 160569.5299 | 168919.1212 | 191863.4273 | 178194.0902 | 166585.3125 | 181633.8706 | 174771.5828 | 170694.2269 | 160451.7192 | 151066.2965 | 151351.2837 | 145642.312 | 152797.9692 | 169997.6843 | 148599.7606 | 170653.0243 | 176480.1835 | 159476.7967 | 143397.2516 | 157345.5545 | 129555.7625 | 171899.868 | 152832.1797 | 178658.4478 | 169994.8799 | 149234.6796 | 140066.9618 | 135636.1026 | 128345.0384 | 153395.7779 | 157278.4931 | 137935.9931 | 156221.1473 | 146191.4451 | 141405.1337 | 153121.2346 | 156582.6947 | 169004.2493 | 180620.8957 | 128537.1016 | 158529.3885 | 178972.3047 | 161971.1091 | 140389.3916 | 151662.2373 | 146308.5283 | 155707.3596 | 134753.2426 | 148367.2086 | 153974.1433 | 149243.5028 | 172991.2953 | 174093.4667 | 189582.1897 | 167812.9601 | 158869.2924 | 142288.5075 | 155991.7873 | 164987.424 | 176439.8215 | 185695.0632 | 132236.1948 | 167004.6392 | 163931.9628 | 151350.7824 | 155870.7568 | 153264.7256 | 172341.0042 | 136083.0759 | 166847.2532 | 127702.1867 | 152651.4078 | 170115.8797 | 139917.9468 | 167075.3369 | 173998.5511 | 145696.1422 | 166780.6379 | 135704.0594 | 154255.0546 | 134001.2598 | 162660.3531 | 155309.7274 | 157668.2996 | 151450.2529 | 138175.995 | 166270.3932 | 181958.555 | 152477.1485 | 156651.3128 | 159236.1384 | 144256.0331 | 145104.6334 | 168102.3278 | 159978.9011 | 158238.3144 | 150518.6272 | 145455.8009 | 154894.3763 | 150635.3454 | 166934.7331 | 143499.9025 | 145413.5762 | 152092.0731 | 141239.057 | 153228.275 | 160877.3536 | 161477.7408 | 138862.2001 | 153455.2778 | 134429.1816 | 176622.95 | 162405.0344 | 162994.5534 | 152924.9226 | 155384.1096 | 156337.0086 | 164883.6114 | 181526.6717 | 160681.4967 | 167869.8173 | 155290.395 | 154649.4909 | 156643.1269 | 144558.0169 | 117698.3971 | 175563.3535 | 144053.832 | 161579.522 | 141330.9449 | 133456.7454 | 160712.7599 | 127744.8884 | 129065.0229 | 133594.7097 | 159374.4194 | 163842.6841 | 138925.6867 | 99557.4886 | 141226.9426 | 153788.3502 | 161056.2892 | 187138.6483 | 175537.4252 | 134317.3376 | 157755.263 | 162290.693 | 176641.6136 | 144704.6617 | 163547.1456 | 161493.4214 | 142462.7521 | 179127.1832 | 159894.9936 | 165596.1502 | 142299.7126 | 150942.1264 | 149776.9954 | 164137.913 | 186208.8017 | 144278.4979 | 151567.2538 | 154538.0166 | 166629.8652 | 154406.1481 | 119607.4476 | 165855.9976 | 159244.1441 | 170418.3508 | 155508.3859 | 163290.7972 | 160689.379 | 168381.1365 | 166186.425 | 117762.2427 | 129055.9802 | 169629.146 | 161617.3524 | 156802.9996 | 168805.4729 | 151767.8281 | 172483.4359 | 157148.4243 | 139219.5839 | 184632.4715 | 120472.3955 | 164224.3146 | 147739.9577 | 178429.5064 | 160120.4078 | 131974.515 | 141919.0139 | 156668.5421 | 162909.6447 | 137028.3854 | 169085.1226 | 172650.7967 | 145750.8191 | 161565.1545 | 150869.6237 | 124999.6823 | 169852.9529 | 136691.13 | 171502.7217 | 161354.1348 | 144864.4229 | 125642.4074 | 154638.9424 | 162023.1579 | 173597.0885 | 148940.9504 | 154225.9846 | 153771.1724 | 153431.4595 | 149948.7266 | 143165.6346 | 138858.0778 | 150798.6248 | 145992.2098 | 151046.4674 | 139306.1014 | 170440.4741 | 146518.2943 | 161008.8659 | 137123.7108 | 143332.7768 | 180426.4983 | 157653.0856 | 164333.5019 | 162521.9203 | 147060.0899 | 166162.3904 | 168470.0404 | 152445.304 | 128440.0046 | 157639.9985 | 141864.0882 | 140108.0165 | 152592.2279 | 148416.1484 | 156015.6828 | 181622.4816 | 178883.288 | 147402.4217 | 167703.1503 | 135633.8403 | 191791.1339 | 129830.1218 | 170213.1623 | 134944.853 | 119459.7897 | 155059.1294 | 162676.5698 | 145110.287 | 156955.064 | 153305.9354 | 147022.7274 | 145584.8609 | 184711.3111 | 138835.0088 | 171798.7709 | 172659.256 | 148947.4382 | 138391.9173 | 188293.1471 | 174260.0106 | 110351.9895 | 168877.6423 | 164123.456 | 151879.634 | 169550.5002 | 140106.1235 | 169600.0947 | 180474.8839 | 146791.1037 | 163022.523 | 136864.9414 | 140439.594 | 164380.4764 | 132706.1994 | 162446.4735 | 152009.5208 | 133840.8159 | 145111.6653 | 159400.4146 | 153533.3978 | 169021.1469 | 153654.268 | 169190.0456 | 154095.4315 | 143053.8467 | 159278.0261 | 158692.0602 | 144255.567 | 166083.1596 | 159359.0259 | 127397.2588 | 144440.1988 | 125053.069 | 160237.5094 | 141834.1197 | 148986.3563 | 167126.1544 | 152363.9996 | 167290.2722 | 151140.514 | 177713.6286 | 139865.3063 | 149805.8258 | 167118.7805 | 146492.5945 | 168209.9901 | 151821.0842 | 165791.3762 | 174299.1837 | 157612.1329 | 168355.1716 | 173191.7577 | 129148.9932 | 153544.0148 | 142662.4064 | 175446.6531 | 153286.6128 | 154450.3952 | 130883.8862 | 144353.3353 | 118836.621 | 157262.0489 | 161250.0763 | 152494.6967 | 144900.4006 | 178927.0269 | 123848.1426 | 157326.1435 | 147826.6152 | 151286.595 | 142625.5172 | 130282.1668 | 153765.0782 | 155192.0043 | 164948.4318 | 176751.727 | 144325.3567 | 116694.4759 | 162040.9967 | 138777.3963 | 150501.0267 | 177090.9951 | 142105.2607 | 123896.1856 | 134901.6791 | 162584.8938 | 137610.4322 | 139281.6167 | 167901.2357 | 157186.2211 | 147691.425 | 123666.1403 | 146698.373 | 134050.2908 | 145089.7478 | 156297.4498 | 105778.8126 | 121859.2532 | 176447.4514 | 154765.8151 | 142502.0973 | 179749.0094 | 157115.8946 | 143986.4137 | 182347.5413 | 161238.3651 | 145530.5912 | 146841.9574 | 126886.2027 | 144244.5864 | 139995.6392 | 122129.6993 | 134236.9699 | 147150.7342 | 138222.7383 | 169778.5201 | 145943.3902 | 131986.3008 | 175680.1627 | 142486.082 | 144061.5996 | 120922.7788 | 138704.2817 | 156618.1935 | 132073.0115 | 160488.2918 | 159379.387 | 162644.9162 | 174860.0876 | 161240.1711 | 116551.3213 | 146700.9974 | 110655.7643 | 161082.31 | 150256.6133 | 174822.1846 | 159358.4389 | 174287.3013 | 143977.8776 | 138632.5159 | 134194.1874 | 157893.9659 | 175192.5815 | 140867.1376 | 136459.9423 | 150698.6029 | 153515.789 | 143703.7741 | 150166.5975 | 155741.2181 | 167708.3365 | 168221.9802 | 149992.6437 | 144710.4325 | 146238.95 | 194123.2756 | 149662.0827 | 153475.8672 | 150697.0636 | 138963.1208 | 136911.1825 | 138256.4347 | 141548.4633 | 172122.8286 | 136797.1761 | 153691.5211 | 148364.8678 | 145309.7234 | 154362.6788 | 134081.5371 | 171705.2174 | 151928.4612 | 161564.6775 | 142863.6297 | 123032.2072 | 140610.829 | 152623.5013 | 141449.2881 | 153011.6812 | 133308.1005 | 133371.8129 | 123814.324 | 97544.4352 | 174255.6653 | 156920.7225 | 120985.0052 | 168640.4907 | 183005.409 | 162369.4008 | 152270.8496 | 139217.8915 | 144845.0261 | 143496.018 | 126207.747 | 160725.8199 | 159149.9353 | 151567.9955 | 165890.7708 | 172032.4227 | 117123.5129 | 157732.3151 | 156777.2894 | 144337.8716 | 172075.7204 | 179558.726 | 171928.6589 | 150982.7413 | 163129.7028 | 142203.0393 | 157803.9319 | 111780.8296 | 176433.5621 | 136499.5647 | 161622.4029 | 115943.0713 | 141876.5456 | 127910.2785 | 140204.3449 | 141003.0718 | 165643.3637 | 161350.0764 | 127819.5637 | 147929.7588 | 149337.8066 | 156136.5249 | 164645.2198 | 167436.5274 | 163341.7389 | 144788.516 | 107554.0602 | 157608.0896 | 136558.1468 | 148811.244 | 152652.205 | 140128.2067 | 148146.7852 | 151830.082 | 176422.1244 | 148146.5771 | 151617.5872 | 143804.5223 | 160295.0404 | 161548.1848 | 164816.6012 | 156527.3273 | 171410.8815 | 156125.42 | 154825.2194 | 140110.8644 | 171975.121 | 141262.3631 | 160447.732 | 192541.5672 | 137971.0523 | 146221.5668 | 146387.0203 | 145625.1682 | 167876.4115 | 160833.7907 | 143473.7991 | 142172.8915 | 163244.5259 | 147633.0638 | 139786.6996 | 149385.8707 | 160856.1093 | 136770.4311 | 144247.7663 | 166181.6535 | 160059.9506 | 140044.3765 | 183081.2379 | 144413.7656 | 178034.0843 | 166088.4374 | 149904.7944 | 154541.9035 | 165091.1747 | 153011.3806 | 170049.1268 | 167597.8963 | 153591.9612 | 178618.5007 | 150502.5989 | 160629.4685 | 142290.0815 | 168954.0678 | 153620.5669 | 163240.5169 | 134801.2519 | 160584.914 | 151616.0085 | 148114.0787 | 151066.6877 | 145851.8426 | 159638.3779 | 142974.8256 | 176889.9207 | 162984.0354 | 169201.2101 | 156292.3139 | 159606.5162 | 142114.4236 | 159693.0975 | 145190.4774 | 153906.455 | 182218.0269 | 172046.101 | 130759.7714 | 155714.0789 | 161255.4689 | 130340.0043 | 141565.8103 | 170187.3114 | 137196.8247 | 149842.4385 | 166417.6259 | 150013.2491 | 150621.2494 | 143751.4524 | 153398.0749 | 140538.6812 | 125023.5736 | 155907.5258 | 139720.2668 | 148693.0123 | 169461.4051 | 154016.059 | 133146.121 | 172424.5351 | 132082.3172 | 154961.1185 | 136492.565 | 163767.9832 | 178237.4933 | 121861.8168 | 158593.5791 | 136958.3091 | 155964.1823 | 147723.1517 | 167296.3913 | 136812.4316 | 160438.3918 | 162410.4723 | 161333.7689 | 165194.4033 | 157170.9055 | 178322.5742 | 150889.4073 | 150818.9941 | 170339.9123 | 157029.3547 | 150476.2599 | 153156.4932 | 160375.6115 | 169686.8169 | 143680.4658 | 134733.9557 | 162094.753 | 160578.2942 | 139523.2894 | 123161.3402 | 132403.7281 | 168098.7081 | 157624.6186 | 147087.7244 | 135026.864 | 131170.5178 | 144183.4586 | 166709.9336 | 139263.0486 | 165984.5186 | 146455.5275 | 140539.8586 | 164180.9871 | 162106.2053 | 182678.5151 | 165325.1293 | 157798.1781 | 151298.4196 | 155819.9739 | 138249.7865 | 164599.5999 | 151689.5835 | 151122.245 | 143689.2178 | 141239.311 | 146224.7585 | 165182.9109 | 147450.5075 | 144590.4996 | 144010.7858 | 139025.2623 | 139933.6767 | 125805.0941 | 159596.5876 | 157522.0308 | 141553.7256 | 163938.6888 | 118248.4273 | 150836.0613 | 141655.6494 | 151275.701 | 168304.0026 | 152938.2579 | 145236.0863 | 142472.4761 | 171538.9803 | 165054.217 | 174377.8321 | 172853.3064 | 171671.9364 | 162496.8667 | 155512.5332 | 154851.5506 | 172986.5567 | 160178.3786 | 157461.7532 | 180379.7874 | 142301.2684 | 169063.994 | 152710.7456 | 170841.123 | 141611.3998 | 166765.3451 | 158853.6296 | 149475.0005 | 153913.1609 | 170570.772 | 145108.153 | 123665.8948 | 174663.1264 | 185942.836 | 155976.4222 | 152350.8761 | 136382.0916 | 130298.1168 | 145368.3713 | 139159.7598 | 159459.1395 | 162508.829 | 124764.3986 | 183077.9351 | 151888.2707 | 149971.9831 | 146249.3617 | 155237.6693 | 213455.2698 | 170475.5744 | 152714.1754 | 159574.2928 | 119512.2983 | 120819.9627 | 153461.8936 | 149926.4528 | 150913.3823 | 164413.4363 | 164878.3656 | 167394.3272 | 143241.7018 | 171517.7688 | 137693.8661 | 129613.7203 | 138273.8492 | 133078.7135 | 153188.1837 | 187350.5633 | 150342.438 | 160579.3264 | 170977.3033 | 153334.7638 | 146089.6065 | 136885.7459 | 121064.3229 | 171503.0306 | 153257.6934 | 175456.5993 | 168927.0971 | 172121.7901 | 165713.14 | 165016.7161 | 162611.9443 | 132686.0832 | 155727.9069 | 182544.1977 | 138232.4927 | 150846.5168 | 141120.3156 | 164734.6535 | 166001.0431 | 137059.9922 | 172475.9906 | 160950.8297 | 179509.2627 | 161921.8976 | 143849.2831 | 167723.6694 | 180295.8959 | 127045.0365 | 137896.269 | 151992.244 | 154331.3903 | 173633.5753 | 180562.7467 | 154191.7205 | 144467.7197 | 143663.3273 | 149447.1896 | 153926.6621 | 166523.3894 | 144705.908 | 163623.6229 | 124805.7843 | 127843.3488 | 158453.2621 | 140918.3466 | 149900.7184 | 157042.4792 | 151289.1891 | 139878.1576 | 151962.0901 | 141793.6969 | 175700.5715 | 158284.5151 | 158487.8088 | 164593.1573 | 194455.833 | 162991.206 | 154155.8225 | 124935.0449 | 137457.3643 | 158524.6774 | 160343.1111 | 151933.8058 | 144545.1515 | 128862.4505 | 143599.4072 | 162613.4621 | 145733.3625 | 173562.3374 | 167209.201 | 160876.6854 | 158362.4484 | 158819.4945 | 140837.3863 | 143111.1592 | 159670.6399 | 165047.5263 | 144884.7849 | 147043.3192 | 139069.6664 | 139716.3979 | 177071.1372 | 148249.3867 | 148762.4222 | 161203.118 | 147644.8655 | 148493.3752 | 157890.9593 | 131245.5766 | 145188.6791 | 154273.4057 | 161879.2599 | 179730.2847 | 159913.9068 | 138522.0768 | 146346.1648 | 163291.4327 | 147474.8266 | 156662.0117 | 149568.2014 | 127159.0734 | 136779.6371 | 156320.1717 | 155235.2448 | 136574.1218 | 137621.3903 | 178192.9544 | 163247.4821 | 128022.4619 | 161593.4061 | 135464.6975 | 133840.1117 | 156570.7308 | 166132.5763 | 146943.6586 | 163347.8109 | 158373.8528 | 158964.7744 | 133418.5472 | 129066.6811 | 159040.1408 | 154154.8459 | 156735.7381 | 149399.8407 | 139917.5644 | 148375.6751 | 139768.5071 | 160924.6064 | 145120.1906 | 141260.8978 | 174599.7657 | 147239.1617 | 146103.3485 | 144262.3381 | 168594.67 | 153289.7299 | 132032.186 | 141645.8358 | 169754.778 | 162693.7271 | 163213.0576 | 171250.4733 | 136687.57 | 171681.7751 | 162203.8927 | 136415.3473 | 164474.7334 | 141323.8671 | 154395.8146 | 115856.944 | 166848.1121 | 138881.1355 | 117937.7077 | 177669.6667 | 163655.268 | 173628.6434 | 158614.3622 | 153124.0337 | 161974.2282 | 128460.7874 | 163294.0705 | 136819.2906 | 169736.9508 | 147450.5676 | 148939.5172 | 172759.1046 | 144276.8632 | 148477.4223 | 144955.9686 | 151151.5954 | 137390.7213 | 163103.1811 | 155512.2301 | 148789.9629 | 130934.3014 | 136687.7979 | 162663.7265 | 135232.5785 | 139525.7157 | 155857.0267 | 182227.2502 | 134487.2066 | 144487.2165 | 123503.8922 | 161302.5012 | 137626.6064 | 153593.1467 | 150773.3664 | 154931.5815 | 149804.0754 | 166821.5596 | 167044.7031 | 163721.6576 | 127535.9769 | 173674.1497 | 140088.0386 | 136277.844 | 189249.8793 | 166611.2204 | 160055.4464 | 152395.7318 | 158018.1229 | 143970.2826 | 137278.6543 | 143144.9937 | 162870.2097 | 161843.6437 | 175133.9699 | 153713.8714 | 137560.9521 | 140660.6607 | 149293.3572 | 141974.6351 | 182831.229 | 135695.2784 | 151562.003 | 144616.317 | 166586.4652 | 143017.8912 | 160432.312 | 163297.2759 | 153784.2926 | 179559.462 | 159331.727 | 127954.404 | 123616.8398 | 165324.8703 | 165332.6688 | 164690.3872 | 137188.5771 | 148571.878 | 149224.9177 | 137604.1821 | 136945.2932 | 147275.7755 | 184915.9348 | 166279.4571 | 160412.5844 | 143183.8149 | 142583.1842 | 151566.0309 | 155259.8379 | 152133.6593 | 151332.0017 | 175414.3728 | 152589.0474 | 143962.2905 | 150193.1175 | 175677.7127 | 144099.4099 | 150530.3311 | 159997.1193 | 123243.7056 | 177248.758 | 132398.3953 | 153797.106 | 154226.855 | 142325.4114 | 164976.6245 | 146713.7652 | 165209.4385 | 171892.5764 | 151001.3578 | 143435.8517 | 160851.3846 | 157964.1067 | 159520.2785 | 158458.8019 | 164893.0756 | 138917.2547 | 167812.1991 | 156416.4542 | 160446.8651 | 164848.0695 | 169001.8581 | 151556.8811 | 156289.4609 | 154438.1406 | 165559.1543 | 172719.3677 | 145163.4823 | 172586.2961 | 161913.7068 | 136710.5431 | 153064.5371 | 151085.7263 | 168587.035 | 124964.4646 | 127385.9314 | 166149.2213 | 154753.9084 | 140101.7391 | 154962.5197 | 158070.8975 | 129091.8641 | 153482.157 | 134134.2739 | 163073.7374 | 153447.1588 | 153229.3626 | 174687.809 | 170606.7835 | 188744.7967 | 147108.311 | 147156.9822 | 152739.1536 | 156763.1802 | 162285.2468 | 149172.3102 | 125611.3635 | 140799.0906 | 184007.347 | 150021.1973 | 142855.0723 | 149229.0189 | 174570.6634 | 134407.8343 | 148800.0659 | 154880.4246 | 146950.4081 | 142052.7477 | 181683.2254 | 169009.134 | 139017.7445 | 166535.8879 | 141234.6185 | 158744.1252 | 163147.5154 | 145326.5226 | 171613.2679 | 142675.7716 | 158403.0716 | 136372.8437 | 168171.7601 | 128957.2497 | 140683.7365 | 146948.3356 | 133084.2367 | 149280.1616 | 166637.8897 | 192753.184 | 152304.1408 | 141271.7842 | 148973.1229 | 125213.8421 | 175258.1619 | 146294.3761 | 119832.3569 | 138453.5091 | 167739.5448 | 120853.8612 | 148467.4823 | 141166.0992 | 144885.9277 | 156241.6828 | 164742.4383 | 140521.925 | 148871.3403 | 180411.4381 | 140995.3728 | 150050.7719 | 122704.0815 | 165381.4471 | 131661.8485 | 140385.7001 | 156438.3589 | 149572.7953 | 156143.7155 | 141416.9686 | 155410.4572 | 194526.1701 | 165471.2223 | 152037.8084 | 147463.2107 | 172026.8307 | 145983.4562 | 130841.0195 | 144914.0942 | 160255.7843 | 148145.6986 | 153794.3811 | 151327.9488 | 164099.436 | 144286.0111 | 163699.2969 | 149481.1587 | 165486.0309 | 162309.7936 | 161259.3063 | 155126.0818 | 159582.4531 | 148243.0607 | 163322.1706 | 145513.519 | 157016.0977 | 156394.6082 | 150792.2107 | 179922.0949 | 167959.281 | 146385.9752 | 142023.4759 | 155554.6104 | 132423.0961 | 151448.241 | 149516.8261 | 140945.5008 | 149979.2656 | 153366.7756 | 160578.114 | 134448.4304 | 172226.7467 | 178144.0137 | 165234.0796 | 120487.1491 | 151160.4048 | 127543.2232 | 149599.4731 | 152800.3003 | 151703.3791 | 151625.6803 | 158781.4475 | 162708.1006 | 167865.7829 | 161710.8409 | 138842.2338 | 167928.7599 | 154796.2159 | 164058.0289 | 174013.7336 | 170274.6911 | 165430.7648 | 148196.0114 | 142793.843 | 169402.217 | 158990.2921 | 153697.7735 | 147454.3553 | 129676.2473 | 143173.3878 | 161026.9898 | 152785.0085 | 154814.44 | 163402.7429 | 139220.737 | 150516.4145 | 159293.399 | 132488.0833 | 134419.1586 | 122550.0354 | 142650.4005 | 153366.4508 | 165072.7924 | 140397.0387 | 138892.2415 | 124768.9655 | 128293.4935 | 126475.6581 | 180422.52 | 148633.9831 | 140940.0452 | 156579.5532 | 174054.8064 | 141957.28 | 146333.9769 | 165159.2043 | 191515.2241 | 169755.1776 | 153569.6896 | 155141.541 | 170144.0595 | 175965.7996 | 133472.9917 | 161946.4478 | 135924.2586 | 150991.3185 | 172254.8749 | 156691.0689 | 146178.6362 | 138439.4344 | 143859.9612 | 146772.9433 | 163519.5503 | 164339.3473 | 148332.2709 | 166624.5477 | 188402.5028 | 142128.6323 | 155436.5436 | 127339.1805 | 146820.7074 | 160771.9852 | 142099.0068 | 178356.6676 | 171333.6768 | 151314.8677 | 151991.0614 | 149169.3682 | 147169.7967 | 172987.2874 | 155164.2222 | 111949.6944 | 136476.7953 | 153708.1909 | 158818.387 | 136046.0826 | 131973.1142 | 125867.8722 | 162467.9213 | 197925.3899 | 175509.3574 | 154797.1195 | 174615.7562 | 156761.9604 | 148311.6949 | 143172.7397 | 158952.0734 | 135978.085 | 168359.3647 | 138780.2084 | 163073.8313 | 134921.3063 | 159933.1838 | 150992.0283 | 125290.1938 | 155875.3681 | 167792.2634 | 121335.0413 | 153336.0063 | 170827.6584 | 148132.9111 | 109937.5495 | 152161.0118 | 160220.4385 | 155886.4376 | 146251.5377 | 153619.1952 | 147752.6486 | 150694.4474 | 138602.6728 | 124228.2066 | 151318.2755 | 139882.6136 | 169021.5067 | 155516.0216 | 146291.1669 | 176375.3256 | 142742.6676 | 130435.6847 | 152045.3647 | 156066.0379 | 141631.0028 | 168238.5641 | 146240.7637 | 161175.1051 | 142422.6696 | 151793.8878 | 165130.0831 | 179758.4853 | 143426.1113 | 142528.4926 | 155650.8101 | 134460.347 | 163400.9836 | 137278.34 | 139450.8359 | 145021.7662 | 147535.0813 | 154853.1701 | 151661.3848 | 172603.9607 | 146462.874 | 150347.0689 | 171048.0374 | 137380.5526 | 154452.1902 | 171901.549 | 148440.1068 | 124662.0411 | 131587.7964 | 145719.6747 | 107289.6164 | 132037.754 | 144006.0403 | 181386.1612 | 169564.8462 | 141736.7534 | 163677.1522 | 144405.2691 | 148881.8049 | 153264.0864 | 166032.4578 | 151879.7851 | 170628.7128 | 117232.3735 | 167588.4394 | 147299.1304 | 154517.243 | 159566.0056 | 149020.1332 | 147382.2996 | 157037.1196 | 158867.545 | 159748.0084 | 176147.8121 | 160306.3359 | 140921.7163 | 148561.8943 | 146162.1411 | 141133.536 | 151771.8763 | 157703.1237 | 151858.4566 | 138770.6915 | 163208.1729 | 146957.1808 | 177425.7895 | 161037.6454 | 142728.7579 | 184629.3477 | 134522.9964 | 115677.9022 | 160287.5776 | 132356.5114 | 154785.8138 | 143870.4027 | 148417.1319 | 180104.0356 | 146717.6711 | 150230.8638 | 134080.8562 | 133077.3101 | 129042.1606 | 158385.0869 | 140366.8738 | 173875.4852 | 154944.0195 | 146363.1006 | 150511.5329 | 164662.2499 | 169513.5821 | 154094.0171 | 158240.2978 | 135618.1119 | 159802.038 | 158373.4742 | 161415.3503 | 150729.5496 | 145533.7071 | 162065.4632 | 188052.3473 | 146008.0012 | 162101.8085 | 157411.3402 | 156612.6346 | 154318.2014 | 164748.4796 | 135575.2786 | 161065.9595 | 148061.1453 | 148541.899 | 142787.7748 | 159146.842 | 174696.0098 | 154908.6331 | 159868.8449 | 127151.1 | 152782.5623 | 178097.9399 | 151453.5383 | 186421.2997 | 141926.2516 | 147948.8737 | 153318.3977 | 179552.8549 | 158342.5897 | 155733.7666 | 145659.0725 | 143126.3851 | 164820.9055 | 142473.266 | 153748.8365 | 151539.5286 | 162395.0539 | 180001.9811 | 153099.4441 | 155268.6508 | 156793.5616 | 156243.9213 | 151869.4821 | 145856.9735 | 138980.0738 | 157920.7914 | 139301.6411 | 160627.3773 | 158297.409 | 153051.98 | 147607.6768 | 133185.0638 | 209091.6955 | 136806.5997 | 143477.1805 | 182809.726 | 132370.9837 | 139011.0105 | 148329.8048 | 126174.03 | 172056.9677 | 148758.0235 | 189052.8709 | 140074.0178 | 146388.0972 | 145899.7553 | 159063.4676 | 168713.5746 | 169773.5686 | 156527.8463 | 160129.0037 | 177182.6333 | 159390.8238 | 158648.3382 | 158671.0323 | 164877.2973 | 137725.3958 | 144155.2407 | 143016.5307 | 153156.0771 | 158820.1274 | 161682.5177 | 174083.4168 | 169449.9887 | 167287.9353 | 176061.5189 | 151366.0705 | 171904.0761 | 154930.5912 | 147626.0677 | 147918.0084 | 144659.5515 | 138456.143 | 161119.3918 | 163792.6956 | 176120.9044 | 155311.0837 | 146247.0241 | 180538.5576 | 178476.4736 | 145041.263 | 133225.6576 | 168940.4515 | 153925.7563 | 139724.6829 | 155227.9304 | 144803.9611 | 153377.753 | 164366.0445 | 152027.1263 | 163270.3087 | 187741.3949 | 134863.1322 | 153689.2024 | 164845.1661 | 107943.3667 | 162529.7797 | 183307.8362 | 164576.3885 | 130899.9711 | 131023.5317 | 131430.3396 | 154799.5734 | 151234.8023 | 149611.6222 | 153051.9869 | 160472.1797 | 139108.1126 | 143918.9751 | 173166.7188 | 160645.9052 | 127627.2326 | 152730.696 | 169513.7193 | 203437.3771 | 151290.6933 | 116113.0029 | 160648.0793 | 143898.6425 | 159614.7799 | 156408.672 | 145876.9211 | 160319.6244 | 145006.4294 | 152340.8658 | 121345.7005 | 131956.9643 | 142061.6937 | 171692.3944 | 151294.945 | 150755.4131 | 152806.9746 | 164777.4682 | 140507.9106 | 159557.8498 | 172906.1912 | 177431.8072 | 154903.9428 | 164443.4068 | 173586.7206 | 147876.3572 | 145720.7759 | 157075.3271
Droplet Diameter |  | normal | 1.8429e-06 | 1.8429e-07 | m | derived from Morawska et al. (2009); see Jones et al. (2021) for details |  | 1.9063e-06 | 1.8034e-06 | 1.8207e-06 | 1.9497e-06 | 1.8706e-06 | 2.1441e-06 | 1.7444e-06 | 2.1119e-06 | 1.709e-06 | 1.5798e-06 | 1.696e-06 | 1.8251e-06 | 2.0809e-06 | 1.8315e-06 | 1.7008e-06 | 1.8663e-06 | 1.9879e-06 | 1.5221e-06 | 1.7094e-06 | 1.5425e-06 | 1.5642e-06 | 1.7167e-06 | 2.1456e-06 | 1.3907e-06 | 1.3654e-06 | 1.8037e-06 | 1.8558e-06 | 1.8076e-06 | 1.6489e-06 | 1.6837e-06 | 1.6137e-06 | 1.8742e-06 | 1.9558e-06 | 1.7979e-06 | 2.1011e-06 | 2.0034e-06 | 2.0022e-06 | 1.8234e-06 | 1.758e-06 | 1.6873e-06 | 1.9735e-06 | 1.8819e-06 | 1.8475e-06 | 1.7184e-06 | 1.7926e-06 | 1.8453e-06 | 1.7127e-06 | 2.0692e-06 | 1.8001e-06 | 2.2479e-06 | 1.9036e-06 | 1.7102e-06 | 2.3955e-06 | 2.0039e-06 | 1.7778e-06 | 1.7145e-06 | 2.2414e-06 | 1.865e-06 | 1.7451e-06 | 1.9839e-06 | 1.6968e-06 | 1.8113e-06 | 1.9229e-06 | 1.6977e-06 | 1.9935e-06 | 1.874e-06 | 2.1328e-06 | 2.1095e-06 | 1.7687e-06 | 1.6461e-06 | 1.8992e-06 | 1.5152e-06 | 1.9897e-06 | 1.4836e-06 | 1.6116e-06 | 1.7578e-06 | 1.8042e-06 | 1.9151e-06 | 1.7974e-06 | 1.9154e-06 | 2.0057e-06 | 1.8733e-06 | 1.7577e-06 | 1.8055e-06 | 1.7424e-06 | 1.8476e-06 | 1.7883e-06 | 1.8836e-06 | 2.3697e-06 | 1.9243e-06 | 1.9362e-06 | 1.8974e-06 | 1.7772e-06 | 1.9539e-06 | 1.891e-06 | 1.712e-06 | 2.0599e-06 | 2.1405e-06 | 1.7432e-06 | 1.772e-06 | 1.8544e-06 | 1.693e-06 | 2.0083e-06 | 2.0419e-06 | 1.7255e-06 | 1.5465e-06 | 1.8666e-06 | 2.0551e-06 | 2.0023e-06 | 1.9801e-06 | 1.4535e-06 | 1.8553e-06 | 2.2246e-06 | 2.2177e-06 | 1.5208e-06 | 1.9539e-06 | 1.2855e-06 | 2.0043e-06 | 1.7639e-06 | 2.146e-06 | 1.9954e-06 | 1.5712e-06 | 2.0408e-06 | 1.9443e-06 | 1.8141e-06 | 1.8779e-06 | 1.8358e-06 | 1.7074e-06 | 1.6388e-06 | 1.6539e-06 | 1.8747e-06 | 1.8135e-06 | 1.7551e-06 | 1.9453e-06 | 1.7292e-06 | 2.1775e-06 | 1.7666e-06 | 2.0449e-06 | 1.6581e-06 | 1.7842e-06 | 1.7692e-06 | 1.6905e-06 | 2.1185e-06 | 1.8437e-06 | 1.9694e-06 | 1.9426e-06 | 1.8577e-06 | 2.2417e-06 | 1.7929e-06 | 1.9117e-06 | 1.9666e-06 | 1.9205e-06 | 1.6941e-06 | 2.0269e-06 | 2.0106e-06 | 1.8488e-06 | 1.924e-06 | 1.7565e-06 | 1.9474e-06 | 1.5847e-06 | 1.9644e-06 | 1.9505e-06 | 2.1023e-06 | 2.0054e-06 | 1.6216e-06 | 1.8548e-06 | 2.1594e-06 | 1.4671e-06 | 1.6903e-06 | 1.8889e-06 | 2.0284e-06 | 1.9851e-06 | 1.9483e-06 | 2.1641e-06 | 1.5808e-06 | 1.861e-06 | 1.8744e-06 | 2.0633e-06 | 1.9584e-06 | 1.8601e-06 | 1.6441e-06 | 1.852e-06 | 1.6187e-06 | 1.4624e-06 | 1.9472e-06 | 1.7863e-06 | 1.8823e-06 | 2.0032e-06 | 1.6683e-06 | 1.7835e-06 | 1.9604e-06 | 1.6355e-06 | 2.0975e-06 | 1.5945e-06 | 1.77e-06 | 1.5476e-06 | 2.1073e-06 | 1.8147e-06 | 1.6345e-06 | 1.9924e-06 | 1.938e-06 | 1.6799e-06 | 1.6232e-06 | 1.8785e-06 | 1.9635e-06 | 1.6481e-06 | 1.6622e-06 | 1.6999e-06 | 1.8016e-06 | 1.7356e-06 | 1.6938e-06 | 1.998e-06 | 1.9937e-06 | 1.7176e-06 | 1.6451e-06 | 2.0842e-06 | 1.9437e-06 | 1.8756e-06 | 1.9061e-06 | 1.8942e-06 | 1.5244e-06 | 1.9982e-06 | 1.894e-06 | 1.9405e-06 | 1.4167e-06 | 2.0729e-06 | 2.0894e-06 | 1.7002e-06 | 2.1125e-06 | 1.7396e-06 | 1.4692e-06 | 1.8061e-06 | 1.8605e-06 | 1.942e-06 | 1.8418e-06 | 2.0289e-06 | 1.9508e-06 | 1.7666e-06 | 1.7752e-06 | 1.863e-06 | 2.0237e-06 | 2.2018e-06 | 1.7837e-06 | 2.0709e-06 | 1.649e-06 | 1.7451e-06 | 1.8887e-06 | 1.8118e-06 | 1.9205e-06 | 1.6503e-06 | 1.8304e-06 | 1.5868e-06 | 1.6878e-06 | 2.1475e-06 | 1.8594e-06 | 2.1894e-06 | 1.6813e-06 | 1.7888e-06 | 2.0113e-06 | 1.8279e-06 | 1.873e-06 | 1.7624e-06 | 2.0452e-06 | 1.8549e-06 | 1.5826e-06 | 2.0608e-06 | 1.5497e-06 | 1.7215e-06 | 1.8326e-06 | 1.5018e-06 | 1.9692e-06 | 1.8856e-06 | 1.9472e-06 | 1.5405e-06 | 1.9105e-06 | 1.9483e-06 | 1.7343e-06 | 1.7686e-06 | 1.9301e-06 | 1.9616e-06 | 1.7109e-06 | 1.7152e-06 | 1.9654e-06 | 1.8249e-06 | 1.8559e-06 | 1.7532e-06 | 1.7275e-06 | 2.1131e-06 | 1.9981e-06 | 1.4354e-06 | 2.028e-06 | 1.5361e-06 | 2.1896e-06 | 2.0331e-06 | 1.775e-06 | 1.6823e-06 | 1.8162e-06 | 1.8262e-06 | 1.8223e-06 | 1.7956e-06 | 1.5891e-06 | 1.9395e-06 | 2.0856e-06 | 1.919e-06 | 1.9044e-06 | 1.6516e-06 | 1.8167e-06 | 1.5714e-06 | 1.9611e-06 | 1.7626e-06 | 1.5216e-06 | 1.7076e-06 | 1.7746e-06 | 1.842e-06 | 1.8553e-06 | 1.9865e-06 | 1.9502e-06 | 2.0445e-06 | 1.9291e-06 | 1.79e-06 | 2.267e-06 | 1.9339e-06 | 1.5727e-06 | 1.8355e-06 | 1.8585e-06 | 1.867e-06 | 1.9966e-06 | 1.631e-06 | 1.6017e-06 | 1.9525e-06 | 2.1606e-06 | 2.1484e-06 | 1.9217e-06 | 2.1032e-06 | 2.0238e-06 | 2.1448e-06 | 1.8908e-06 | 1.7196e-06 | 2.2025e-06 | 2.0435e-06 | 1.5852e-06 | 1.8557e-06 | 1.7583e-06 | 1.9138e-06 | 1.8372e-06 | 1.9666e-06 | 1.7854e-06 | 1.6367e-06 | 1.817e-06 | 1.5646e-06 | 1.808e-06 | 2.1958e-06 | 1.5816e-06 | 1.8023e-06 | 1.6964e-06 | 1.4904e-06 | 1.9521e-06 | 1.9029e-06 | 1.7636e-06 | 1.9695e-06 | 1.9732e-06 | 1.8974e-06 | 1.7298e-06 | 1.7907e-06 | 1.6499e-06 | 1.974e-06 | 2.0973e-06 | 1.9955e-06 | 1.535e-06 | 1.5843e-06 | 2.1052e-06 | 1.9457e-06 | 1.902e-06 | 1.6705e-06 | 1.8273e-06 | 1.758e-06 | 1.7379e-06 | 1.6733e-06 | 2.1121e-06 | 1.7131e-06 | 1.7459e-06 | 1.6281e-06 | 1.7722e-06 | 1.9204e-06 | 2.0371e-06 | 1.6734e-06 | 1.6023e-06 | 2.2071e-06 | 1.6391e-06 | 1.6533e-06 | 1.7051e-06 | 1.7955e-06 | 1.727e-06 | 1.8763e-06 | 1.5595e-06 | 1.8766e-06 | 1.779e-06 | 1.7686e-06 | 1.8903e-06 | 2.1512e-06 | 1.8179e-06 | 1.8136e-06 | 1.25e-06 | 1.7351e-06 | 1.9355e-06 | 1.561e-06 | 1.7178e-06 | 1.9597e-06 | 1.8094e-06 | 1.898e-06 | 1.5209e-06 | 2.0298e-06 | 1.7266e-06 | 1.9984e-06 | 1.9149e-06 | 1.7845e-06 | 1.8296e-06 | 1.6434e-06 | 1.8544e-06 | 1.7085e-06 | 2.2533e-06 | 1.726e-06 | 1.6444e-06 | 1.677e-06 | 1.6564e-06 | 1.8032e-06 | 1.73e-06 | 1.7536e-06 | 1.5926e-06 | 2.0678e-06 | 1.9714e-06 | 1.7384e-06 | 2.3654e-06 | 1.8755e-06 | 1.8847e-06 | 1.5877e-06 | 2.2846e-06 | 1.4782e-06 | 1.8833e-06 | 1.9266e-06 | 1.7992e-06 | 1.8494e-06 | 1.5424e-06 | 2.0379e-06 | 1.5847e-06 | 1.8771e-06 | 1.8634e-06 | 2.039e-06 | 1.7702e-06 | 2.1783e-06 | 1.6474e-06 | 1.747e-06 | 1.8877e-06 | 1.9506e-06 | 2.0382e-06 | 2.0086e-06 | 1.9481e-06 | 1.7371e-06 | 1.6171e-06 | 2.3184e-06 | 1.9773e-06 | 1.8102e-06 | 1.7117e-06 | 1.9601e-06 | 1.7108e-06 | 1.8545e-06 | 2.1408e-06 | 1.8324e-06 | 1.7603e-06 | 1.9611e-06 | 1.8386e-06 | 1.683e-06 | 1.6695e-06 | 1.6214e-06 | 1.805e-06 | 1.9321e-06 | 1.8423e-06 | 1.6442e-06 | 2.0634e-06 | 1.7032e-06 | 1.6631e-06 | 2.568e-06 | 1.9802e-06 | 1.8878e-06 | 1.9015e-06 | 1.989e-06 | 1.5861e-06 | 2.0343e-06 | 1.8805e-06 | 1.8423e-06 | 2.2279e-06 | 2.0256e-06 | 1.8028e-06 | 1.3999e-06 | 1.7246e-06 | 2.1205e-06 | 1.794e-06 | 1.8995e-06 | 2.2621e-06 | 1.9354e-06 | 1.8675e-06 | 1.5155e-06 | 1.8482e-06 | 1.896e-06 | 1.8261e-06 | 1.7707e-06 | 1.7685e-06 | 1.4129e-06 | 1.8748e-06 | 2.0092e-06 | 1.8372e-06 | 1.801e-06 | 1.7606e-06 | 2.0714e-06 | 1.9529e-06 | 1.8653e-06 | 1.8383e-06 | 1.6765e-06 | 1.8893e-06 | 1.8217e-06 | 1.57e-06 | 1.9732e-06 | 1.9019e-06 | 1.4948e-06 | 1.8925e-06 | 2.143e-06 | 1.951e-06 | 2.1018e-06 | 1.9446e-06 | 2.2412e-06 | 1.3657e-06 | 1.7176e-06 | 1.6831e-06 | 1.6773e-06 | 1.7289e-06 | 1.9813e-06 | 1.6871e-06 | 1.6985e-06 | 1.6616e-06 | 1.944e-06 | 1.8163e-06 | 1.5549e-06 | 1.6096e-06 | 1.7473e-06 | 1.8836e-06 | 2.0975e-06 | 1.8893e-06 | 1.6983e-06 | 1.7214e-06 | 2.0445e-06 | 1.6378e-06 | 2.0265e-06 | 1.796e-06 | 1.8039e-06 | 1.8689e-06 | 1.8836e-06 | 1.8894e-06 | 2.3364e-06 | 1.9045e-06 | 1.8263e-06 | 2.0027e-06 | 2.0675e-06 | 1.8823e-06 | 2.0056e-06 | 1.8535e-06 | 2.2469e-06 | 1.9274e-06 | 1.7177e-06 | 2.0131e-06 | 1.794e-06 | 1.8145e-06 | 2.087e-06 | 2.1827e-06 | 1.696e-06 | 1.7148e-06 | 1.86e-06 | 1.7172e-06 | 1.964e-06 | 2.1811e-06 | 1.9756e-06 | 2.2987e-06 | 2.0244e-06 | 1.7689e-06 | 1.6423e-06 | 1.7222e-06 | 2.0404e-06 | 1.8212e-06 | 1.8263e-06 | 1.8123e-06 | 1.8955e-06 | 1.7629e-06 | 1.5981e-06 | 1.832e-06 | 1.7833e-06 | 1.853e-06 | 1.69e-06 | 1.7924e-06 | 1.979e-06 | 2.1036e-06 | 1.7952e-06 | 2.0975e-06 | 1.8042e-06 | 1.85e-06 | 1.774e-06 | 1.625e-06 | 1.9923e-06 | 2.0357e-06 | 1.7614e-06 | 1.8746e-06 | 1.6513e-06 | 2.0519e-06 | 1.5054e-06 | 1.7736e-06 | 1.8923e-06 | 2.1119e-06 | 1.6904e-06 | 1.821e-06 | 1.8154e-06 | 1.7075e-06 | 1.6594e-06 | 1.4727e-06 | 1.7702e-06 | 1.993e-06 | 1.5907e-06 | 2.0933e-06 | 2.1171e-06 | 1.8968e-06 | 1.4843e-06 | 1.6641e-06 | 1.9901e-06 | 1.9522e-06 | 1.9862e-06 | 1.7322e-06 | 1.9462e-06 | 2.0321e-06 | 1.7989e-06 | 1.8002e-06 | 1.9635e-06 | 2.009e-06 | 1.6721e-06 | 1.9148e-06 | 1.7204e-06 | 1.9511e-06 | 1.6147e-06 | 1.5781e-06 | 1.7605e-06 | 1.9296e-06 | 1.8099e-06 | 1.6474e-06 | 2.2175e-06 | 1.919e-06 | 2.0165e-06 | 1.9891e-06 | 1.7609e-06 | 1.8746e-06 | 2.1532e-06 | 1.7954e-06 | 1.6697e-06 | 1.8289e-06 | 2.0055e-06 | 1.944e-06 | 2.0925e-06 | 1.8017e-06 | 1.8787e-06 | 1.9946e-06 | 2.2165e-06 | 1.8427e-06 | 2.0268e-06 | 2.0568e-06 | 2.0548e-06 | 1.8684e-06 | 2.0981e-06 | 1.9819e-06 | 1.6553e-06 | 1.9422e-06 | 1.7667e-06 | 1.884e-06 | 1.9817e-06 | 1.4672e-06 | 1.8686e-06 | 1.4344e-06 | 1.9927e-06 | 1.4589e-06 | 1.9132e-06 | 2.1375e-06 | 1.6893e-06 | 1.9169e-06 | 1.9116e-06 | 1.8557e-06 | 2.0944e-06 | 1.5753e-06 | 2.1237e-06 | 1.9077e-06 | 2.1497e-06 | 1.8636e-06 | 1.7112e-06 | 1.8179e-06 | 1.9863e-06 | 1.6165e-06 | 1.4246e-06 | 1.8778e-06 | 2.0164e-06 | 2.0409e-06 | 1.5861e-06 | 1.888e-06 | 1.818e-06 | 1.8849e-06 | 2.1298e-06 | 1.6046e-06 | 1.9519e-06 | 1.717e-06 | 1.7503e-06 | 1.8371e-06 | 1.3815e-06 | 2.1485e-06 | 1.7167e-06 | 1.7549e-06 | 1.7764e-06 | 2.1477e-06 | 2.0342e-06 | 1.8448e-06 | 1.9562e-06 | 1.8715e-06 | 1.8498e-06 | 1.5562e-06 | 1.7966e-06 | 1.8869e-06 | 2.211e-06 | 1.673e-06 | 1.6642e-06 | 2.1106e-06 | 1.7887e-06 | 1.7846e-06 | 1.7929e-06 | 1.5758e-06 | 1.8423e-06 | 1.9401e-06 | 1.8311e-06 | 1.8723e-06 | 1.9381e-06 | 2.2395e-06 | 1.7218e-06 | 1.7206e-06 | 2.1962e-06 | 2.0838e-06 | 2.3104e-06 | 1.8257e-06 | 1.5575e-06 | 1.7476e-06 | 1.8945e-06 | 1.885e-06 | 1.7473e-06 | 1.8331e-06 | 1.9509e-06 | 1.7789e-06 | 1.9784e-06 | 1.8553e-06 | 1.7567e-06 | 1.7913e-06 | 1.862e-06 | 2.1489e-06 | 2.0839e-06 | 1.5098e-06 | 1.8664e-06 | 1.9972e-06 | 1.8396e-06 | 1.7148e-06 | 1.5958e-06 | 1.9535e-06 | 1.7624e-06 | 1.8828e-06 | 1.7377e-06 | 1.8286e-06 | 1.6918e-06 | 1.5435e-06 | 2.0278e-06 | 1.9527e-06 | 1.8613e-06 | 1.6532e-06 | 1.6374e-06 | 1.71e-06 | 1.8588e-06 | 2.2952e-06 | 1.531e-06 | 1.9035e-06 | 1.9246e-06 | 2.1749e-06 | 1.9074e-06 | 1.5834e-06 | 1.6786e-06 | 1.821e-06 | 1.5288e-06 | 1.8323e-06 | 1.7754e-06 | 1.8744e-06 | 1.7863e-06 | 1.9557e-06 | 1.9157e-06 | 1.7559e-06 | 1.8565e-06 | 1.813e-06 | 1.856e-06 | 1.9005e-06 | 2.0104e-06 | 1.6708e-06 | 2.0758e-06 | 1.8483e-06 | 1.7387e-06 | 1.8969e-06 | 1.8578e-06 | 1.7749e-06 | 2.0163e-06 | 1.8149e-06 | 1.7228e-06 | 2.07e-06 | 1.6549e-06 | 1.9254e-06 | 2.1857e-06 | 1.9764e-06 | 1.926e-06 | 1.7496e-06 | 1.9497e-06 | 1.7327e-06 | 1.9174e-06 | 1.8395e-06 | 1.4324e-06 | 2.0133e-06 | 1.912e-06 | 1.9447e-06 | 1.7354e-06 | 1.937e-06 | 1.7784e-06 | 2.0197e-06 | 1.7866e-06 | 1.7132e-06 | 2.1118e-06 | 2.0407e-06 | 1.8285e-06 | 1.5923e-06 | 2.0696e-06 | 1.8067e-06 | 1.9163e-06 | 1.8783e-06 | 2.1007e-06 | 1.5583e-06 | 2.0089e-06 | 1.8222e-06 | 1.803e-06 | 1.6014e-06 | 1.7929e-06 | 2.0288e-06 | 1.8577e-06 | 1.858e-06 | 1.9398e-06 | 2.1829e-06 | 1.9399e-06 | 1.9747e-06 | 2.1987e-06 | 1.9613e-06 | 1.7888e-06 | 1.5671e-06 | 1.7864e-06 | 2.061e-06 | 1.5907e-06 | 2.106e-06 | 1.6464e-06 | 1.7614e-06 | 1.8749e-06 | 1.8934e-06 | 1.8157e-06 | 1.8219e-06 | 1.4879e-06 | 2.2141e-06 | 1.8314e-06 | 2.257e-06 | 2.0062e-06 | 2.2276e-06 | 1.5632e-06 | 1.5025e-06 | 1.9404e-06 | 1.7876e-06 | 1.6169e-06 | 1.6646e-06 | 1.7232e-06 | 1.9055e-06 | 1.9105e-06 | 2.0056e-06 | 1.9558e-06 | 1.8671e-06 | 1.929e-06 | 1.8371e-06 | 1.7691e-06 | 1.6917e-06 | 1.6238e-06 | 1.7473e-06 | 1.7803e-06 | 1.8696e-06 | 1.6837e-06 | 1.635e-06 | 1.7165e-06 | 1.6167e-06 | 1.6139e-06 | 1.6319e-06 | 2.0205e-06 | 1.741e-06 | 1.8563e-06 | 1.8816e-06 | 1.9857e-06 | 1.84e-06 | 1.8754e-06 | 2.1434e-06 | 1.9686e-06 | 1.9794e-06 | 2.118e-06 | 1.8538e-06 | 2.181e-06 | 1.8851e-06 | 1.9271e-06 | 1.6427e-06 | 2.0152e-06 | 1.8952e-06 | 2.0573e-06 | 1.402e-06 | 1.9985e-06 | 2.0149e-06 | 1.6686e-06 | 1.8104e-06 | 1.8436e-06 | 1.6722e-06 | 1.855e-06 | 1.8401e-06 | 2.115e-06 | 2.0558e-06 | 2.0511e-06 | 1.7972e-06 | 1.6698e-06 | 1.8635e-06 | 1.5554e-06 | 2.0868e-06 | 1.7212e-06 | 1.7618e-06 | 1.8806e-06 | 1.6439e-06 | 2.1448e-06 | 1.6426e-06 | 2.0256e-06 | 1.8676e-06 | 1.8229e-06 | 1.7963e-06 | 1.8152e-06 | 2.1574e-06 | 1.678e-06 | 1.7816e-06 | 1.8356e-06 | 1.9738e-06 | 2.1369e-06 | 1.8815e-06 | 1.6855e-06 | 1.8896e-06 | 2.0945e-06 | 2.0248e-06 | 1.717e-06 | 1.7129e-06 | 1.8131e-06 | 1.8352e-06 | 1.7237e-06 | 2.2827e-06 | 1.8272e-06 | 2.1533e-06 | 1.7685e-06 | 1.8779e-06 | 1.6874e-06 | 1.8704e-06 | 1.8715e-06 | 2.2084e-06 | 1.8786e-06 | 1.6099e-06 | 1.866e-06 | 1.9318e-06 | 1.7863e-06 | 1.9462e-06 | 1.9548e-06 | 1.7854e-06 | 1.8298e-06 | 1.5977e-06 | 1.9689e-06 | 1.6782e-06 | 1.7509e-06 | 2.1347e-06 | 1.6486e-06 | 1.6009e-06 | 1.8769e-06 | 1.7133e-06 | 1.8188e-06 | 2.1019e-06 | 1.8442e-06 | 1.7522e-06 | 1.9319e-06 | 2.0581e-06 | 1.3332e-06 | 1.7349e-06 | 1.8017e-06 | 1.5603e-06 | 1.7852e-06 | 1.5853e-06 | 1.5958e-06 | 1.9257e-06 | 1.8354e-06 | 1.6479e-06 | 2.1914e-06 | 2.1421e-06 | 2.2884e-06 | 1.4954e-06 | 1.6394e-06 | 1.932e-06 | 1.7666e-06 | 1.621e-06 | 1.8581e-06 | 1.5471e-06 | 1.6884e-06 | 1.9398e-06 | 1.8681e-06 | 1.7103e-06 | 2.223e-06 | 2.2199e-06 | 1.7014e-06 | 1.7627e-06 | 1.3824e-06 | 1.8898e-06 | 2.0246e-06 | 1.9487e-06 | 2.0613e-06 | 2.0564e-06 | 1.9017e-06 | 2.1691e-06 | 1.907e-06 | 1.8302e-06 | 1.6853e-06 | 1.7319e-06 | 1.7673e-06 | 1.6764e-06 | 2.2199e-06 | 1.9009e-06 | 1.9326e-06 | 2.0663e-06 | 2.1889e-06 | 1.8398e-06 | 1.4859e-06 | 1.926e-06 | 2.0113e-06 | 1.7727e-06 | 1.6761e-06 | 1.5931e-06 | 2.0538e-06 | 1.686e-06 | 1.5223e-06 | 1.4729e-06 | 1.6343e-06 | 1.4959e-06 | 1.9589e-06 | 2.0139e-06 | 1.931e-06 | 1.9733e-06 | 1.8534e-06 | 1.9061e-06 | 1.7236e-06 | 1.9358e-06 | 2.1877e-06 | 1.5675e-06 | 1.8579e-06 | 1.8716e-06 | 2.0776e-06 | 1.3692e-06 | 2.057e-06 | 1.4216e-06 | 1.461e-06 | 2.171e-06 | 1.9254e-06 | 1.7968e-06 | 1.9427e-06 | 1.9734e-06 | 1.6353e-06 | 1.8686e-06 | 1.787e-06 | 1.661e-06 | 1.8863e-06 | 1.7741e-06 | 1.7891e-06 | 1.3965e-06 | 1.3075e-06 | 1.5822e-06 | 1.7071e-06 | 1.76e-06 | 2.0206e-06 | 1.6259e-06 | 1.8939e-06 | 1.9346e-06 | 1.8886e-06 | 1.7943e-06 | 1.7233e-06 | 2.3507e-06 | 2.0087e-06 | 2.0242e-06 | 2.3485e-06 | 1.7939e-06 | 1.9965e-06 | 1.9788e-06 | 1.6412e-06 | 1.5488e-06 | 1.5024e-06 | 1.792e-06 | 1.8351e-06 | 2.2225e-06 | 1.8654e-06 | 2.179e-06 | 2.047e-06 | 1.8002e-06 | 1.6445e-06 | 1.7974e-06 | 1.8756e-06 | 1.7769e-06 | 1.8824e-06 | 1.9483e-06 | 2.2309e-06 | 1.4988e-06 | 2.075e-06 | 1.6675e-06 | 1.9942e-06 | 1.4991e-06 | 1.7179e-06 | 2.2662e-06 | 1.9851e-06 | 2.1813e-06 | 1.8198e-06 | 1.865e-06 | 1.4468e-06 | 1.7716e-06 | 1.7457e-06 | 2.0691e-06 | 2.079e-06 | 2.0967e-06 | 1.6975e-06 | 2.1975e-06 | 1.6662e-06 | 2.0415e-06 | 1.8791e-06 | 2.3937e-06 | 1.8592e-06 | 1.4503e-06 | 2.082e-06 | 2.0354e-06 | 2.1028e-06 | 2.0599e-06 | 1.9082e-06 | 1.6047e-06 | 1.8994e-06 | 1.9437e-06 | 1.6759e-06 | 2.0393e-06 | 2.0567e-06 | 1.7557e-06 | 1.4286e-06 | 1.8875e-06 | 1.908e-06 | 1.9786e-06 | 1.4964e-06 | 2.1122e-06 | 1.9448e-06 | 2.0748e-06 | 1.9243e-06 | 1.9186e-06 | 1.4629e-06 | 1.8309e-06 | 1.4917e-06 | 1.6899e-06 | 2.0079e-06 | 1.542e-06 | 1.7596e-06 | 1.5957e-06 | 1.7837e-06 | 1.7162e-06 | 1.6876e-06 | 1.3603e-06 | 2.2935e-06 | 2.0935e-06 | 1.8277e-06 | 1.7794e-06 | 1.9207e-06 | 1.8378e-06 | 2.217e-06 | 2.0593e-06 | 1.8805e-06 | 1.9079e-06 | 2.1737e-06 | 1.857e-06 | 1.858e-06 | 1.7822e-06 | 1.9935e-06 | 1.8195e-06 | 1.7506e-06 | 1.8052e-06 | 1.6192e-06 | 1.9267e-06 | 2.0809e-06 | 1.9105e-06 | 1.9405e-06 | 1.9603e-06 | 1.9551e-06 | 2.0096e-06 | 1.8533e-06 | 2.1186e-06 | 1.5634e-06 | 1.8828e-06 | 2.0023e-06 | 1.9367e-06 | 1.671e-06 | 2.157e-06 | 2.0042e-06 | 1.9612e-06 | 1.8735e-06 | 1.6217e-06 | 1.6141e-06 | 1.8227e-06 | 2.0366e-06 | 1.5251e-06 | 1.8968e-06 | 1.7523e-06 | 1.9958e-06 | 1.7917e-06 | 1.872e-06 | 2.0492e-06 | 2.0259e-06 | 1.8927e-06 | 1.9124e-06 | 2.0104e-06 | 1.7244e-06 | 1.8637e-06 | 1.8165e-06 | 1.9075e-06 | 1.9495e-06 | 1.6885e-06 | 1.8792e-06 | 1.835e-06 | 1.9211e-06 | 1.9789e-06 | 1.6185e-06 | 2.0799e-06 | 1.9209e-06 | 1.9236e-06 | 2.079e-06 | 1.8128e-06 | 1.9155e-06 | 1.7573e-06 | 1.9112e-06 | 1.6039e-06 | 1.7975e-06 | 1.6426e-06 | 1.7395e-06 | 1.4661e-06 | 1.7381e-06 | 2.2754e-06 | 1.9711e-06 | 2.1179e-06 | 1.7526e-06 | 1.6004e-06 | 2.1811e-06 | 1.8456e-06 | 1.6716e-06 | 2.1791e-06 | 1.9247e-06 | 1.9947e-06 | 2.0552e-06 | 1.6449e-06 | 1.5796e-06 | 2.1553e-06 | 1.9216e-06 | 1.8712e-06 | 2.1402e-06 | 1.7936e-06 | 1.714e-06 | 1.9748e-06 | 1.7343e-06 | 2.0152e-06 | 1.6354e-06 | 2.0809e-06 | 1.8186e-06 | 1.8559e-06 | 1.948e-06 | 1.7674e-06 | 1.6764e-06 | 1.6346e-06 | 1.7095e-06 | 1.8572e-06 | 1.5555e-06 | 2.0742e-06 | 1.6676e-06 | 2.0812e-06 | 1.907e-06 | 1.7529e-06 | 1.6305e-06 | 1.8459e-06 | 1.5917e-06 | 1.6143e-06 | 1.6365e-06 | 2.3222e-06 | 1.8758e-06 | 1.7537e-06 | 1.71e-06 | 1.56e-06 | 2.0168e-06 | 1.8296e-06 | 2.0568e-06 | 1.9194e-06 | 1.7234e-06 | 1.9026e-06 | 1.9069e-06 | 1.9488e-06 | 2.3749e-06 | 1.9266e-06 | 2.2416e-06 | 2.1524e-06 | 1.8428e-06 | 1.8093e-06 | 1.6554e-06 | 1.7595e-06 | 1.8025e-06 | 1.8297e-06 | 1.7448e-06 | 1.9036e-06 | 1.836e-06 | 1.692e-06 | 1.6765e-06 | 1.9484e-06 | 1.6746e-06 | 1.9722e-06 | 1.9034e-06 | 2.2678e-06 | 1.4487e-06 | 1.9484e-06 | 1.9079e-06 | 1.8412e-06 | 1.7768e-06 | 1.7111e-06 | 1.9871e-06 | 1.8592e-06 | 1.966e-06 | 1.9691e-06 | 2.1486e-06 | 1.722e-06 | 1.9201e-06 | 1.816e-06 | 1.5183e-06 | 1.9402e-06 | 1.9631e-06 | 1.8298e-06 | 2.4517e-06 | 1.7771e-06 | 1.6673e-06 | 1.5388e-06 | 1.9408e-06 | 2.0025e-06 | 2.0118e-06 | 2.3067e-06 | 1.9152e-06 | 1.8164e-06 | 1.7584e-06 | 1.7457e-06 | 1.9781e-06 | 1.8955e-06 | 2.1592e-06 | 1.6388e-06 | 1.8651e-06 | 1.4902e-06 | 1.7366e-06 | 1.9507e-06 | 2.0005e-06 | 2.0369e-06 | 1.796e-06 | 1.8252e-06 | 1.927e-06 | 1.7273e-06 | 2.1793e-06 | 1.6419e-06 | 1.6826e-06 | 1.5558e-06 | 1.8281e-06 | 1.8376e-06 | 1.4348e-06 | 1.7783e-06 | 1.7327e-06 | 1.9333e-06 | 2.2112e-06 | 1.461e-06 | 1.9366e-06 | 1.7003e-06 | 2.1192e-06 | 1.8529e-06 | 1.8117e-06 | 1.718e-06 | 1.7601e-06 | 2.0077e-06 | 1.7196e-06 | 2.0673e-06 | 1.8592e-06 | 1.8702e-06 | 1.878e-06 | 1.4232e-06 | 1.5318e-06 | 1.8083e-06 | 1.3663e-06 | 1.7185e-06 | 1.9413e-06 | 1.5135e-06 | 1.9506e-06 | 1.5942e-06 | 1.5125e-06 | 1.4981e-06 | 1.7547e-06 | 1.7319e-06 | 1.9379e-06 | 2.0334e-06 | 1.6404e-06 | 1.9761e-06 | 2.1399e-06 | 1.7035e-06 | 1.8112e-06 | 1.965e-06 | 2.0127e-06 | 1.7987e-06 | 1.7968e-06 | 2.0734e-06 | 2.1085e-06 | 1.9725e-06 | 1.7461e-06 | 1.9569e-06 | 1.9963e-06 | 1.6247e-06 | 1.9333e-06 | 1.9536e-06 | 1.8224e-06 | 1.757e-06 | 1.8868e-06 | 1.8445e-06 | 1.6446e-06 | 1.8943e-06 | 1.9507e-06 | 2.0049e-06 | 1.7231e-06 | 1.927e-06 | 1.6362e-06 | 1.9975e-06 | 1.7886e-06 | 1.7636e-06 | 1.6203e-06 | 2.0139e-06 | 2.0394e-06 | 1.8069e-06 | 1.7019e-06 | 1.7422e-06 | 1.8033e-06 | 1.8616e-06 | 2.0787e-06 | 1.7977e-06 | 2.0279e-06 | 1.8799e-06 | 1.9424e-06 | 1.8055e-06 | 1.8468e-06 | 1.7961e-06 | 1.8372e-06 | 1.9355e-06 | 1.8974e-06 | 1.9336e-06 | 1.9459e-06 | 1.6546e-06 | 1.96e-06 | 1.7564e-06 | 1.5469e-06 | 1.8015e-06 | 1.7616e-06 | 1.5176e-06 | 1.9284e-06 | 1.9074e-06 | 1.9298e-06 | 1.7726e-06 | 1.8997e-06 | 1.8621e-06 | 1.5994e-06 | 2.096e-06 | 1.7433e-06 | 1.6843e-06 | 1.7125e-06 | 1.6667e-06 | 1.6999e-06 | 1.6125e-06 | 1.8994e-06 | 1.8867e-06 | 2.1646e-06 | 1.9686e-06 | 1.8246e-06 | 1.5139e-06 | 1.7633e-06 | 1.9685e-06 | 1.6603e-06 | 1.8484e-06 | 1.7653e-06 | 1.7909e-06 | 2.0548e-06 | 1.9507e-06 | 2.0572e-06 | 1.8582e-06 | 1.7208e-06 | 1.8261e-06 | 1.6478e-06 | 2.0149e-06 | 2.162e-06 | 1.8006e-06 | 1.9027e-06 | 1.8914e-06 | 1.894e-06 | 1.7962e-06 | 1.7963e-06 | 2.0142e-06 | 1.8459e-06 | 1.6835e-06 | 1.6783e-06 | 2.1345e-06 | 2.0077e-06 | 1.9322e-06 | 1.6568e-06 | 1.9979e-06 | 1.5198e-06 | 1.9082e-06 | 1.9079e-06 | 1.7963e-06 | 1.9045e-06 | 1.9973e-06 | 2.0355e-06 | 1.5773e-06 | 1.8936e-06 | 2.1065e-06 | 1.8936e-06 | 1.6741e-06 | 1.7713e-06 | 1.6842e-06 | 1.8631e-06 | 1.9279e-06 | 2.1036e-06 | 2.1008e-06 | 2.0784e-06 | 1.9226e-06 | 1.9068e-06 | 1.6097e-06 | 1.984e-06 | 1.7588e-06 | 2.0932e-06 | 1.6046e-06 | 1.857e-06 | 2.0106e-06 | 2.106e-06 | 1.9422e-06 | 1.8021e-06 | 1.6513e-06 | 1.9367e-06 | 1.6939e-06 | 1.5936e-06 | 2.0686e-06 | 1.8117e-06 | 1.8597e-06 | 1.7122e-06 | 1.7247e-06 | 1.6084e-06 | 2.2097e-06 | 1.9969e-06 | 1.4748e-06 | 1.956e-06 | 1.7158e-06 | 1.6791e-06 | 1.5742e-06 | 1.8401e-06 | 1.5618e-06 | 1.9013e-06 | 1.8424e-06 | 1.8455e-06 | 2.0758e-06 | 1.8307e-06 | 1.9775e-06 | 1.7202e-06 | 1.8688e-06 | 1.7926e-06 | 1.823e-06 | 1.4274e-06 | 2.1898e-06 | 2.0289e-06 | 1.7378e-06 | 2.1717e-06 | 1.6507e-06 | 1.9481e-06 | 2.0077e-06 | 1.7384e-06 | 1.8624e-06 | 1.8596e-06 | 2.0419e-06 | 1.7005e-06 | 1.8211e-06 | 1.7946e-06 | 1.6067e-06 | 2.2851e-06 | 1.7177e-06 | 1.6489e-06 | 1.7989e-06 | 1.7072e-06 | 1.8569e-06 | 1.9542e-06 | 1.831e-06 | 1.7918e-06 | 1.6684e-06 | 1.6411e-06 | 1.3783e-06 | 1.6523e-06 | 1.8605e-06 | 1.8698e-06 | 1.9001e-06 | 2.0078e-06 | 2.1743e-06 | 1.9201e-06 | 2.1163e-06 | 1.8936e-06 | 1.872e-06 | 2.0401e-06 | 1.9651e-06 | 1.6626e-06 | 1.8398e-06 | 1.9043e-06 | 1.8161e-06 | 1.6962e-06 | 1.9931e-06 | 1.761e-06 | 1.8668e-06 | 1.8617e-06 | 1.6327e-06 | 1.7367e-06 | 2.2536e-06 | 1.6057e-06 | 1.6408e-06 | 1.9472e-06 | 1.9894e-06 | 1.5746e-06 | 1.9299e-06 | 2.1449e-06 | 2.08e-06 | 1.5097e-06 | 2.0377e-06 | 1.9783e-06 | 1.706e-06 | 1.9353e-06 | 1.712e-06 | 1.842e-06 | 1.8915e-06 | 1.6622e-06 | 1.6362e-06 | 2.1814e-06 | 1.8115e-06 | 1.5943e-06 | 2.003e-06 | 2.2929e-06 | 1.8467e-06 | 1.6838e-06 | 1.6027e-06 | 1.9951e-06 | 1.4817e-06 | 1.8153e-06 | 2.1146e-06 | 1.8187e-06 | 1.6477e-06 | 1.8858e-06 | 1.9749e-06 | 1.9828e-06 | 1.7947e-06 | 2.0212e-06 | 1.8808e-06 | 1.808e-06 | 1.7842e-06 | 1.6888e-06 | 1.7356e-06 | 2.1373e-06 | 1.8422e-06 | 1.6127e-06 | 1.904e-06 | 2.0867e-06 | 1.5712e-06 | 2.0153e-06 | 1.9927e-06 | 1.8184e-06 | 1.4909e-06 | 1.541e-06 | 2.0814e-06 | 1.6856e-06 | 1.8988e-06 | 1.8165e-06 | 1.8454e-06 | 2.0409e-06 | 1.7965e-06 | 2.0464e-06 | 1.9206e-06 | 1.8131e-06 | 1.8653e-06 | 2.1351e-06 | 1.9354e-06 | 1.9215e-06 | 1.5859e-06 | 1.8241e-06 | 1.7741e-06 | 1.7502e-06 | 2.1142e-06 | 2.1894e-06 | 2.0238e-06 | 1.5765e-06 | 1.6476e-06 | 1.9886e-06 | 1.6506e-06 | 1.7762e-06 | 1.8119e-06 | 1.7876e-06 | 1.9655e-06 | 1.7124e-06 | 2.159e-06 | 1.9339e-06 | 1.7183e-06 | 1.5746e-06 | 2.0132e-06 | 1.7694e-06 | 1.8665e-06 | 1.7621e-06 | 1.7456e-06 | 1.9602e-06 | 1.8857e-06 | 2.0117e-06 | 2.0877e-06 | 1.7032e-06 | 1.6738e-06 | 1.7863e-06 | 1.8118e-06 | 1.7564e-06 | 1.9369e-06 | 2.0371e-06 | 1.8699e-06 | 2.0582e-06 | 1.9965e-06 | 1.809e-06 | 1.9652e-06 | 1.8059e-06 | 1.9287e-06 | 1.7898e-06 | 2.0349e-06 | 1.6039e-06 | 1.5664e-06 | 1.837e-06 | 1.9306e-06 | 1.9804e-06 | 2.1205e-06 | 1.9578e-06 | 1.8203e-06 | 1.7624e-06 | 1.8561e-06 | 1.5374e-06 | 1.8314e-06 | 1.8058e-06 | 1.7146e-06 | 1.6833e-06 | 1.9697e-06 | 1.5831e-06 | 1.7641e-06 | 1.7568e-06 | 1.5687e-06 | 1.6131e-06 | 1.5306e-06 | 2.0701e-06 | 1.375e-06 | 1.7302e-06 | 2.1148e-06 | 1.7394e-06 | 1.7224e-06 | 1.9403e-06 | 1.8753e-06 | 1.564e-06 | 2.1987e-06 | 1.8255e-06 | 1.8196e-06 | 1.6836e-06 | 1.8695e-06 | 1.8653e-06 | 2.0011e-06 | 1.6074e-06 | 1.606e-06 | 1.644e-06 | 1.7583e-06 | 1.691e-06 | 1.3802e-06 | 1.7443e-06 | 1.759e-06 | 1.7855e-06 | 1.7672e-06 | 1.8301e-06 | 1.9223e-06 | 1.6317e-06 | 2.0073e-06 | 1.9216e-06 | 1.622e-06 | 1.7446e-06 | 1.3456e-06 | 1.8747e-06 | 2.1187e-06 | 1.7543e-06 | 1.791e-06 | 1.7852e-06 | 1.7787e-06 | 1.8282e-06 | 1.8255e-06 | 1.8058e-06 | 1.85e-06 | 1.7525e-06 | 2.1285e-06 | 2.2464e-06 | 1.7818e-06 | 1.9236e-06 | 1.9625e-06 | 1.7818e-06 | 1.6763e-06 | 2.424e-06 | 1.6087e-06 | 1.9961e-06 | 2.1514e-06 | 1.9918e-06 | 1.6153e-06 | 1.9388e-06 | 1.6897e-06 | 2.1065e-06 | 1.8296e-06 | 2.1795e-06 | 2.0887e-06 | 1.4846e-06 | 2.1468e-06 | 1.8203e-06 | 1.6484e-06 | 1.7382e-06 | 2.1188e-06 | 1.7332e-06 | 1.9152e-06 | 2.1518e-06 | 1.7582e-06 | 1.635e-06 | 1.8458e-06 | 1.9462e-06 | 1.9278e-06 | 2.0466e-06 | 1.8078e-06 | 2.0786e-06 | 1.8549e-06 | 1.7511e-06 | 1.5527e-06 | 1.8102e-06 | 1.8881e-06 | 1.6665e-06 | 2.0673e-06 | 2.0783e-06 | 1.766e-06 | 1.9378e-06 | 2.1393e-06 | 2.0548e-06 | 2.0701e-06 | 1.8777e-06 | 2.0522e-06 | 1.7624e-06 | 1.6483e-06 | 1.9825e-06 | 1.8339e-06 | 2.1287e-06 | 1.8989e-06 | 2.1707e-06 | 1.9635e-06 | 1.8669e-06 | 1.5696e-06 | 1.9237e-06 | 1.8602e-06 | 2.1501e-06 | 1.79e-06 | 1.7618e-06 | 1.8609e-06 | 1.7548e-06 | 1.8979e-06 | 1.7032e-06 | 2.2464e-06 | 1.6209e-06 | 1.7348e-06 | 1.5994e-06 | 2.0851e-06 | 1.5631e-06 | 1.8324e-06 | 1.6149e-06 | 2.0792e-06 | 1.7861e-06 | 1.9803e-06 | 1.662e-06 | 1.6783e-06 | 1.5665e-06 | 1.7087e-06 | 1.962e-06 | 1.7093e-06 | 1.7203e-06 | 1.8663e-06 | 2.0676e-06 | 1.5565e-06 | 1.6764e-06 | 1.8229e-06 | 1.8769e-06 | 2.029e-06 | 2.0675e-06 | 1.9036e-06 | 1.8516e-06 | 1.9098e-06 | 1.6312e-06 | 1.8222e-06 | 1.7313e-06 | 1.4679e-06 | 1.7367e-06 | 2.0415e-06 | 1.9985e-06 | 1.7375e-06 | 1.6937e-06 | 2.0418e-06 | 2.2764e-06 | 2.1328e-06 | 1.9352e-06 | 1.9936e-06 | 2.0475e-06 | 2.0213e-06 | 1.4769e-06 | 1.6451e-06 | 1.9991e-06 | 2.0321e-06 | 1.7409e-06 | 1.799e-06 | 1.5622e-06 | 1.5624e-06 | 2.1767e-06 | 1.6665e-06 | 2.0556e-06 | 1.848e-06 | 1.6874e-06 | 2.0082e-06 | 2.012e-06 | 1.6333e-06 | 1.7398e-06 | 1.82e-06 | 1.7231e-06 | 1.9504e-06 | 2.0121e-06 | 1.7869e-06 | 1.5988e-06 | 1.9249e-06 | 2.0411e-06 | 1.7603e-06 | 2.0288e-06 | 1.6081e-06 | 2.1268e-06 | 1.7491e-06 | 1.5719e-06 | 1.6561e-06 | 1.9061e-06 | 2.0697e-06 | 1.9068e-06 | 1.9249e-06 | 1.9873e-06 | 2.0221e-06 | 1.8975e-06 | 1.5332e-06 | 1.8812e-06 | 1.828e-06 | 1.7992e-06 | 1.8386e-06 | 1.8835e-06 | 1.7614e-06 | 1.7611e-06 | 1.9198e-06 | 2.2168e-06 | 1.6963e-06 | 1.6979e-06 | 2.1087e-06 | 1.8973e-06 | 1.9134e-06 | 1.9949e-06 | 1.721e-06 | 1.9528e-06 | 1.7868e-06 | 1.8362e-06 | 2.0081e-06 | 1.6383e-06 | 1.5676e-06 | 2.2956e-06 | 1.7458e-06 | 1.7685e-06 | 1.9574e-06 | 2.0863e-06 | 2.0501e-06 | 2.1384e-06 | 1.6869e-06 | 1.6009e-06 | 1.4006e-06 | 1.7681e-06 | 1.8531e-06 | 1.7459e-06 | 1.9213e-06 | 1.567e-06 | 1.8178e-06 | 1.9025e-06 | 2.0316e-06 | 1.9914e-06 | 1.8698e-06 | 2.1323e-06 | 1.9076e-06 | 1.6669e-06 | 1.7805e-06 | 1.8945e-06 | 1.5568e-06 | 1.7785e-06 | 1.9511e-06 | 1.5285e-06 | 1.6901e-06 | 1.6351e-06 | 1.8436e-06 | 1.9117e-06 | 1.6031e-06 | 2.1068e-06 | 2.0024e-06 | 2.1559e-06 | 1.7455e-06 | 1.7772e-06 | 1.9703e-06 | 1.8133e-06 | 1.5012e-06 | 2.0501e-06 | 2.0594e-06 | 1.8903e-06 | 1.8488e-06 | 1.6841e-06 | 2.2289e-06 | 1.7385e-06 | 2.0362e-06 | 1.892e-06 | 1.658e-06 | 1.7607e-06 | 1.7106e-06 | 1.8478e-06 | 2.0347e-06 | 1.8759e-06 | 1.7786e-06 | 1.8024e-06 | 1.9324e-06 | 1.8836e-06 | 1.9596e-06 | 1.8429e-06 | 1.9605e-06 | 1.8578e-06 | 1.777e-06 | 1.494e-06 | 1.8211e-06 | 1.5767e-06 | 1.7813e-06 | 2.1679e-06 | 1.9017e-06 | 2.203e-06 | 1.768e-06 | 1.6981e-06 | 1.9903e-06 | 1.8837e-06 | 2.1756e-06 | 1.6944e-06 | 1.7335e-06 | 1.6069e-06 | 1.706e-06 | 1.9733e-06 | 1.6721e-06 | 2.1525e-06 | 1.747e-06 | 1.6583e-06 | 1.6977e-06 | 1.5265e-06 | 1.8192e-06 | 1.9676e-06 | 2.1016e-06 | 1.8224e-06 | 1.6595e-06 | 1.9225e-06 | 1.786e-06 | 1.9573e-06 | 1.901e-06 | 1.7486e-06 | 2.1731e-06 | 1.7826e-06 | 1.7467e-06 | 1.5679e-06 | 1.8009e-06 | 1.8506e-06 | 1.6927e-06 | 1.4847e-06 | 1.806e-06 | 1.9959e-06 | 2.0277e-06 | 1.8228e-06 | 1.9836e-06 | 2.0914e-06 | 2.0515e-06 | 1.7622e-06 | 1.7357e-06 | 2.1258e-06 | 1.7478e-06 | 1.7321e-06 | 1.8144e-06 | 1.9544e-06 | 1.8891e-06 | 2.0921e-06 | 2.0421e-06 | 1.5662e-06 | 1.8599e-06 | 1.942e-06 | 1.8847e-06 | 1.966e-06 | 1.8876e-06 | 1.8592e-06 | 1.8485e-06 | 1.7541e-06 | 1.5029e-06 | 1.6619e-06 | 2.1213e-06 | 1.9401e-06 | 1.7791e-06 | 1.8624e-06 | 1.7281e-06 | 1.8343e-06 | 1.9607e-06 | 1.9347e-06 | 2.2751e-06 | 1.9738e-06 | 1.8357e-06 | 1.8674e-06 | 1.7258e-06 | 1.9753e-06 | 2.0628e-06 | 1.6288e-06 | 1.9698e-06 | 1.8818e-06 | 1.857e-06 | 1.9725e-06 | 1.5672e-06 | 1.9793e-06 | 1.9261e-06 | 2.1995e-06 | 1.8849e-06 | 1.9857e-06 | 1.6129e-06 | 1.6054e-06 | 1.9578e-06 | 2.2421e-06 | 1.9898e-06 | 1.9889e-06 | 1.8241e-06 | 2.0224e-06 | 1.7653e-06 | 1.443e-06 | 1.895e-06 | 1.9142e-06 | 1.7802e-06 | 2.1187e-06 | 1.899e-06 | 2.1713e-06 | 1.954e-06 | 1.5505e-06 | 2.0803e-06 | 2.1009e-06 | 1.8833e-06 | 1.8869e-06 | 1.8558e-06 | 1.8281e-06 | 2.3159e-06 | 1.8616e-06 | 2.0299e-06 | 1.7402e-06 | 1.6612e-06 | 1.8309e-06 | 1.7474e-06 | 2.1404e-06 | 1.9688e-06 | 1.8862e-06 | 1.4857e-06 | 1.9034e-06 | 1.9029e-06 | 1.7393e-06 | 2.2218e-06 | 2.0286e-06 | 1.8919e-06 | 1.6894e-06 | 2.0561e-06 | 1.8157e-06 | 1.945e-06 | 1.6619e-06 | 2.1324e-06 | 2.0288e-06 | 2.0256e-06 | 1.6281e-06 | 1.8083e-06 | 2.0515e-06 | 1.783e-06 | 1.9533e-06 | 2.0236e-06 | 1.765e-06 | 1.6123e-06 | 1.904e-06 | 1.8859e-06 | 1.9621e-06 | 1.4901e-06 | 1.7218e-06 | 2.0123e-06 | 1.9806e-06 | 2.0597e-06 | 1.7484e-06 | 2.0735e-06 | 1.869e-06 | 1.9668e-06 | 1.7555e-06 | 1.5573e-06 | 2.0141e-06 | 2.1789e-06 | 1.6564e-06 | 2.0077e-06 | 1.8058e-06 | 1.8951e-06 | 1.9467e-06 | 1.9876e-06 | 1.6385e-06 | 1.9642e-06 | 1.4518e-06 | 1.9549e-06 | 1.8488e-06 | 2.0834e-06 | 2.0855e-06 | 1.7101e-06 | 1.7959e-06 | 1.6266e-06 | 2.0023e-06 | 2.0392e-06 | 1.6016e-06 | 1.8272e-06 | 2.0429e-06 | 1.91e-06 | 1.9399e-06 | 1.8529e-06 | 2.2147e-06 | 1.4244e-06 | 1.5911e-06 | 2.1021e-06 | 1.8855e-06 | 2.0846e-06 | 1.9647e-06 | 1.7242e-06 | 2.0574e-06 | 1.5965e-06 | 2.1338e-06 | 1.8769e-06 | 1.8007e-06 | 1.7573e-06 | 1.7952e-06 | 2.2448e-06 | 1.7856e-06 | 1.9642e-06 | 1.7293e-06 | 1.9904e-06 | 1.6169e-06 | 1.8355e-06 | 1.7014e-06 | 1.9329e-06 | 2.0376e-06 | 2.0812e-06 | 2.1266e-06 | 1.8466e-06 | 2.1115e-06 | 2.1905e-06 | 1.4768e-06 | 1.8606e-06 | 1.6388e-06 | 1.8051e-06 | 1.7168e-06 | 1.8698e-06 | 1.924e-06 | 2.0155e-06 | 2.0066e-06 | 1.8064e-06 | 1.8748e-06 | 1.885e-06 | 1.7318e-06 | 1.6312e-06 | 1.9156e-06 | 1.7337e-06 | 1.776e-06 | 1.4472e-06 | 1.6862e-06 | 1.5862e-06 | 1.842e-06 | 2.0635e-06 | 1.7945e-06 | 1.7136e-06 | 2.0171e-06 | 2.2313e-06 | 1.6136e-06 | 1.9221e-06 | 2.1381e-06 | 2.113e-06 | 1.6388e-06 | 2.0738e-06 | 1.665e-06 | 1.7909e-06 | 1.8726e-06 | 2.1568e-06 | 1.7807e-06 | 1.8788e-06 | 1.9525e-06 | 1.9639e-06 | 1.8366e-06 | 1.8067e-06 | 1.8345e-06 | 1.8428e-06 | 1.9014e-06 | 1.965e-06 | 1.9812e-06 | 1.7497e-06 | 1.6387e-06 | 1.9233e-06 | 1.9469e-06 | 1.4e-06 | 1.6547e-06 | 1.7702e-06 | 1.7913e-06 | 1.6384e-06 | 2.0673e-06 | 2.1363e-06 | 1.6158e-06 | 1.865e-06 | 1.6934e-06 | 1.9262e-06 | 1.7437e-06 | 1.9234e-06 | 1.6844e-06 | 1.8254e-06 | 1.9827e-06 | 2.0025e-06 | 2.0248e-06 | 1.85e-06 | 1.5548e-06 | 1.9452e-06 | 2.153e-06 | 2.0556e-06 | 1.7052e-06 | 1.5923e-06 | 1.6466e-06 | 2.0777e-06 | 1.723e-06 | 1.803e-06 | 2.0646e-06 | 1.6588e-06 | 1.7739e-06 | 1.7842e-06 | 1.5168e-06 | 1.7154e-06 | 1.7533e-06 | 1.972e-06 | 1.7128e-06 | 1.8558e-06 | 1.8858e-06 | 1.8327e-06 | 1.5484e-06 | 2.0518e-06 | 1.63e-06 | 1.9763e-06 | 1.4361e-06 | 1.8304e-06 | 2.0068e-06 | 1.9472e-06 | 2.1901e-06 | 1.8485e-06 | 1.7361e-06 | 1.8509e-06 | 1.9297e-06 | 2.2699e-06 | 1.9269e-06 | 1.714e-06 | 1.7129e-06 | 1.9021e-06 | 1.7363e-06 | 1.9801e-06 | 1.9744e-06 | 1.9419e-06 | 1.7939e-06 | 1.8005e-06 | 1.8929e-06 | 1.9567e-06 | 1.5278e-06 | 2.2206e-06 | 1.9601e-06 | 1.8326e-06 | 1.6553e-06 | 1.9644e-06 | 1.5379e-06 | 1.8925e-06 | 1.7016e-06 | 2.1665e-06 | 1.8286e-06 | 2.0095e-06 | 1.8828e-06 | 1.8773e-06 | 1.6752e-06 | 2.0337e-06 | 1.8301e-06 | 1.6037e-06 | 1.8735e-06 | 1.9713e-06 | 1.8617e-06 | 2.1666e-06 | 1.9206e-06 | 1.6715e-06 | 1.7861e-06 | 1.8749e-06 | 1.9485e-06 | 1.9361e-06 | 1.5061e-06 | 1.9844e-06 | 1.9515e-06 | 1.9062e-06 | 1.8976e-06 | 1.3575e-06 | 1.6863e-06 | 1.7259e-06 | 1.688e-06 | 1.6149e-06 | 2.1327e-06 | 1.7391e-06 | 1.4862e-06 | 1.9769e-06 | 1.7362e-06 | 2.0371e-06 | 2.1937e-06 | 1.6246e-06 | 1.5948e-06 | 1.8174e-06 | 1.7429e-06 | 1.7708e-06 | 1.8017e-06 | 2.0396e-06 | 2.0867e-06 | 2.0376e-06 | 1.7053e-06 | 1.8374e-06 | 1.7225e-06 | 1.4506e-06 | 1.8985e-06 | 1.6499e-06 | 1.936e-06 | 2.0564e-06 | 1.9639e-06 | 1.925e-06 | 1.6082e-06 | 1.5771e-06 | 1.6232e-06 | 1.5226e-06 | 1.7135e-06 | 1.6452e-06 | 2.0218e-06 | 1.6105e-06 | 1.5696e-06 | 1.7403e-06 | 1.8148e-06 | 1.8448e-06 | 1.6618e-06 | 1.9536e-06 | 1.6649e-06 | 1.3092e-06 | 2.2015e-06 | 1.9866e-06 | 2.0608e-06 | 1.8047e-06 | 1.8872e-06 | 1.9854e-06 | 1.6665e-06 | 1.6912e-06 | 1.8009e-06 | 1.867e-06 | 1.5716e-06 | 1.7531e-06 | 1.7249e-06 | 1.5655e-06 | 1.9878e-06 | 2.0574e-06 | 1.7975e-06 | 1.9086e-06 | 1.9896e-06 | 1.8356e-06 | 1.9477e-06 | 1.779e-06 | 2.1219e-06 | 1.9868e-06 | 1.9048e-06 | 1.9105e-06 | 1.7408e-06 | 2.0592e-06 | 2.1074e-06 | 1.9841e-06 | 1.9638e-06 | 1.828e-06 | 1.9765e-06 | 1.9128e-06 | 1.4033e-06 | 2.0219e-06 | 1.7114e-06 | 1.8813e-06 | 2.0292e-06 | 1.6469e-06 | 1.647e-06 | 1.9345e-06 | 2.0814e-06 | 1.5048e-06 | 1.9913e-06 | 1.8225e-06 | 1.9656e-06 | 1.6497e-06 | 1.8781e-06 | 1.5301e-06 | 1.9445e-06 | 1.668e-06 | 1.8745e-06 | 1.5025e-06 | 1.7836e-06 | 1.8574e-06 | 1.7576e-06 | 1.967e-06 | 1.9727e-06 | 1.9771e-06 | 2.0855e-06 | 1.6351e-06 | 1.4111e-06 | 1.7725e-06 | 1.8692e-06 | 2.104e-06 | 1.9261e-06 | 1.8418e-06 | 1.8857e-06 | 1.9753e-06 | 1.8355e-06 | 1.7383e-06 | 1.6334e-06 | 1.7125e-06 | 1.7738e-06 | 1.8742e-06 | 1.6951e-06 | 2.1467e-06 | 1.7788e-06 | 1.6959e-06 | 1.8852e-06 | 2.1479e-06 | 1.6737e-06 | 1.799e-06 | 2.0098e-06 | 1.4898e-06 | 1.7736e-06 | 1.8131e-06 | 1.6964e-06 | 1.7599e-06 | 2.0071e-06 | 1.8938e-06 | 1.7499e-06 | 2.0445e-06 | 2.055e-06 | 1.8571e-06 | 1.9025e-06 | 2.0367e-06 | 1.9691e-06 | 1.7981e-06 | 1.6427e-06 | 1.4278e-06 | 1.9392e-06 | 2.085e-06 | 1.7522e-06 | 1.987e-06 | 1.9704e-06 | 1.9908e-06 | 1.8782e-06 | 1.8991e-06 | 1.7652e-06 | 1.9116e-06 | 1.9524e-06 | 1.9748e-06 | 1.8867e-06 | 1.6417e-06 | 1.7168e-06 | 1.696e-06 | 1.617e-06 | 2.2313e-06 | 1.6841e-06 | 1.7696e-06 | 1.5693e-06 | 1.431e-06 | 1.8562e-06 | 1.6455e-06 | 1.7626e-06 | 1.7289e-06 | 2.2721e-06 | 1.8345e-06 | 1.7661e-06 | 1.9868e-06 | 1.6441e-06 | 1.3257e-06 | 1.7386e-06 | 1.9187e-06 | 1.6364e-06 | 1.9819e-06 | 1.7263e-06 | 1.8639e-06 | 2.3504e-06 | 2.0776e-06 | 1.7518e-06 | 1.6355e-06 | 1.8916e-06 | 1.8203e-06 | 1.6478e-06 | 1.8559e-06 | 1.8068e-06 | 1.7237e-06 | 1.9034e-06 | 1.7851e-06 | 2.012e-06 | 2.0229e-06 | 2.0196e-06 | 1.8138e-06 | 1.7748e-06 | 1.9057e-06 | 1.7459e-06 | 1.6269e-06 | 1.8394e-06 | 1.9224e-06 | 1.609e-06 | 1.6079e-06 | 2.0308e-06 | 1.6055e-06 | 2.0411e-06 | 1.8211e-06 | 2.2729e-06 | 1.5648e-06 | 1.9796e-06 | 1.9193e-06 | 1.8031e-06 | 1.6364e-06 | 1.8404e-06 | 2.134e-06 | 1.7704e-06 | 2.0512e-06 | 1.9627e-06 | 1.8526e-06 | 2.0214e-06 | 1.6577e-06 | 1.6788e-06 | 1.4868e-06 | 1.6246e-06 | 1.9416e-06 | 1.7357e-06 | 1.8574e-06 | 1.3364e-06 | 1.8804e-06 | 1.7292e-06 | 1.7409e-06 | 1.9075e-06 | 1.8969e-06 | 1.8937e-06 | 1.9719e-06 | 1.6926e-06 | 2.0302e-06 | 2.1337e-06 | 1.6539e-06 | 1.4854e-06 | 1.9069e-06 | 1.7447e-06 | 1.7298e-06 | 1.7013e-06 | 1.9261e-06 | 1.8943e-06 | 2.0337e-06 | 1.523e-06 | 1.8634e-06 | 1.6827e-06 | 2.1694e-06 | 1.977e-06 | 1.7243e-06 | 1.9072e-06 | 1.6824e-06 | 1.7291e-06 | 2.0244e-06 | 2.0091e-06 | 1.6791e-06 | 1.9508e-06 | 1.9479e-06 | 1.9902e-06 | 1.7534e-06 | 1.8121e-06 | 2.1044e-06 | 1.7694e-06 | 2.0982e-06 | 1.9899e-06 | 1.6426e-06 | 1.1304e-06 | 1.8642e-06 | 1.3781e-06 | 1.7494e-06 | 1.7179e-06 | 1.8926e-06 | 1.8011e-06 | 1.8491e-06 | 1.6165e-06 | 1.9295e-06 | 1.836e-06 | 1.8991e-06 | 1.9394e-06 | 1.7757e-06 | 1.7134e-06 | 1.6839e-06 | 1.8316e-06 | 1.8416e-06 | 1.9327e-06 | 2.2834e-06 | 2.0385e-06 | 1.425e-06 | 1.7508e-06 | 1.8564e-06 | 1.732e-06 | 2.109e-06 | 1.716e-06 | 2.0643e-06 | 1.9871e-06 | 2.0519e-06 | 1.8895e-06 | 1.6312e-06 | 1.8306e-06 | 1.9608e-06 | 2.1775e-06 | 1.5262e-06 | 2.0225e-06 | 2.2092e-06 | 2.1221e-06 | 1.9451e-06 | 1.8559e-06 | 1.9455e-06 | 1.7818e-06 | 1.9678e-06 | 1.663e-06 | 1.747e-06 | 1.8297e-06 | 1.6473e-06 | 2.0056e-06 | 1.755e-06 | 2.013e-06 | 2.1335e-06 | 1.8579e-06 | 2.2703e-06 | 1.8465e-06 | 2.0165e-06 | 1.8053e-06 | 2.0591e-06 | 1.8732e-06 | 1.9727e-06 | 1.9837e-06 | 2.0847e-06 | 1.6051e-06 | 1.7731e-06 | 1.8948e-06 | 2.13e-06 | 1.7129e-06 | 1.8455e-06 | 1.6274e-06 | 2.1987e-06 | 1.5782e-06 | 1.5002e-06 | 2.1496e-06 | 1.8654e-06 | 1.6988e-06 | 2.0141e-06 | 2.0877e-06 | 1.6037e-06 | 1.8141e-06 | 2.0683e-06 | 1.9959e-06 | 1.8234e-06 | 1.9819e-06 | 1.971e-06 | 1.7937e-06 | 1.9513e-06 | 1.9483e-06 | 1.8765e-06 | 2.2033e-06 | 1.9279e-06 | 2.0369e-06 | 1.8524e-06 | 1.8634e-06 | 2.2524e-06 | 1.9334e-06 | 1.8881e-06 | 1.3366e-06 | 1.9408e-06 | 1.928e-06 | 1.8457e-06 | 1.91e-06 | 1.6003e-06 | 1.469e-06 | 1.9426e-06 | 1.8413e-06 | 1.8435e-06 | 1.8092e-06 | 1.74e-06 | 1.9461e-06 | 2.019e-06 | 1.8872e-06 | 1.8344e-06 | 1.5633e-06 | 1.7473e-06 | 1.898e-06 | 2.0992e-06 | 1.9668e-06 | 1.9922e-06 | 1.6691e-06 | 2.0092e-06 | 1.6007e-06 | 1.6522e-06 | 2.1376e-06 | 1.821e-06 | 1.9415e-06 | 1.6845e-06 | 2.0597e-06 | 1.6046e-06 | 1.8388e-06 | 1.9364e-06 | 1.755e-06 | 2.2274e-06 | 1.9276e-06 | 1.4073e-06 | 1.5448e-06 | 1.8678e-06 | 1.5782e-06 | 1.6709e-06 | 1.5374e-06 | 1.8018e-06 | 1.6869e-06 | 1.7004e-06 | 1.7641e-06 | 1.8537e-06 | 1.7435e-06 | 1.8098e-06 | 1.9477e-06 | 2.0258e-06 | 1.681e-06 | 1.775e-06 | 1.7011e-06 | 1.8279e-06 | 1.9028e-06 | 2.0084e-06 | 2.0017e-06 | 1.8282e-06 | 1.7495e-06 | 1.6064e-06 | 1.9045e-06 | 1.8849e-06 | 1.7345e-06 | 1.78e-06 | 2.1008e-06 | 1.826e-06 | 1.9936e-06 | 1.8128e-06 | 1.7326e-06 | 2.0385e-06 | 1.8573e-06 | 1.9098e-06 | 2.0373e-06 | 1.8065e-06 | 1.7659e-06 | 2.1655e-06 | 2.0461e-06 | 2.1492e-06 | 1.9855e-06 | 1.8147e-06 | 2.1806e-06 | 1.8968e-06 | 2.042e-06 | 2.2645e-06 | 1.9262e-06 | 1.9166e-06 | 1.5531e-06 | 1.7446e-06 | 2.026e-06 | 1.71e-06 | 1.7967e-06 | 1.8609e-06 | 2.2201e-06 | 1.7466e-06 | 1.8898e-06 | 2.0189e-06 | 1.7135e-06 | 1.8232e-06 | 1.7084e-06 | 2.0583e-06 | 1.8842e-06 | 1.6279e-06 | 1.6871e-06 | 1.6749e-06 | 1.6672e-06 | 1.9192e-06 | 1.8348e-06 | 1.7909e-06 | 1.7826e-06 | 1.6417e-06 | 1.6398e-06 | 2.0775e-06 | 1.976e-06 | 1.8243e-06 | 1.6204e-06 | 1.8029e-06 | 1.6165e-06 | 1.9084e-06 | 1.8313e-06 | 2.0326e-06 | 1.8925e-06 | 1.8886e-06 | 1.9239e-06 | 2.089e-06 | 1.8516e-06 | 1.5505e-06 | 2.0062e-06 | 1.6456e-06 | 2.3396e-06 | 2.0642e-06 | 2.1169e-06 | 1.7811e-06 | 2.0882e-06 | 1.5273e-06 | 1.9943e-06 | 1.6671e-06 | 2.1066e-06 | 2.0107e-06 | 1.5627e-06 | 1.8681e-06 | 1.813e-06 | 1.9831e-06 | 1.9531e-06 | 1.8637e-06 | 1.4122e-06 | 1.6772e-06 | 1.8553e-06 | 1.839e-06 | 2.2273e-06 | 2.0966e-06 | 1.8384e-06 | 1.9728e-06 | 1.7866e-06 | 1.9806e-06 | 1.5353e-06 | 1.691e-06 | 1.8246e-06 | 2.1135e-06 | 1.9089e-06 | 2.1787e-06 | 1.8785e-06 | 1.9912e-06 | 1.9279e-06 | 1.8731e-06 | 2.0489e-06 | 1.5272e-06 | 2.3793e-06 | 1.6491e-06 | 1.7523e-06 | 1.7283e-06 | 1.8145e-06 | 2.0303e-06 | 1.9932e-06 | 1.8753e-06 | 1.9669e-06 | 1.9708e-06 | 2.1842e-06 | 1.9777e-06 | 1.5081e-06 | 1.7983e-06 | 2.1468e-06 | 1.9654e-06 | 1.9173e-06 | 2.2071e-06 | 2.074e-06 | 1.8224e-06 | 1.9136e-06 | 1.9578e-06 | 1.8838e-06 | 1.5752e-06 | 1.7747e-06 | 1.8216e-06 | 1.6619e-06 | 1.5645e-06 | 1.8869e-06 | 1.9698e-06 | 1.6106e-06 | 1.7537e-06 | 1.9934e-06 | 1.6569e-06 | 1.6035e-06 | 1.9812e-06 | 1.7335e-06 | 1.8487e-06 | 1.7956e-06 | 1.4933e-06 | 2.2795e-06 | 1.5913e-06 | 2.0045e-06 | 1.903e-06 | 1.9442e-06 | 1.7199e-06 | 1.8914e-06 | 1.7659e-06 | 1.8281e-06 | 1.6588e-06 | 2.1233e-06 | 1.7438e-06 | 1.8932e-06 | 2.0105e-06 | 1.956e-06 | 1.5982e-06 | 1.6175e-06 | 1.8836e-06 | 1.9245e-06 | 1.7746e-06 | 1.9719e-06 | 1.4276e-06 | 1.9687e-06 | 1.9079e-06 | 2.0125e-06 | 1.7162e-06 | 1.7638e-06 | 2.078e-06 | 1.8316e-06 | 1.7736e-06 | 1.9839e-06 | 1.7806e-06 | 2.0421e-06 | 1.9053e-06 | 1.568e-06 | 1.9552e-06 | 2.012e-06 | 2.0862e-06 | 1.9893e-06 | 1.9335e-06 | 1.9312e-06 | 1.9523e-06 | 1.7173e-06 | 1.7996e-06 | 1.5863e-06 | 1.8412e-06 | 1.5315e-06 | 1.7605e-06 | 1.5827e-06 | 1.6882e-06 | 1.5493e-06 | 1.8147e-06 | 2.1895e-06 | 1.9704e-06 | 1.7236e-06 | 1.8071e-06 | 2.0037e-06 | 1.8312e-06 | 2.2087e-06 | 1.8205e-06 | 1.7819e-06 | 2.1606e-06 | 1.7716e-06 | 2.0059e-06 | 1.8686e-06 | 1.5798e-06 | 1.9515e-06 | 1.7904e-06 | 1.9569e-06 | 1.8266e-06 | 1.7234e-06 | 1.5191e-06 | 2.0303e-06 | 1.7756e-06 | 2.108e-06 | 1.9949e-06 | 1.62e-06 | 2.0919e-06 | 1.9452e-06 | 1.6489e-06 | 1.6376e-06 | 1.9099e-06 | 1.7333e-06 | 1.2819e-06 | 2.202e-06 | 1.9584e-06 | 1.7218e-06 | 1.7866e-06 | 1.5672e-06 | 1.8633e-06 | 1.6473e-06 | 2.0317e-06 | 1.7411e-06 | 1.7393e-06 | 1.7617e-06 | 1.8023e-06 | 1.6314e-06 | 1.8019e-06 | 1.7539e-06 | 2.1317e-06 | 1.7729e-06 | 1.8195e-06 | 1.8183e-06 | 1.9727e-06 | 1.7165e-06 | 1.9796e-06 | 2.2494e-06 | 1.6972e-06 | 1.6333e-06 | 1.8687e-06 | 1.7293e-06 | 1.5087e-06 | 1.9832e-06 | 1.897e-06 | 1.9728e-06 | 1.7007e-06 | 1.6283e-06 | 2.1097e-06 | 2.0088e-06 | 2.0587e-06 | 1.8935e-06 | 1.9273e-06 | 1.9246e-06 | 2.1182e-06 | 1.8386e-06 | 1.9642e-06 | 1.7852e-06 | 1.6222e-06 | 1.8676e-06 | 2.2234e-06 | 1.5765e-06 | 1.8112e-06 | 1.9861e-06 | 1.965e-06 | 1.8539e-06 | 1.9336e-06 | 1.5157e-06 | 1.5691e-06 | 1.8571e-06 | 1.9721e-06 | 1.8924e-06 | 1.9169e-06 | 1.7877e-06 | 1.8641e-06 | 2.0258e-06 | 1.8987e-06 | 1.7762e-06 | 2.0258e-06 | 1.7757e-06 | 1.7015e-06 | 2.1074e-06 | 1.8596e-06 | 1.8101e-06 | 1.6406e-06 | 1.6362e-06 | 1.8862e-06 | 1.6982e-06 | 1.8771e-06 | 1.998e-06 | 1.7237e-06 | 1.8492e-06 | 1.7525e-06 | 1.6926e-06 | 1.8319e-06 | 1.7126e-06 | 2.1006e-06 | 2.1775e-06 | 1.6528e-06 | 2.0221e-06 | 2.0368e-06 | 1.7329e-06 | 2.2406e-06 | 2.2032e-06 | 1.4119e-06 | 1.8052e-06 | 1.8488e-06 | 1.7558e-06 | 1.8798e-06 | 2.0555e-06 | 1.8874e-06 | 1.7231e-06 | 2.2568e-06 | 1.5593e-06 | 2.1222e-06 | 2.2231e-06 | 1.6696e-06 | 1.4765e-06 | 1.9238e-06 | 1.9282e-06 | 1.5274e-06 | 1.9408e-06 | 1.612e-06 | 1.4965e-06 | 1.9113e-06 | 1.9267e-06 | 1.825e-06 | 1.9534e-06 | 1.6897e-06 | 1.8163e-06 | 1.7986e-06 | 1.7517e-06 | 1.8767e-06 | 1.6289e-06 | 1.8473e-06 | 1.6735e-06 | 1.8778e-06 | 1.9979e-06 | 2.2849e-06 | 1.8199e-06 | 1.9865e-06 | 1.8388e-06 | 1.7316e-06 | 1.4171e-06 | 1.8358e-06 | 1.5822e-06 | 2.0569e-06 | 1.6492e-06 | 1.846e-06 | 1.6837e-06 | 1.9711e-06 | 2.0423e-06 | 1.9041e-06 | 1.9209e-06 | 1.7882e-06 | 1.7909e-06 | 1.7617e-06 | 1.7709e-06 | 1.5655e-06 | 1.8568e-06 | 2.0604e-06 | 1.61e-06 | 1.9669e-06 | 2.04e-06 | 1.5938e-06 | 1.8309e-06 | 1.66e-06 | 2.08e-06 | 1.7998e-06 | 1.523e-06 | 2.1265e-06 | 1.931e-06 | 1.951e-06 | 2.0502e-06 | 1.7478e-06 | 1.8797e-06 | 1.8951e-06 | 1.7996e-06 | 1.7872e-06 | 1.8675e-06 | 1.8109e-06 | 1.8087e-06 | 1.8711e-06 | 2.018e-06 | 2.1139e-06 | 1.8925e-06 | 1.9832e-06 | 1.9316e-06 | 1.6721e-06 | 1.8429e-06 | 1.8441e-06 | 1.7931e-06 | 1.9124e-06 | 2.0916e-06 | 1.8948e-06 | 1.689e-06 | 1.8975e-06 | 1.6656e-06 | 2.0775e-06 | 1.8678e-06 | 1.9066e-06 | 1.8606e-06 | 1.9519e-06 | 1.806e-06 | 1.9715e-06 | 1.8226e-06 | 2.2322e-06 | 1.496e-06 | 2.1163e-06 | 1.9027e-06 | 1.832e-06 | 1.9672e-06 | 1.7657e-06 | 1.9337e-06 | 1.9218e-06 | 1.8168e-06 | 1.6562e-06 | 1.8787e-06 | 1.5213e-06 | 1.6456e-06 | 1.7916e-06 | 2.0636e-06 | 1.957e-06 | 2.0047e-06 | 1.7753e-06 | 2.167e-06 | 1.6849e-06 | 1.7609e-06 | 2.2654e-06 | 1.5666e-06 | 1.5158e-06 | 1.6589e-06 | 1.4381e-06 | 1.7044e-06 | 1.6674e-06 | 1.5481e-06 | 1.8494e-06 | 1.9641e-06 | 1.7097e-06 | 1.8348e-06 | 1.8045e-06 | 2.1136e-06 | 2.2309e-06 | 2.0581e-06 | 1.6334e-06 | 2.0952e-06 | 1.5705e-06 | 1.6029e-06 | 1.7009e-06 | 2.1092e-06 | 1.8644e-06 | 1.9756e-06 | 1.797e-06 | 1.7575e-06 | 1.8803e-06 | 1.8515e-06 | 1.812e-06 | 2.1054e-06 | 1.9737e-06 | 1.541e-06 | 1.7857e-06 | 1.6984e-06 | 2.1367e-06 | 1.9051e-06 | 1.6704e-06 | 1.7955e-06 | 1.8055e-06 | 1.8994e-06 | 1.7456e-06 | 1.8789e-06 | 1.919e-06 | 1.667e-06 | 1.8312e-06 | 1.7721e-06 | 1.7336e-06 | 1.8516e-06 | 2.2072e-06 | 1.6812e-06 | 1.5019e-06 | 1.9564e-06 | 1.8499e-06 | 1.6796e-06 | 2.0644e-06 | 1.5752e-06 | 1.8754e-06 | 1.9504e-06 | 2.0257e-06 | 1.7837e-06 | 1.8667e-06 | 2.1638e-06 | 1.881e-06 | 1.9006e-06 | 2.0384e-06 | 1.8897e-06 | 1.7881e-06 | 1.6664e-06 | 1.998e-06 | 1.7515e-06 | 1.737e-06 | 2.0842e-06 | 1.9327e-06 | 1.9233e-06 | 2.0509e-06 | 2.1784e-06 | 2.0011e-06 | 2.0645e-06 | 1.9263e-06 | 1.9342e-06 | 2.1973e-06 | 1.6933e-06 | 1.9982e-06 | 2.0136e-06 | 1.6073e-06 | 1.9624e-06 | 2.1726e-06 | 1.8562e-06 | 1.8394e-06 | 1.9081e-06 | 1.5017e-06 | 1.4451e-06 | 2.1369e-06 | 1.8571e-06 | 1.4719e-06 | 1.7657e-06 | 1.6451e-06 | 1.4839e-06 | 2.0431e-06 | 2.0663e-06 | 2.0626e-06 | 1.8003e-06 | 1.7415e-06 | 1.9985e-06 | 1.8304e-06 | 1.8481e-06 | 1.6501e-06 | 1.5732e-06 | 1.5843e-06 | 1.558e-06 | 2.0554e-06 | 1.9611e-06 | 1.6172e-06 | 2.1891e-06 | 1.7226e-06 | 1.9572e-06 | 1.881e-06 | 1.7556e-06 | 1.515e-06 | 1.6809e-06 | 1.9955e-06 | 1.9108e-06 | 1.8338e-06 | 1.9754e-06 | 1.8842e-06 | 1.7381e-06 | 2.1482e-06 | 1.8535e-06 | 1.951e-06 | 1.8852e-06 | 1.9324e-06 | 1.9351e-06 | 1.6305e-06 | 1.7933e-06 | 2.0496e-06 | 1.9135e-06 | 1.8586e-06 | 1.7469e-06 | 2.0739e-06 | 1.6375e-06 | 1.8888e-06 | 1.6811e-06 | 1.9125e-06 | 1.6707e-06 | 1.7937e-06 | 1.774e-06 | 2.0384e-06 | 1.8073e-06 | 2.0417e-06 | 1.9795e-06 | 2.0271e-06 | 2.2742e-06 | 1.5911e-06 | 1.8869e-06 | 1.9089e-06 | 1.9471e-06 | 2.1369e-06 | 1.9678e-06 | 2.152e-06 | 1.6269e-06 | 1.7031e-06 | 1.9161e-06 | 1.8551e-06 | 1.6813e-06 | 1.9797e-06 | 1.6964e-06 | 2.2981e-06 | 2.1539e-06 | 1.7656e-06 | 1.6369e-06 | 2.2369e-06 | 1.6508e-06 | 1.805e-06 | 1.8679e-06 | 2.1e-06 | 1.7319e-06 | 1.6804e-06 | 1.8622e-06 | 1.7904e-06 | 1.7617e-06 | 1.7844e-06 | 1.7658e-06 | 1.8815e-06 | 1.8788e-06 | 1.6742e-06 | 1.7843e-06 | 2.1645e-06 | 1.762e-06 | 1.8432e-06 | 1.75e-06 | 1.9449e-06 | 1.7742e-06 | 2.2015e-06 | 1.6917e-06 | 1.9229e-06 | 1.9259e-06 | 1.9931e-06 | 1.9454e-06 | 1.9908e-06 | 1.7248e-06 | 1.8128e-06 | 1.9046e-06 | 1.8492e-06 | 1.4853e-06 | 2.0482e-06 | 2.0572e-06 | 1.6499e-06 | 1.4793e-06 | 1.9863e-06 | 1.9756e-06 | 1.9263e-06 | 1.5807e-06 | 1.6338e-06 | 1.8851e-06 | 1.9591e-06 | 1.8858e-06 | 1.8709e-06 | 2.0037e-06 | 1.7205e-06 | 2.1981e-06 | 1.752e-06 | 1.9867e-06 | 1.7912e-06 | 1.8918e-06 | 1.7743e-06 | 1.8401e-06 | 2.3112e-06 | 1.8083e-06 | 1.8842e-06 | 1.8849e-06 | 1.7892e-06 | 1.9681e-06 | 1.7829e-06 | 1.7321e-06 | 1.8345e-06 | 1.7479e-06 | 1.731e-06 | 1.9317e-06 | 1.8619e-06 | 1.8093e-06 | 1.8866e-06 | 1.7695e-06 | 1.7714e-06 | 2.0906e-06 | 2.3322e-06 | 2.0375e-06 | 1.4053e-06 | 1.6656e-06 | 1.8361e-06 | 1.7124e-06 | 1.8374e-06 | 1.652e-06 | 1.6183e-06 | 1.4472e-06 | 1.6949e-06 | 1.6432e-06 | 2.0944e-06 | 1.9416e-06 | 2.0981e-06 | 1.7975e-06 | 1.7406e-06 | 1.4969e-06 | 1.6986e-06 | 1.8673e-06 | 1.7077e-06 | 1.8735e-06 | 1.7062e-06 | 2.2134e-06 | 1.5562e-06 | 2.0335e-06 | 1.7941e-06 | 1.576e-06 | 1.5826e-06 | 1.6136e-06 | 2.257e-06 | 1.6822e-06 | 1.5396e-06 | 1.8444e-06 | 1.383e-06 | 1.8876e-06 | 1.6288e-06 | 2.1612e-06 | 1.8364e-06 | 1.9327e-06 | 1.9204e-06 | 1.8357e-06 | 1.8174e-06 | 1.7357e-06 | 1.5994e-06 | 1.8086e-06 | 1.861e-06 | 1.7448e-06 | 1.908e-06 | 1.9538e-06 | 1.8675e-06 | 1.7994e-06 | 1.4925e-06 | 1.6869e-06 | 1.5123e-06 | 1.7685e-06 | 1.9659e-06 | 1.8791e-06 | 1.9638e-06 | 1.8334e-06 | 1.541e-06 | 2.0035e-06 | 1.8855e-06 | 1.7218e-06 | 1.8922e-06 | 1.6035e-06 | 2.0556e-06 | 2.062e-06 | 2.261e-06 | 2.0621e-06 | 1.7426e-06 | 1.9314e-06 | 1.5106e-06 | 1.5525e-06 | 1.8636e-06 | 1.9647e-06 | 1.8253e-06 | 1.7279e-06 | 1.6422e-06 | 2.1393e-06 | 2.0068e-06 | 2.0296e-06 | 1.861e-06 | 1.9059e-06 | 1.954e-06 | 1.9487e-06 | 1.5852e-06 | 1.8266e-06 | 1.6275e-06 | 1.6141e-06 | 1.8616e-06 | 1.833e-06 | 1.7419e-06 | 1.7661e-06 | 1.8932e-06 | 2.0038e-06 | 1.9044e-06 | 2.0018e-06 | 1.7526e-06 | 1.7866e-06 | 1.97e-06 | 1.802e-06 | 1.9718e-06 | 1.841e-06 | 1.9317e-06 | 1.6337e-06 | 1.9142e-06 | 1.8302e-06 | 1.6918e-06 | 1.7161e-06 | 1.8755e-06 | 1.6126e-06 | 1.7232e-06 | 1.5451e-06 | 2.0551e-06 | 1.6742e-06 | 1.8816e-06 | 1.708e-06 | 1.5935e-06 | 1.74e-06 | 2.0017e-06 | 1.816e-06 | 2.0652e-06 | 2.0015e-06 | 1.8846e-06 | 1.7614e-06 | 2.097e-06 | 1.4952e-06 | 1.8946e-06 | 2.0526e-06 | 1.7954e-06 | 1.8257e-06 | 1.7622e-06 | 1.7975e-06 | 2.1998e-06 | 2.3015e-06 | 1.9714e-06 | 2.2159e-06 | 1.921e-06 | 1.8772e-06 | 1.9741e-06 | 1.9455e-06 | 1.7972e-06 | 2.0568e-06 | 1.6935e-06 | 1.8647e-06 | 2.0139e-06 | 1.7078e-06 | 1.9324e-06 | 1.8792e-06 | 1.6452e-06 | 1.7855e-06 | 2.0186e-06 | 1.7408e-06 | 1.689e-06 | 1.9922e-06 | 2.008e-06 | 1.825e-06 | 1.9476e-06 | 1.8634e-06 | 1.9292e-06 | 1.7621e-06 | 1.7043e-06 | 1.7464e-06 | 1.3245e-06 | 1.8063e-06 | 2.1507e-06 | 1.7784e-06 | 1.8438e-06 | 1.8454e-06 | 1.759e-06 | 1.8974e-06 | 1.942e-06 | 2.1463e-06 | 1.9383e-06 | 2.06e-06 | 2.265e-06 | 1.5231e-06 | 2.1922e-06 | 1.7133e-06 | 1.6113e-06 | 2.1841e-06 | 2.0043e-06 | 1.6721e-06 | 2.015e-06 | 1.8954e-06 | 1.72e-06 | 2.0387e-06 | 1.7497e-06 | 2.0348e-06 | 1.8982e-06 | 1.9814e-06 | 1.3266e-06 | 1.9219e-06 | 1.7988e-06 | 2.1051e-06 | 1.8537e-06 | 1.6236e-06 | 1.7945e-06 | 1.7217e-06 | 1.9986e-06 | 1.6707e-06 | 1.7785e-06 | 1.6735e-06 | 1.8196e-06 | 1.9319e-06 | 1.821e-06 | 1.7816e-06 | 1.8898e-06 | 1.8423e-06 | 1.8767e-06 | 1.9483e-06 | 2.0404e-06 | 1.9022e-06 | 1.8636e-06 | 2.1439e-06 | 1.8459e-06 | 2.0132e-06 | 1.7818e-06 | 1.9713e-06 | 1.9344e-06 | 1.7815e-06 | 1.2603e-06 | 1.6553e-06 | 1.8614e-06 | 1.8273e-06 | 1.8375e-06 | 2.052e-06 | 1.7377e-06 | 1.9913e-06 | 1.9256e-06 | 2.1975e-06 | 1.9074e-06 | 1.7821e-06 | 1.7985e-06 | 1.7045e-06 | 1.9726e-06 | 1.5824e-06 | 1.6372e-06 | 2.0692e-06 | 1.8557e-06 | 1.8261e-06 | 1.7728e-06 | 1.717e-06 | 1.6859e-06 | 1.4266e-06 | 2.023e-06 | 1.8099e-06 | 2.3368e-06 | 2.0895e-06 | 1.8495e-06 | 1.9376e-06 | 1.7495e-06 | 1.8688e-06 | 1.9603e-06 | 1.9852e-06 | 2.0685e-06 | 2.1912e-06 | 1.8754e-06 | 1.622e-06 | 2.0144e-06 | 1.5356e-06 | 1.9369e-06 | 1.6498e-06 | 1.8741e-06 | 1.9609e-06 | 1.8452e-06 | 2.0243e-06 | 1.718e-06 | 2.0621e-06 | 1.8578e-06 | 1.8878e-06 | 1.6847e-06 | 1.8694e-06 | 1.9052e-06 | 1.7932e-06 | 1.6824e-06 | 1.6571e-06 | 1.9271e-06 | 2.1195e-06 | 1.8755e-06 | 1.8701e-06 | 1.8532e-06 | 1.8979e-06 | 2.0709e-06 | 1.9083e-06 | 1.8533e-06 | 1.8005e-06 | 1.8839e-06 | 2.0203e-06 | 1.7264e-06 | 1.4792e-06 | 1.7876e-06 | 1.8953e-06 | 1.8103e-06 | 1.8014e-06 | 1.89e-06 | 1.6495e-06 | 2.0466e-06 | 1.6776e-06 | 1.8223e-06 | 2.0849e-06 | 1.8518e-06 | 1.928e-06 | 2.3161e-06 | 1.8061e-06 | 1.8051e-06 | 1.9259e-06 | 1.7043e-06 | 1.821e-06 | 1.9315e-06 | 1.6831e-06 | 1.8773e-06 | 1.7593e-06 | 1.8407e-06 | 2.046e-06 | 1.8945e-06 | 1.8291e-06 | 1.5859e-06 | 1.7593e-06 | 1.8084e-06 | 1.9725e-06 | 1.8639e-06 | 1.8372e-06 | 1.783e-06 | 1.9783e-06 | 2.0757e-06 | 1.6935e-06 | 1.5953e-06 | 1.8296e-06 | 1.9327e-06 | 1.876e-06 | 2.0394e-06 | 1.4896e-06 | 1.7992e-06 | 1.8274e-06 | 1.9821e-06 | 2.0012e-06 | 1.9734e-06 | 1.4712e-06 | 1.7887e-06 | 1.8842e-06 | 2.1261e-06 | 1.7249e-06 | 1.7757e-06 | 1.8182e-06 | 1.8494e-06 | 1.8739e-06 | 1.9918e-06 | 1.6421e-06 | 1.5797e-06 | 1.8553e-06 | 1.9449e-06 | 1.627e-06 | 1.6749e-06 | 1.9125e-06 | 1.7229e-06 | 1.9259e-06 | 1.5587e-06 | 2.303e-06 | 2.0465e-06 | 1.8928e-06 | 1.7452e-06 | 1.52e-06 | 1.8044e-06 | 1.4277e-06 | 1.6923e-06 | 1.6982e-06 | 2.0413e-06 | 1.8619e-06 | 2.0178e-06 | 1.7283e-06 | 1.8317e-06 | 2.017e-06 | 1.9077e-06 | 1.778e-06 | 1.7497e-06 | 2.1127e-06 | 1.9238e-06 | 1.564e-06 | 1.932e-06 | 1.7163e-06 | 1.7604e-06 | 1.5732e-06 | 2.0999e-06 | 1.9198e-06 | 1.929e-06 | 1.7752e-06 | 1.8264e-06 | 2.0256e-06 | 2.2172e-06 | 1.9247e-06 | 1.7426e-06 | 1.8269e-06 | 1.7212e-06 | 1.7547e-06 | 2.0225e-06 | 1.6306e-06 | 1.844e-06 | 1.6458e-06 | 1.7605e-06 | 1.6921e-06 | 1.9292e-06 | 2.3247e-06 | 1.9611e-06 | 1.765e-06 | 1.7426e-06 | 1.7813e-06 | 2.283e-06 | 1.989e-06 | 1.7594e-06 | 2.0818e-06 | 1.7817e-06 | 1.9376e-06 | 1.967e-06 | 1.8463e-06 | 2.0717e-06 | 1.72e-06 | 1.7169e-06 | 1.8283e-06 | 1.7777e-06 | 1.6812e-06 | 1.8143e-06 | 1.6566e-06 | 1.885e-06 | 1.8254e-06 | 1.9277e-06 | 1.9105e-06 | 1.7922e-06 | 1.8941e-06 | 1.7558e-06 | 1.786e-06 | 1.801e-06 | 1.6176e-06 | 1.8211e-06 | 1.9033e-06 | 1.5776e-06 | 1.7232e-06 | 1.9581e-06 | 2.0097e-06 | 2.1132e-06 | 2.1152e-06 | 1.8765e-06 | 1.8508e-06 | 1.7688e-06 | 1.7141e-06 | 1.677e-06 | 2.1295e-06 | 1.8443e-06 | 2.0035e-06 | 1.6175e-06 | 1.7614e-06 | 1.7348e-06 | 1.6213e-06 | 1.671e-06 | 1.7352e-06 | 1.6446e-06 | 2.0235e-06 | 1.787e-06 | 1.8967e-06 | 1.7722e-06 | 2.3329e-06 | 2.0307e-06 | 1.9232e-06 | 2.0332e-06 | 1.8536e-06 | 2.089e-06 | 1.8777e-06 | 1.6832e-06 | 1.7257e-06 | 1.7184e-06 | 1.7171e-06 | 2.007e-06 | 2.1015e-06 | 1.9324e-06 | 1.8517e-06 | 1.7153e-06 | 2.0954e-06 | 2.2465e-06 | 1.944e-06 | 2.1362e-06 | 1.7361e-06 | 1.8178e-06 | 1.8352e-06 | 1.9333e-06 | 1.9198e-06 | 1.6931e-06 | 1.9417e-06 | 2.0229e-06 | 1.9222e-06 | 2.0131e-06 | 1.6108e-06 | 1.8372e-06 | 1.9465e-06 | 1.6831e-06 | 1.6454e-06 | 1.8232e-06 | 2.0516e-06 | 2.1502e-06 | 2.0554e-06 | 2.0138e-06 | 1.906e-06 | 2.0285e-06 | 1.888e-06 | 1.6908e-06 | 1.6812e-06 | 1.8986e-06 | 1.979e-06 | 1.8122e-06 | 2.1566e-06 | 1.796e-06 | 1.9184e-06 | 1.9057e-06 | 1.7696e-06 | 1.9504e-06 | 1.6981e-06 | 2.0934e-06 | 1.8955e-06 | 1.7939e-06 | 1.8023e-06 | 1.8422e-06 | 1.7132e-06 | 2.0821e-06 | 1.8161e-06 | 1.6418e-06 | 1.394e-06 | 1.8517e-06 | 1.853e-06 | 1.9945e-06 | 1.9714e-06 | 1.6648e-06 | 2.0967e-06 | 1.6063e-06 | 2.0309e-06 | 1.3899e-06 | 1.8458e-06 | 1.9478e-06 | 2.0516e-06 | 1.9725e-06 | 1.6443e-06 | 1.4881e-06 | 2.1776e-06 | 1.5263e-06 | 1.8934e-06 | 2.0658e-06 | 1.8085e-06 | 1.5685e-06 | 2.0108e-06 | 1.9403e-06 | 1.6167e-06 | 1.6888e-06 | 1.9873e-06 | 1.795e-06 | 2.1267e-06 | 1.9328e-06 | 1.8936e-06 | 1.6876e-06 | 1.6025e-06 | 2.0852e-06 | 1.6958e-06 | 1.9048e-06 | 2.2098e-06 | 2.1271e-06 | 1.9784e-06 | 2.0933e-06 | 1.9402e-06 | 2.111e-06 | 1.7873e-06 | 1.8557e-06 | 1.8568e-06 | 1.773e-06 | 1.8682e-06 | 1.7366e-06 | 1.9147e-06 | 1.8426e-06 | 2.1264e-06 | 2.0968e-06 | 1.7093e-06 | 1.8176e-06 | 1.9015e-06 | 2.004e-06 | 1.732e-06 | 1.9625e-06 | 1.884e-06 | 1.7766e-06 | 1.773e-06 | 1.9399e-06 | 1.6709e-06 | 1.6214e-06 | 1.875e-06 | 1.9416e-06 | 2.0552e-06 | 2.0565e-06 | 1.8535e-06 | 1.6233e-06 | 1.975e-06 | 1.8165e-06 | 1.9807e-06 | 1.8668e-06 | 2.0998e-06 | 1.6597e-06 | 2.0527e-06 | 2.0412e-06 | 1.7313e-06 | 1.9677e-06 | 1.8028e-06 | 1.9404e-06 | 1.4409e-06 | 1.8022e-06 | 1.6153e-06 | 1.7543e-06 | 1.9839e-06 | 1.8055e-06 | 1.3883e-06 | 1.9042e-06 | 1.7411e-06 | 1.5831e-06 | 2.0706e-06 | 1.6074e-06 | 1.8466e-06 | 1.767e-06 | 1.8142e-06 | 1.8285e-06 | 1.8299e-06 | 1.7716e-06 | 1.6323e-06 | 1.8627e-06 | 1.8048e-06 | 2.395e-06 | 1.7891e-06 | 1.8675e-06 | 1.6817e-06 | 1.8038e-06 | 2.1451e-06 | 1.6491e-06 | 1.6643e-06 | 1.7764e-06 | 1.9536e-06 | 1.7258e-06 | 1.8646e-06 | 1.9943e-06 | 1.7666e-06 | 1.5524e-06 | 1.6647e-06 | 2.0207e-06 | 1.8399e-06 | 1.9236e-06 | 1.8297e-06 | 1.7307e-06 | 2.0928e-06 | 1.7446e-06 | 1.7994e-06 | 2.0195e-06 | 2.1272e-06 | 2.1447e-06 | 1.7556e-06 | 1.9829e-06 | 2.2556e-06 | 1.5039e-06 | 1.9972e-06 | 2.0768e-06 | 1.8982e-06 | 2.0171e-06 | 2.0153e-06 | 1.6612e-06 | 1.6622e-06 | 1.8579e-06 | 2.0082e-06 | 1.6823e-06 | 1.9321e-06 | 1.7989e-06 | 1.9757e-06 | 2.0836e-06 | 1.6836e-06 | 2.157e-06 | 1.65e-06 | 1.6911e-06 | 1.9309e-06 | 2.0257e-06 | 1.8459e-06 | 1.8287e-06 | 1.9907e-06 | 1.8694e-06 | 1.9683e-06 | 1.8772e-06 | 1.5667e-06 | 1.7169e-06 | 1.5841e-06 | 1.896e-06 | 1.5738e-06 | 1.9891e-06 | 2.0584e-06 | 1.721e-06 | 2.0384e-06 | 1.5996e-06 | 2.0405e-06 | 1.8646e-06 | 2.2579e-06 | 1.8313e-06 | 1.7666e-06 | 1.7485e-06 | 2.1204e-06 | 2.0828e-06 | 1.7402e-06 | 1.7075e-06 | 1.5939e-06 | 1.8393e-06 | 1.6984e-06 | 2.0325e-06 | 1.8259e-06 | 2.2234e-06 | 1.9371e-06 | 1.7174e-06 | 1.9604e-06 | 1.8915e-06 | 2.0275e-06 | 1.84e-06 | 1.8136e-06 | 2.0702e-06 | 1.6573e-06 | 1.8581e-06 | 1.8373e-06 | 1.3905e-06 | 1.724e-06 | 1.5461e-06 | 1.7755e-06 | 1.9229e-06 | 1.8827e-06 | 2.1518e-06 | 1.6886e-06 | 1.439e-06 | 1.7865e-06 | 2.0274e-06 | 1.7831e-06 | 1.8104e-06 | 1.6847e-06 | 1.8142e-06 | 2.3186e-06 | 2.2387e-06 | 1.894e-06 | 1.9978e-06 | 2.3676e-06 | 1.7575e-06 | 1.9195e-06 | 2.0251e-06 | 1.917e-06 | 1.5947e-06 | 1.8631e-06 | 1.9502e-06 | 1.6652e-06 | 1.7228e-06 | 2.0733e-06 | 2.0057e-06 | 2.0166e-06 | 1.5315e-06 | 1.9214e-06 | 2.0459e-06 | 1.9011e-06 | 1.6876e-06 | 1.9459e-06 | 1.7315e-06 | 1.808e-06 | 1.4915e-06 | 2.0236e-06 | 1.9912e-06 | 2.0063e-06 | 1.8417e-06 | 1.7751e-06 | 1.8615e-06 | 2.0927e-06 | 1.5701e-06 | 2.2417e-06 | 1.7693e-06 | 1.8907e-06 | 2.1742e-06 | 1.7831e-06 | 2.2106e-06 | 1.8533e-06 | 1.6789e-06 | 1.7198e-06 | 1.7855e-06 | 2.0231e-06 | 1.7861e-06 | 2.0463e-06 | 1.9594e-06 | 1.5363e-06 | 1.8028e-06 | 1.9032e-06 | 2.0745e-06 | 2.0977e-06 | 1.8746e-06 | 1.9447e-06 | 1.922e-06 | 1.9442e-06 | 2.1104e-06 | 1.9996e-06 | 1.6506e-06 | 1.6832e-06 | 1.6373e-06 | 1.7037e-06 | 1.8245e-06 | 1.6875e-06 | 1.9662e-06 | 1.9646e-06 | 1.6728e-06 | 1.9362e-06 | 1.9961e-06 | 1.9335e-06 | 1.553e-06 | 1.9711e-06 | 1.7526e-06 | 1.6996e-06 | 1.6059e-06 | 1.7524e-06 | 2.0016e-06 | 2.1321e-06 | 1.6535e-06 | 1.4678e-06 | 2.0072e-06 | 1.7338e-06 | 1.3862e-06 | 2.1256e-06 | 1.6753e-06 | 1.8169e-06 | 1.9494e-06 | 1.7603e-06 | 2.08e-06 | 1.8649e-06 | 1.6153e-06 | 1.5338e-06 | 1.8081e-06 | 1.9366e-06 | 1.8587e-06 | 2.1217e-06 | 1.8152e-06 | 1.5308e-06 | 1.6307e-06 | 1.7475e-06 | 1.7387e-06 | 1.8797e-06 | 1.9719e-06 | 1.9135e-06 | 1.8155e-06 | 1.5229e-06 | 1.6045e-06 | 1.8979e-06 | 1.8025e-06 | 1.7898e-06 | 1.9648e-06 | 1.6739e-06 | 2.0761e-06 | 2.1409e-06 | 1.5442e-06 | 1.528e-06 | 1.635e-06 | 1.9569e-06 | 1.9043e-06 | 1.81e-06 | 1.891e-06 | 2.0025e-06 | 2.1548e-06 | 1.4624e-06 | 2.0383e-06 | 2.0681e-06 | 1.7586e-06 | 1.7724e-06 | 1.7729e-06 | 1.7414e-06 | 2.0215e-06 | 1.8024e-06 | 1.8561e-06 | 2.0496e-06 | 1.8136e-06 | 2.022e-06 | 1.9717e-06 | 1.7963e-06 | 2.0874e-06 | 1.5407e-06 | 2.1042e-06 | 2.0059e-06 | 1.9814e-06 | 1.8845e-06 | 1.842e-06 | 1.8588e-06 | 2.0319e-06 | 1.727e-06 | 1.6861e-06 | 1.6613e-06 | 2.1606e-06 | 1.7873e-06 | 1.9421e-06 | 1.7691e-06 | 2.0696e-06 | 1.5901e-06 | 1.6886e-06 | 1.791e-06 | 1.8914e-06 | 1.6016e-06 | 2.0488e-06 | 1.7717e-06 | 1.5103e-06 | 1.4403e-06 | 1.9309e-06 | 1.6789e-06 | 1.6905e-06 | 1.9882e-06 | 1.9427e-06 | 1.8347e-06 | 1.6609e-06 | 2.0142e-06 | 1.933e-06 | 1.8906e-06 | 1.8138e-06 | 1.865e-06 | 1.9248e-06 | 1.931e-06 | 1.8786e-06 | 1.9548e-06 | 1.7576e-06 | 1.7387e-06 | 1.6169e-06 | 2.0202e-06 | 1.9534e-06 | 1.8917e-06 | 1.9868e-06 | 1.9743e-06 | 1.84e-06 | 1.6864e-06 | 1.6256e-06 | 1.6436e-06 | 1.4815e-06 | 1.6409e-06 | 1.9086e-06 | 1.8773e-06 | 1.9165e-06 | 1.684e-06 | 1.8739e-06 | 1.8622e-06 | 1.8964e-06 | 2.0537e-06 | 1.9119e-06 | 1.9245e-06 | 1.9165e-06 | 1.752e-06 | 1.7554e-06 | 1.8803e-06 | 1.7519e-06 | 1.5265e-06 | 1.6148e-06 | 1.603e-06 | 1.7301e-06 | 1.3803e-06 | 1.7762e-06 | 1.6265e-06 | 1.7488e-06 | 1.713e-06 | 1.8256e-06 | 1.7406e-06 | 1.9329e-06 | 1.803e-06 | 2.1606e-06 | 2.1464e-06 | 1.8738e-06 | 2.0093e-06 | 2.0201e-06 | 1.9815e-06 | 1.796e-06 | 1.8877e-06 | 1.9806e-06 | 1.8336e-06 | 1.8899e-06 | 1.5574e-06 | 1.9185e-06 | 1.8736e-06 | 1.793e-06 | 1.9626e-06 | 1.9053e-06 | 1.6021e-06 | 1.9458e-06 | 2.141e-06 | 1.8261e-06 | 1.5063e-06 | 1.8063e-06 | 1.9252e-06 | 2.0497e-06 | 1.9112e-06 | 2.1457e-06 | 1.8345e-06 | 1.838e-06 | 1.7726e-06 | 1.8282e-06 | 1.8304e-06 | 1.8919e-06 | 2.0098e-06 | 2.0198e-06 | 1.8388e-06 | 2.0995e-06 | 1.8768e-06 | 1.7495e-06 | 1.8095e-06 | 1.571e-06 | 1.5508e-06 | 1.7268e-06 | 2.0351e-06 | 2.1658e-06 | 1.8314e-06 | 2.1271e-06 | 1.885e-06 | 1.8826e-06 | 1.6716e-06 | 1.7253e-06 | 1.8984e-06 | 1.7405e-06 | 1.6201e-06 | 1.4763e-06 | 1.6117e-06 | 2.1405e-06 | 1.7544e-06 | 1.8885e-06 | 1.6233e-06 | 1.9733e-06 | 2.0903e-06 | 1.6405e-06 | 1.6126e-06 | 1.7931e-06 | 1.8436e-06 | 1.691e-06 | 2.1087e-06 | 1.867e-06 | 2.0416e-06 | 1.7674e-06 | 1.8047e-06 | 2.0295e-06 | 2.2633e-06 | 1.918e-06 | 1.7308e-06 | 1.6946e-06 | 1.6924e-06 | 2.0597e-06 | 1.6786e-06 | 2.0294e-06 | 2.1675e-06 | 1.8526e-06 | 2.1011e-06 | 1.8952e-06 | 1.6973e-06 | 1.6732e-06 | 2.1622e-06 | 1.5577e-06 | 1.9152e-06 | 1.8268e-06 | 1.6532e-06 | 2.0791e-06 | 1.9252e-06 | 1.7202e-06 | 1.9017e-06 | 2.0252e-06 | 1.6929e-06 | 2.1699e-06 | 1.8588e-06 | 1.8165e-06 | 1.7868e-06 | 1.7249e-06 | 2.0287e-06 | 1.8748e-06 | 1.8621e-06 | 2.0955e-06 | 2.0445e-06 | 1.9283e-06 | 1.9795e-06 | 1.7777e-06 | 1.6893e-06 | 1.8601e-06 | 1.879e-06 | 1.5444e-06 | 1.9699e-06 | 1.8744e-06 | 1.8503e-06 | 1.7424e-06 | 1.9692e-06 | 1.7831e-06 | 2.0434e-06 | 1.6237e-06 | 2.0776e-06 | 1.9429e-06 | 1.8696e-06 | 1.9002e-06 | 1.7979e-06 | 1.7564e-06 | 1.7632e-06 | 2.1633e-06 | 1.9881e-06 | 1.6404e-06 | 1.8279e-06 | 2.0786e-06 | 1.6704e-06 | 1.9218e-06 | 1.8043e-06 | 1.9429e-06 | 2.0817e-06 | 1.566e-06 | 1.6168e-06 | 1.82e-06 | 1.6681e-06 | 1.6566e-06 | 1.9073e-06 | 1.9348e-06 | 1.8693e-06 | 1.9151e-06 | 1.454e-06 | 1.6848e-06 | 1.9791e-06 | 1.594e-06 | 1.4672e-06 | 1.9011e-06 | 1.5475e-06 | 1.9912e-06 | 1.5245e-06 | 2.1669e-06 | 1.8596e-06 | 2.1221e-06 | 2.2057e-06 | 1.4882e-06 | 1.9533e-06 | 1.6559e-06 | 1.7475e-06 | 2.0201e-06 | 1.661e-06 | 1.8502e-06 | 2.0179e-06 | 1.8997e-06 | 2.0771e-06 | 1.8474e-06 | 1.6072e-06 | 2.1349e-06 | 2.0391e-06 | 1.9404e-06 | 2.0132e-06 | 1.5994e-06 | 1.9519e-06 | 1.6368e-06 | 1.6881e-06 | 1.6794e-06 | 1.5598e-06 | 1.7833e-06 | 1.98e-06 | 1.8566e-06 | 2.1805e-06 | 2.0088e-06 | 2.0309e-06 | 2.035e-06 | 1.7264e-06 | 2.0138e-06 | 2.0314e-06 | 1.8593e-06 | 1.754e-06 | 1.9686e-06 | 1.9124e-06 | 1.8396e-06 | 1.9276e-06 | 1.742e-06 | 2.021e-06 | 1.6118e-06 | 1.7901e-06 | 1.7909e-06 | 2.0166e-06 | 2.042e-06 | 2.0099e-06 | 1.7982e-06 | 1.6136e-06 | 2.0311e-06 | 1.9341e-06 | 2.2004e-06 | 2.1544e-06 | 2.0251e-06 | 1.8935e-06 | 2.0223e-06 | 1.714e-06 | 1.9165e-06 | 1.781e-06 | 1.8795e-06 | 1.8445e-06 | 1.9457e-06 | 1.7971e-06 | 1.7645e-06 | 1.9329e-06 | 1.7235e-06 | 2.0339e-06 | 1.7328e-06 | 2.0849e-06 | 1.9094e-06 | 1.8339e-06 | 1.8003e-06 | 1.6865e-06 | 1.5656e-06 | 1.9811e-06 | 1.7856e-06 | 1.8813e-06 | 1.7952e-06 | 1.6461e-06 | 2.0108e-06 | 1.8181e-06 | 1.8311e-06 | 2.2986e-06 | 1.3061e-06 | 2.0814e-06 | 1.7406e-06 | 1.8931e-06 | 1.8839e-06 | 1.6333e-06 | 1.7937e-06 | 1.7756e-06 | 2.1147e-06 | 1.7454e-06 | 1.8145e-06 | 1.9297e-06 | 1.6553e-06 | 1.8358e-06 | 1.6808e-06 | 1.7347e-06 | 1.7646e-06 | 1.9622e-06 | 1.8176e-06 | 1.7989e-06 | 1.6824e-06 | 1.9493e-06 | 1.7148e-06 | 1.7598e-06 | 1.8169e-06 | 2.01e-06 | 1.7858e-06 | 1.9561e-06 | 1.7496e-06 | 1.7806e-06 | 2.0487e-06 | 1.6912e-06 | 1.6527e-06 | 1.9095e-06 | 1.8922e-06 | 1.7218e-06 | 1.8159e-06 | 1.8285e-06 | 1.8579e-06 | 2.0566e-06 | 1.7626e-06 | 1.72e-06 | 1.9461e-06 | 1.6752e-06 | 1.6695e-06 | 1.799e-06 | 2.2595e-06 | 1.6844e-06 | 1.8686e-06 | 1.6963e-06 | 1.5443e-06 | 1.6464e-06 | 2.1639e-06 | 1.8986e-06 | 1.9749e-06 | 1.8103e-06 | 1.577e-06 | 2.2024e-06 | 2.0582e-06 | 1.6494e-06 | 1.8613e-06 | 1.9945e-06 | 1.7705e-06 | 1.5976e-06 | 1.8259e-06 | 1.6194e-06 | 2.3884e-06 | 2.1769e-06 | 1.8856e-06 | 2.0635e-06 | 1.8783e-06 | 1.8558e-06 | 2.0852e-06 | 1.7389e-06 | 1.507e-06 | 1.4806e-06 | 1.7664e-06 | 1.4672e-06 | 2.1027e-06 | 1.9693e-06 | 1.5358e-06 | 1.872e-06 | 1.7721e-06 | 1.9896e-06 | 1.5567e-06 | 1.9016e-06 | 1.8405e-06 | 1.7871e-06 | 1.6473e-06 | 1.9313e-06 | 1.3526e-06 | 1.781e-06 | 1.9679e-06 | 1.7723e-06 | 2.2097e-06 | 1.9017e-06 | 2.2521e-06 | 1.9454e-06 | 1.4517e-06 | 1.578e-06 | 1.6128e-06 | 1.8804e-06 | 1.7499e-06 | 1.3881e-06 | 2.1194e-06 | 1.816e-06 | 1.788e-06 | 1.8815e-06 | 2.1083e-06 | 1.5944e-06 | 2.0272e-06 | 1.7758e-06 | 1.9027e-06 | 1.9961e-06 | 1.8746e-06 | 1.899e-06 | 1.3954e-06 | 1.6392e-06 | 2.1039e-06 | 1.6984e-06 | 1.965e-06 | 1.8197e-06 | 1.9289e-06 | 1.7021e-06 | 1.6837e-06 | 2.044e-06 | 1.7609e-06 | 1.6822e-06 | 1.5324e-06 | 1.5362e-06 | 2.0977e-06 | 1.7533e-06 | 1.8702e-06 | 1.9782e-06 | 1.7439e-06 | 2.0767e-06 | 2.2112e-06 | 1.8821e-06 | 1.8955e-06 | 1.8021e-06 | 1.5982e-06 | 1.8041e-06 | 1.9543e-06 | 1.7714e-06 | 1.7995e-06 | 1.9722e-06 | 1.9508e-06 | 1.4702e-06 | 2.1662e-06 | 1.9671e-06 | 1.8451e-06 | 2.1659e-06 | 1.7774e-06 | 1.3894e-06 | 1.9203e-06 | 1.7265e-06 | 2.0278e-06 | 1.9246e-06 | 2.0515e-06 | 1.8856e-06 | 2.0642e-06 | 1.9123e-06 | 1.921e-06 | 1.9666e-06 | 1.6351e-06 | 1.5879e-06 | 1.6452e-06 | 1.9647e-06 | 1.91e-06 | 1.6094e-06 | 1.9935e-06 | 1.695e-06 | 1.9859e-06 | 2.0203e-06 | 1.983e-06 | 1.6998e-06 | 1.7675e-06 | 1.993e-06 | 1.6889e-06 | 1.7498e-06 | 1.8526e-06 | 1.8368e-06 | 2.1075e-06 | 2.1089e-06 | 1.7218e-06 | 1.9575e-06 | 1.9418e-06 | 2.0301e-06 | 2.0392e-06 | 1.7906e-06 | 1.9049e-06 | 2.0029e-06 | 1.7928e-06 | 1.9319e-06 | 2.1545e-06 | 1.8223e-06 | 1.8104e-06 | 1.7762e-06 | 1.5571e-06 | 1.9179e-06 | 1.9879e-06 | 2.0569e-06 | 1.8784e-06 | 1.832e-06 | 1.8919e-06 | 1.8022e-06 | 1.7198e-06 | 1.691e-06 | 2.0473e-06 | 1.8756e-06 | 1.8629e-06 | 1.896e-06 | 2.0857e-06 | 1.6103e-06 | 1.8433e-06 | 1.6425e-06 | 1.8259e-06 | 1.9093e-06 | 1.6841e-06 | 1.9078e-06 | 1.5836e-06 | 1.7259e-06 | 1.9875e-06 | 1.7876e-06 | 1.779e-06 | 1.4547e-06 | 1.8235e-06 | 1.5589e-06 | 2.1365e-06 | 1.9481e-06 | 1.6837e-06 | 1.8238e-06 | 2.0279e-06 | 1.9508e-06 | 1.6904e-06 | 1.808e-06 | 1.8857e-06 | 1.9112e-06 | 1.4425e-06 | 1.7242e-06 | 2.0499e-06 | 1.8609e-06 | 2.0738e-06 | 1.5019e-06 | 1.8858e-06 | 1.7426e-06 | 1.9363e-06 | 1.5026e-06 | 1.7325e-06 | 1.7646e-06 | 1.8556e-06 | 1.766e-06 | 1.986e-06 | 1.9338e-06 | 1.3167e-06 | 2.0221e-06 | 1.6933e-06 | 2.1327e-06 | 1.9279e-06 | 1.6058e-06 | 1.8657e-06 | 1.8558e-06 | 1.745e-06 | 1.9742e-06 | 1.737e-06 | 1.9607e-06 | 1.6529e-06 | 1.862e-06 | 2.3682e-06 | 2.0235e-06 | 1.8783e-06 | 2.153e-06 | 1.8746e-06 | 1.8725e-06 | 1.6502e-06 | 1.4828e-06 | 1.4502e-06 | 1.7782e-06 | 1.4426e-06 | 1.8967e-06 | 1.8522e-06 | 1.7149e-06 | 1.9658e-06 | 1.5515e-06 | 2.0761e-06 | 2.0494e-06 | 2.0794e-06 | 1.8879e-06 | 1.7481e-06 | 1.7658e-06 | 2.0831e-06 | 1.9984e-06 | 1.3834e-06 | 1.7469e-06 | 1.8089e-06 | 1.6483e-06 | 2.2004e-06 | 1.7151e-06 | 1.7024e-06 | 1.79e-06 | 1.8176e-06 | 1.7848e-06 | 1.8666e-06 | 1.7207e-06 | 1.9519e-06 | 1.5688e-06 | 2.243e-06 | 1.8316e-06 | 1.8585e-06 | 1.8488e-06 | 1.4056e-06 | 1.7734e-06 | 1.9325e-06 | 1.6914e-06 | 1.8737e-06 | 1.9933e-06 | 1.8859e-06 | 1.784e-06 | 2.1379e-06 | 1.9676e-06 | 2.2636e-06 | 1.4603e-06 | 1.9159e-06 | 1.6617e-06 | 2.0744e-06 | 1.6065e-06 | 1.6393e-06 | 1.7492e-06 | 2.166e-06 | 1.9817e-06 | 1.7165e-06 | 1.8656e-06 | 1.9726e-06 | 1.9181e-06 | 1.5098e-06 | 1.9941e-06 | 1.8945e-06 | 1.665e-06 | 2.2263e-06 | 1.8058e-06 | 1.9679e-06 | 1.7715e-06 | 1.9509e-06 | 1.6868e-06 | 1.6692e-06 | 1.7798e-06 | 1.6695e-06 | 1.8505e-06 | 2.0225e-06 | 1.7122e-06 | 2.1874e-06 | 2.102e-06 | 1.7515e-06 | 1.8465e-06 | 2.0268e-06 | 1.769e-06 | 1.7829e-06 | 2.0027e-06 | 1.9258e-06 | 1.6588e-06 | 1.5843e-06 | 1.8319e-06 | 1.8266e-06 | 1.822e-06 | 1.9351e-06 | 1.8844e-06 | 1.5443e-06 | 1.6528e-06 | 1.5437e-06 | 1.6115e-06 | 1.7422e-06 | 1.9994e-06 | 1.8805e-06 | 1.3565e-06 | 1.9447e-06 | 1.7411e-06 | 1.7309e-06 | 1.8257e-06 | 1.6985e-06 | 1.8164e-06 | 1.8121e-06 | 1.6335e-06 | 2.0645e-06 | 2.0248e-06 | 1.5767e-06 | 1.8062e-06 | 2.0311e-06 | 2.0386e-06 | 1.7084e-06 | 2.1786e-06 | 1.5825e-06 | 1.6324e-06 | 2.1086e-06 | 1.7149e-06 | 2.0167e-06 | 2.0548e-06 | 1.8139e-06 | 1.9327e-06 | 1.9684e-06 | 2.023e-06 | 1.8101e-06 | 1.6745e-06 | 1.9352e-06 | 1.5149e-06 | 2.2102e-06 | 2.0126e-06 | 1.9324e-06 | 2.0021e-06 | 1.9992e-06 | 2.0193e-06 | 2.0926e-06 | 1.7673e-06 | 1.7451e-06 | 1.673e-06 | 1.7025e-06 | 1.7448e-06 | 1.9917e-06 | 1.8032e-06 | 1.8718e-06 | 1.6568e-06 | 1.6405e-06 | 1.7763e-06 | 1.8356e-06 | 1.7993e-06 | 2.1833e-06 | 1.8012e-06 | 1.6682e-06 | 2.106e-06 | 1.6105e-06 | 2.0367e-06 | 1.6395e-06 | 2.0537e-06 | 1.4407e-06 | 1.7549e-06 | 1.8e-06 | 1.7344e-06 | 1.7052e-06 | 1.832e-06 | 1.8052e-06 | 1.8772e-06 | 2.08e-06 | 1.8456e-06 | 1.9442e-06 | 1.8278e-06 | 1.989e-06 | 1.4325e-06 | 1.9327e-06 | 1.8696e-06 | 2.1195e-06 | 1.658e-06 | 1.6965e-06 | 1.8249e-06 | 1.8424e-06 | 1.8415e-06 | 2.0409e-06 | 1.9898e-06 | 1.8345e-06 | 1.4369e-06 | 1.9844e-06 | 1.6125e-06 | 1.6764e-06 | 1.7503e-06 | 1.4593e-06 | 1.9781e-06 | 1.7853e-06 | 1.9996e-06 | 1.6958e-06 | 1.8422e-06 | 1.8136e-06 | 1.9761e-06 | 2.1055e-06 | 1.952e-06 | 2.0195e-06 | 1.8978e-06 | 2.0792e-06 | 1.7296e-06 | 1.7031e-06 | 2.2324e-06 | 1.8135e-06 | 2.0011e-06 | 1.9338e-06 | 1.852e-06 | 1.6183e-06 | 1.7013e-06 | 2.0538e-06 | 1.5814e-06 | 1.824e-06 | 1.4645e-06 | 1.6824e-06 | 1.6905e-06 | 1.9047e-06 | 1.928e-06 | 1.9838e-06 | 1.8572e-06 | 2.1355e-06 | 2.0336e-06 | 1.9097e-06 | 1.7562e-06 | 1.6724e-06 | 1.6948e-06 | 1.9984e-06 | 1.9586e-06 | 1.8547e-06 | 1.8276e-06 | 1.93e-06 | 1.5302e-06 | 1.6076e-06 | 2.089e-06 | 2.0047e-06 | 1.8763e-06 | 1.8503e-06 | 1.5438e-06 | 1.7146e-06 | 1.8006e-06 | 1.602e-06 | 1.5885e-06 | 1.7048e-06 | 1.864e-06 | 1.934e-06 | 2.1032e-06 | 2.1177e-06 | 1.8133e-06 | 1.8606e-06 | 1.6039e-06 | 2.3517e-06 | 1.7546e-06 | 1.9497e-06 | 1.9713e-06 | 2.3273e-06 | 2.264e-06 | 1.8258e-06 | 1.5031e-06 | 1.9147e-06 | 2.2625e-06 | 1.8319e-06 | 1.5762e-06 | 1.4324e-06 | 1.9929e-06 | 1.8062e-06 | 1.9499e-06 | 1.977e-06 | 1.9574e-06 | 1.7852e-06 | 1.8484e-06 | 1.8119e-06 | 1.7817e-06 | 1.9277e-06 | 1.6023e-06 | 1.8715e-06 | 1.9499e-06 | 1.7324e-06 | 1.848e-06 | 1.8108e-06 | 1.8463e-06 | 1.7581e-06 | 1.7828e-06 | 1.6914e-06 | 1.6436e-06 | 2.0137e-06 | 2.1373e-06 | 1.3997e-06 | 1.7639e-06 | 1.8392e-06 | 1.928e-06 | 1.8531e-06 | 2.1981e-06 | 1.7757e-06 | 2.213e-06 | 2.0372e-06 | 2.0872e-06 | 1.8427e-06 | 1.7958e-06 | 1.9284e-06 | 1.5816e-06 | 2.0724e-06 | 2.1536e-06 | 1.6895e-06 | 1.5404e-06 | 1.7252e-06 | 1.726e-06 | 1.9058e-06 | 1.7311e-06 | 2.1477e-06 | 1.9834e-06 | 1.7229e-06 | 2.0099e-06 | 2.0217e-06 | 2.051e-06 | 1.6084e-06 | 2.22e-06 | 1.8821e-06 | 1.9264e-06 | 1.9544e-06 | 1.9943e-06 | 1.9158e-06 | 1.9523e-06 | 1.7634e-06 | 1.6101e-06 | 1.937e-06 | 2.0444e-06 | 1.9819e-06 | 2.3536e-06 | 2.1061e-06 | 1.788e-06 | 1.6544e-06 | 1.6195e-06 | 2.1029e-06 | 1.7206e-06 | 1.9326e-06 | 2.0904e-06 | 1.8891e-06 | 1.9054e-06 | 1.9027e-06 | 1.7803e-06 | 1.8527e-06 | 1.7246e-06 | 1.8885e-06 | 1.8237e-06 | 1.701e-06 | 1.7601e-06 | 1.9724e-06 | 1.5347e-06 | 1.5245e-06 | 1.8391e-06 | 1.7397e-06 | 1.8359e-06 | 1.972e-06 | 1.7566e-06 | 1.956e-06 | 1.6652e-06 | 1.822e-06 | 1.9507e-06 | 1.6375e-06 | 1.9619e-06 | 2.0369e-06 | 1.9385e-06 | 1.8424e-06 | 1.9063e-06 | 1.7936e-06 | 1.8014e-06 | 1.8786e-06 | 1.5793e-06 | 1.9188e-06 | 1.6988e-06 | 1.6261e-06 | 1.8206e-06 | 1.7631e-06 | 1.9071e-06 | 2.0463e-06 | 1.8366e-06 | 1.6692e-06 | 1.9029e-06 | 1.6883e-06 | 1.6484e-06 | 1.6952e-06 | 1.9783e-06 | 1.7488e-06 | 2.0575e-06 | 1.9799e-06 | 1.6811e-06 | 1.7417e-06 | 1.7718e-06 | 1.9819e-06 | 1.7618e-06 | 1.7031e-06 | 1.8914e-06 | 1.929e-06 | 1.9452e-06 | 1.8482e-06 | 1.6739e-06 | 1.6229e-06 | 1.6204e-06 | 1.5565e-06 | 1.9143e-06 | 1.75e-06 | 2.1519e-06 | 1.5538e-06 | 1.6562e-06 | 2.1781e-06 | 2.0136e-06 | 2.0454e-06 | 2.2714e-06 | 2.0738e-06 | 1.8284e-06 | 1.5825e-06 | 1.7846e-06 | 1.7062e-06 | 1.7493e-06 | 2.027e-06 | 1.6123e-06 | 1.788e-06 | 1.8984e-06 | 1.5951e-06 | 1.5003e-06 | 1.6992e-06 | 2.0293e-06 | 1.5645e-06 | 1.8834e-06 | 1.7908e-06 | 1.802e-06 | 1.4829e-06 | 1.9471e-06 | 1.6018e-06 | 1.8406e-06 | 2.0152e-06 | 1.7684e-06 | 1.9746e-06 | 1.8659e-06 | 1.6155e-06 | 1.9802e-06 | 2.1609e-06 | 2.1229e-06 | 2.0634e-06 | 1.5561e-06 | 1.7945e-06 | 1.9338e-06 | 1.8476e-06 | 1.4607e-06 | 1.9198e-06 | 2.0779e-06 | 1.9037e-06 | 1.9517e-06 | 1.7514e-06 | 2.0061e-06 | 1.8022e-06 | 1.5689e-06 | 1.8559e-06 | 1.8416e-06 | 2.1423e-06 | 1.693e-06 | 1.8623e-06 | 1.8847e-06 | 2.0158e-06 | 2.1206e-06 | 1.6225e-06 | 1.7404e-06 | 2.0097e-06 | 1.446e-06 | 1.8194e-06 | 1.8815e-06 | 1.668e-06 | 1.8756e-06 | 1.8571e-06 | 1.9066e-06 | 1.8664e-06 | 1.3797e-06 | 1.9701e-06 | 1.9112e-06 | 1.6248e-06 | 1.8357e-06 | 1.7595e-06 | 1.3853e-06 | 1.8646e-06 | 1.8168e-06 | 1.9148e-06 | 1.8992e-06 | 1.8289e-06 | 1.6208e-06 | 1.7187e-06 | 2.117e-06 | 1.5137e-06 | 1.8748e-06 | 1.7645e-06 | 1.4379e-06 | 1.9573e-06 | 1.8093e-06 | 1.8681e-06 | 1.9242e-06 | 1.9956e-06 | 2.0504e-06 | 1.9265e-06 | 1.8299e-06 | 1.9197e-06 | 1.8393e-06 | 2.0547e-06 | 1.9913e-06 | 1.7448e-06 | 1.5368e-06 | 1.8423e-06 | 1.6538e-06 | 2.0647e-06 | 1.724e-06 | 1.8054e-06 | 1.935e-06 | 1.718e-06 | 1.9589e-06 | 1.7211e-06 | 1.8107e-06 | 1.8838e-06 | 1.8495e-06 | 1.7861e-06 | 1.851e-06 | 1.8273e-06 | 2.4212e-06 | 1.7922e-06 | 1.7923e-06 | 1.9988e-06 | 1.9206e-06 | 1.8425e-06 | 2.0711e-06 | 1.668e-06 | 2.0069e-06 | 1.3266e-06 | 1.6931e-06 | 2.0385e-06 | 1.955e-06 | 1.5881e-06 | 1.9029e-06 | 1.608e-06 | 1.8978e-06 | 1.6592e-06 | 1.7769e-06 | 2.0599e-06 | 1.932e-06 | 2.2663e-06 | 1.9117e-06 | 1.9533e-06 | 1.8477e-06 | 1.7062e-06 | 1.786e-06 | 1.8458e-06 | 1.8827e-06 | 2.2174e-06 | 2.1743e-06 | 2.1118e-06 | 1.8459e-06 | 1.7535e-06 | 1.7447e-06 | 1.5628e-06 | 1.7335e-06 | 2.0175e-06 | 1.8785e-06 | 1.587e-06 | 1.8688e-06 | 1.8491e-06 | 1.7886e-06 | 1.9051e-06 | 1.9241e-06 | 2.2102e-06 | 1.7588e-06 | 2.0384e-06 | 1.7914e-06 | 1.7046e-06 | 1.9182e-06 | 1.9866e-06 | 1.8458e-06 | 1.9242e-06 | 2.0781e-06 | 1.4493e-06 | 1.9623e-06 | 1.6801e-06 | 2.0066e-06 | 1.8059e-06 | 2.0155e-06 | 1.8395e-06 | 1.5911e-06 | 1.818e-06 | 2.1106e-06 | 2.0396e-06 | 1.6865e-06 | 1.7094e-06 | 1.6869e-06 | 1.2832e-06 | 2.0293e-06 | 2.1735e-06 | 1.7752e-06 | 1.6701e-06 | 2.0695e-06 | 1.8079e-06 | 1.7824e-06 | 1.6702e-06 | 1.7772e-06 | 1.8432e-06 | 1.4229e-06 | 2.0013e-06 | 1.9581e-06 | 2.0165e-06 | 1.7465e-06 | 1.8875e-06 | 1.805e-06 | 1.8225e-06 | 2.0731e-06 | 1.7236e-06 | 1.7787e-06 | 2.003e-06 | 1.6416e-06 | 1.8054e-06 | 1.8917e-06 | 2.0028e-06 | 2.2234e-06 | 1.9034e-06 | 1.6516e-06 | 1.9842e-06 | 1.8838e-06 | 1.4688e-06 | 1.8126e-06 | 2.0095e-06 | 1.5083e-06 | 2.0959e-06 | 1.7111e-06 | 1.8677e-06 | 1.3904e-06 | 1.6661e-06 | 1.7261e-06 | 1.7936e-06 | 2.0277e-06 | 2.0402e-06 | 1.6534e-06 | 2.0548e-06 | 2.0163e-06 | 1.8294e-06 | 1.9721e-06 | 2.0294e-06 | 1.6837e-06 | 1.9672e-06 | 2.2667e-06 | 2.0818e-06 | 1.6501e-06 | 1.7452e-06 | 1.9341e-06 | 1.693e-06 | 1.8457e-06 | 1.7021e-06 | 1.7394e-06 | 1.8833e-06 | 1.8759e-06 | 2.1529e-06 | 1.8906e-06 | 1.5442e-06 | 1.9108e-06 | 1.8051e-06 | 2.0066e-06 | 2.0244e-06 | 1.9827e-06 | 1.8963e-06 | 1.863e-06 | 2.0202e-06 | 2.1851e-06 | 1.8614e-06 | 1.7674e-06 | 1.8587e-06 | 1.8248e-06 | 2.048e-06 | 1.7811e-06 | 1.8826e-06 | 2.1325e-06 | 1.8907e-06 | 1.6837e-06 | 1.9295e-06 | 1.991e-06 | 1.8561e-06 | 1.6509e-06 | 1.6426e-06 | 1.6389e-06 | 1.3922e-06 | 2.0007e-06 | 1.9228e-06 | 1.8857e-06 | 1.6034e-06 | 1.5931e-06 | 1.6958e-06 | 2.0941e-06 | 1.7708e-06 | 1.9157e-06 | 1.6752e-06 | 1.7393e-06 | 2.0166e-06 | 2.3163e-06 | 1.7159e-06 | 2.0249e-06 | 2.056e-06 | 2.1195e-06 | 1.8662e-06 | 2.1077e-06 | 2.1581e-06 | 1.6583e-06 | 1.6897e-06 | 1.7388e-06 | 1.6706e-06 | 1.7468e-06 | 1.731e-06 | 2.0675e-06 | 1.9104e-06 | 1.7537e-06 | 1.5337e-06 | 1.7353e-06 | 1.6637e-06 | 1.995e-06 | 1.7028e-06 | 1.67e-06 | 1.7268e-06 | 1.8635e-06 | 1.9532e-06 | 1.8719e-06 | 1.9098e-06 | 2.0457e-06 | 1.6763e-06 | 1.8707e-06 | 1.7977e-06 | 1.6498e-06 | 1.6286e-06 | 1.3227e-06 | 2.045e-06 | 1.6695e-06 | 1.9614e-06 | 1.9676e-06 | 1.4783e-06 | 1.6568e-06 | 1.7727e-06 | 2.0475e-06 | 1.7707e-06 | 1.6925e-06 | 1.8501e-06 | 2.1515e-06 | 1.7245e-06 | 1.5521e-06 | 1.8312e-06 | 1.9399e-06 | 1.7259e-06 | 1.9659e-06 | 2.1163e-06 | 1.7332e-06 | 1.8414e-06 | 1.5776e-06 | 1.7217e-06 | 1.805e-06 | 1.5551e-06 | 1.8594e-06 | 1.7137e-06 | 1.7137e-06 | 1.6846e-06 | 1.713e-06 | 1.8431e-06 | 1.7164e-06 | 2.245e-06 | 2.0277e-06 | 2.3161e-06 | 1.9157e-06 | 1.8454e-06 | 1.9557e-06 | 1.7736e-06 | 1.7767e-06 | 1.7528e-06 | 1.3765e-06 | 1.9814e-06 | 1.6163e-06 | 1.5509e-06 | 2.0188e-06 | 1.9039e-06 | 1.8455e-06 | 2.1739e-06 | 1.8196e-06 | 1.8843e-06 | 2.1289e-06 | 1.9797e-06 | 1.754e-06 | 1.3804e-06 | 1.9171e-06 | 2.2182e-06 | 1.9651e-06 | 1.6345e-06 | 1.9605e-06 | 1.6387e-06 | 1.6938e-06 | 1.6529e-06 | 1.8372e-06 | 2.3984e-06 | 2.1622e-06 | 1.8079e-06 | 1.8685e-06 | 2.1224e-06 | 1.6914e-06 | 2.0302e-06 | 1.92e-06 | 1.8491e-06 | 1.8043e-06 | 1.8299e-06 | 1.8468e-06 | 2.0248e-06 | 1.8098e-06 | 1.6004e-06 | 1.5532e-06 | 1.6087e-06 | 1.5357e-06 | 2.0231e-06 | 2.1406e-06 | 1.8596e-06 | 1.8221e-06 | 2.0894e-06 | 1.6837e-06 | 1.7662e-06 | 1.814e-06 | 1.7668e-06 | 1.8493e-06 | 1.5061e-06 | 1.6128e-06 | 1.8497e-06 | 1.8559e-06 | 1.7565e-06 | 1.5074e-06 | 2.106e-06 | 1.9618e-06 | 2.091e-06 | 1.4895e-06 | 1.991e-06 | 1.9182e-06 | 1.9134e-06 | 1.5478e-06 | 2.0778e-06 | 1.9715e-06 | 2.0714e-06 | 1.6775e-06 | 1.6024e-06 | 1.7367e-06 | 1.8488e-06 | 1.7951e-06 | 1.8875e-06 | 1.6721e-06 | 2.0992e-06 | 1.9489e-06 | 2.0855e-06 | 1.8992e-06 | 1.9571e-06 | 1.9113e-06 | 1.8667e-06 | 1.8676e-06 | 1.6816e-06 | 1.8068e-06 | 1.687e-06 | 1.6086e-06 | 1.8558e-06 | 1.8619e-06 | 2.1241e-06 | 1.8764e-06 | 1.5568e-06 | 1.7553e-06 | 2.0932e-06 | 2.0803e-06 | 1.9249e-06 | 1.6739e-06 | 2.0995e-06 | 1.9858e-06 | 2.0401e-06 | 1.8649e-06 | 1.8117e-06 | 1.9594e-06 | 2.1421e-06 | 1.6474e-06 | 2.1867e-06 | 1.8811e-06 | 1.9416e-06 | 1.7852e-06 | 1.9546e-06 | 1.7193e-06 | 1.6585e-06 | 1.636e-06 | 1.6677e-06 | 2.2048e-06 | 1.9234e-06 | 1.9588e-06 | 2.0038e-06 | 1.9828e-06 | 1.9838e-06 | 1.8401e-06 | 2.055e-06 | 1.6223e-06 | 1.5428e-06 | 2.0252e-06 | 1.8704e-06 | 2.1775e-06 | 2.0719e-06 | 2.0404e-06 | 1.6448e-06 | 1.6582e-06 | 1.576e-06 | 1.9398e-06 | 1.8613e-06 | 1.3042e-06 | 2.1544e-06 | 1.955e-06 | 1.785e-06 | 1.7202e-06 | 1.9677e-06 | 1.8332e-06 | 1.695e-06 | 1.6272e-06 | 1.7332e-06 | 1.9333e-06 | 1.7712e-06 | 2.0214e-06 | 1.833e-06 | 2.1409e-06 | 1.5161e-06 | 1.8215e-06 | 1.4021e-06 | 1.9385e-06 | 1.5593e-06 | 1.6818e-06 | 2.0105e-06 | 1.8535e-06 | 1.8958e-06 | 1.7959e-06 | 1.9013e-06 | 2.0824e-06 | 1.8862e-06 | 1.7674e-06 | 1.5427e-06 | 1.9167e-06 | 1.7848e-06 | 1.7099e-06 | 1.7536e-06 | 1.6407e-06 | 2.0274e-06 | 1.9534e-06 | 1.6636e-06 | 1.6479e-06 | 1.5611e-06 | 1.4493e-06 | 1.7526e-06 | 1.6547e-06 | 1.7848e-06 | 2.063e-06 | 2.1244e-06 | 1.8952e-06 | 1.3885e-06 | 1.6981e-06 | 1.8853e-06 | 1.8955e-06 | 1.9289e-06 | 1.8991e-06 | 1.7807e-06 | 2.0759e-06 | 1.7382e-06 | 1.4553e-06 | 1.6172e-06 | 2.1478e-06 | 1.8914e-06 | 1.7197e-06 | 1.8283e-06 | 1.8412e-06 | 1.8583e-06 | 1.9041e-06 | 1.7543e-06 | 1.8141e-06 | 1.9835e-06 | 1.7892e-06 | 1.8594e-06 | 1.6685e-06 | 1.6144e-06 | 1.9559e-06 | 1.7844e-06 | 2.0721e-06 | 1.9703e-06 | 1.9394e-06 | 1.8438e-06 | 1.7165e-06 | 1.8684e-06 | 2.2168e-06 | 1.7156e-06 | 1.9885e-06 | 1.7826e-06 | 2.1074e-06 | 1.8629e-06 | 1.8892e-06 | 1.7993e-06 | 1.5702e-06 | 2.0146e-06 | 1.8074e-06 | 1.837e-06 | 1.7627e-06 | 1.6794e-06 | 1.9829e-06 | 1.9917e-06 | 1.7588e-06 | 1.7488e-06 | 1.8761e-06 | 1.5962e-06 | 2.1065e-06 | 2.1522e-06 | 1.7597e-06 | 1.9709e-06 | 2.007e-06 | 1.8409e-06 | 1.7216e-06 | 2.0984e-06 | 2.2496e-06 | 2.2164e-06 | 2.253e-06 | 1.7126e-06 | 1.7362e-06 | 1.7195e-06 | 1.9876e-06 | 1.8043e-06 | 1.7912e-06 | 1.8152e-06 | 2.0615e-06 | 1.9315e-06 | 1.9758e-06 | 1.7476e-06 | 1.8983e-06 | 1.7258e-06 | 1.657e-06 | 1.9324e-06 | 1.7882e-06 | 1.718e-06 | 1.7716e-06 | 1.9772e-06 | 1.5952e-06 | 1.7812e-06 | 1.653e-06 | 1.8519e-06 | 2.2834e-06 | 1.8458e-06 | 1.7746e-06 | 1.5075e-06 | 1.5854e-06 | 1.8458e-06 | 2.1111e-06 | 1.9861e-06 | 1.704e-06 | 1.871e-06 | 1.9133e-06 | 1.8249e-06 | 1.7701e-06 | 1.6564e-06 | 2.0679e-06 | 2.1188e-06 | 1.7992e-06 | 1.7149e-06 | 2.1091e-06 | 1.665e-06 | 1.5112e-06 | 2.0533e-06 | 2.1322e-06 | 1.6395e-06 | 1.802e-06 | 1.6942e-06 | 1.8855e-06 | 1.2368e-06 | 2.0371e-06 | 1.9614e-06 | 2.0573e-06 | 1.8671e-06 | 1.6199e-06 | 1.8705e-06 | 1.7509e-06 | 1.5903e-06 | 1.9448e-06 | 1.6156e-06 | 2.0874e-06 | 1.508e-06 | 1.5268e-06 | 2.2101e-06 | 1.9807e-06 | 1.8092e-06 | 1.7014e-06 | 1.8925e-06 | 1.9622e-06 | 1.9756e-06 | 1.775e-06 | 1.9656e-06 | 1.9425e-06 | 1.6746e-06 | 1.854e-06 | 1.8166e-06 | 1.7828e-06 | 2.0867e-06 | 1.8406e-06 | 1.6955e-06 | 1.8808e-06 | 1.8389e-06 | 2.2554e-06 | 2.1535e-06 | 1.4359e-06 | 1.6726e-06 | 2.0466e-06 | 2.0359e-06 | 1.9753e-06 | 1.603e-06 | 1.9798e-06 | 1.7206e-06 | 1.8502e-06 | 1.8375e-06 | 1.9979e-06 | 1.8152e-06 | 2.2004e-06 | 1.8762e-06 | 2.0938e-06 | 1.7495e-06 | 1.6484e-06 | 1.7974e-06 | 1.954e-06 | 1.7167e-06 | 1.8844e-06 | 1.7929e-06 | 1.6983e-06 | 1.6659e-06 | 2.2186e-06 | 1.9189e-06 | 1.784e-06 | 1.567e-06 | 1.7611e-06 | 1.908e-06 | 2.0379e-06 | 1.6441e-06 | 2.0574e-06 | 1.8515e-06 | 1.6355e-06 | 1.4997e-06 | 2.0357e-06 | 1.574e-06 | 1.8446e-06 | 1.7811e-06 | 2.0227e-06 | 1.923e-06 | 2.067e-06 | 1.9269e-06 | 1.6363e-06 | 1.9983e-06 | 1.6959e-06 | 1.8987e-06 | 2.0473e-06 | 1.7582e-06 | 1.6231e-06 | 1.8164e-06 | 1.8233e-06 | 2.2459e-06 | 2.0844e-06 | 1.8113e-06 | 1.9771e-06 | 1.8479e-06 | 1.9783e-06 | 1.8294e-06 | 1.6265e-06 | 2.1635e-06 | 1.821e-06 | 1.7762e-06 | 1.8141e-06 | 1.8562e-06 | 2.2426e-06 | 1.971e-06 | 1.9578e-06 | 1.9799e-06 | 1.7164e-06 | 1.83e-06 | 2.2167e-06 | 1.8302e-06 | 1.9649e-06 | 1.8755e-06 | 1.8057e-06 | 1.7279e-06 | 1.8152e-06 | 2.449e-06 | 1.9068e-06 | 1.908e-06 | 1.905e-06 | 1.8083e-06 | 1.6459e-06 | 1.8788e-06 | 1.7349e-06 | 1.8758e-06 | 2.0067e-06 | 1.6087e-06 | 1.599e-06 | 1.81e-06 | 1.7165e-06 | 1.7967e-06 | 1.8961e-06 | 1.4237e-06 | 1.9178e-06 | 2.0172e-06 | 2.0305e-06 | 1.6281e-06 | 1.9346e-06 | 1.7081e-06 | 1.5475e-06 | 1.7552e-06 | 1.7239e-06 | 1.8871e-06 | 1.7657e-06 | 2.0428e-06 | 2.0884e-06 | 1.4084e-06 | 1.4476e-06 | 2.0645e-06 | 1.9322e-06 | 1.746e-06 | 1.785e-06 | 1.8576e-06 | 1.7455e-06 | 1.8072e-06 | 2e-06 | 2.0606e-06 | 1.7454e-06 | 2.045e-06 | 1.8135e-06 | 2.1171e-06 | 1.5647e-06 | 1.6523e-06 | 1.9543e-06 | 1.8439e-06 | 1.8776e-06 | 1.7507e-06 | 1.9792e-06 | 2.0752e-06 | 1.6405e-06 | 1.6009e-06 | 1.8869e-06 | 1.9265e-06 | 1.572e-06 | 1.7067e-06 | 2.2154e-06 | 1.8501e-06 | 1.7355e-06 | 1.5383e-06 | 1.7841e-06 | 1.9489e-06 | 1.9343e-06 | 2.1036e-06 | 1.82e-06 | 1.7816e-06 | 1.8441e-06 | 1.8326e-06 | 1.9003e-06 | 1.9416e-06 | 1.9008e-06 | 1.979e-06 | 1.8765e-06 | 1.8277e-06 | 2.0362e-06 | 1.7853e-06 | 1.7592e-06 | 1.8654e-06 | 1.89e-06 | 1.7048e-06 | 1.954e-06 | 1.9561e-06 | 1.5412e-06 | 1.8366e-06 | 1.4689e-06 | 1.7335e-06 | 1.7672e-06 | 1.8623e-06 | 1.799e-06 | 2.2713e-06 | 1.6491e-06 | 2.0344e-06 | 1.8205e-06 | 1.9343e-06 | 1.7837e-06 | 1.9368e-06 | 1.8533e-06 | 2.1201e-06 | 2.0091e-06 | 1.7478e-06 | 1.7726e-06 | 1.783e-06 | 2.0682e-06 | 1.7531e-06 | 1.6443e-06 | 1.7619e-06 | 1.7725e-06 | 2.0589e-06 | 1.9288e-06 | 1.5811e-06 | 2.0481e-06 | 1.958e-06 | 1.8763e-06 | 1.6902e-06 | 1.8958e-06 | 2.1139e-06 | 1.6415e-06 | 1.7557e-06 | 1.7103e-06 | 1.823e-06 | 1.928e-06 | 1.6451e-06 | 2.098e-06 | 1.8763e-06 | 1.9646e-06 | 2.1594e-06 | 1.8507e-06 | 1.7281e-06 | 2.0266e-06 | 1.9963e-06 | 1.7221e-06 | 2.2506e-06 | 1.5963e-06 | 1.7753e-06 | 1.9005e-06 | 2.2584e-06 | 1.6708e-06 | 1.914e-06 | 1.6349e-06 | 1.9139e-06 | 2.3051e-06 | 1.6201e-06 | 1.8498e-06 | 1.6857e-06 | 1.8694e-06 | 1.7744e-06 | 1.5676e-06 | 1.8824e-06 | 1.9614e-06 | 2.0366e-06 | 1.6854e-06 | 1.6323e-06 | 1.6907e-06 | 2.131e-06 | 1.8545e-06 | 1.6851e-06 | 2.3105e-06 | 1.9196e-06 | 1.7931e-06 | 1.8643e-06 | 1.8213e-06 | 1.7233e-06 | 1.4042e-06 | 2.0759e-06 | 2.2488e-06 | 1.3899e-06 | 1.963e-06 | 1.4721e-06 | 2.3071e-06 | 1.8444e-06 | 1.84e-06 | 1.9112e-06 | 2.0419e-06 | 2.1386e-06 | 1.4446e-06 | 1.8454e-06 | 1.757e-06 | 1.8684e-06 | 2.1022e-06 | 1.3695e-06 | 1.9533e-06 | 1.7299e-06 | 2.2082e-06 | 1.9611e-06 | 1.9988e-06 | 1.8745e-06 | 2.0279e-06 | 2.1344e-06 | 1.557e-06 | 1.6234e-06 | 2.3416e-06 | 1.7606e-06 | 1.6135e-06 | 1.7743e-06 | 1.7446e-06 | 1.5974e-06 | 1.7696e-06 | 2.1877e-06 | 1.9303e-06 | 1.938e-06 | 1.7848e-06 | 2.1854e-06 | 1.9023e-06 | 1.5404e-06 | 2.4019e-06 | 1.9823e-06 | 1.9085e-06 | 1.8933e-06 | 1.5941e-06 | 1.6309e-06 | 1.7382e-06 | 1.9907e-06 | 1.8223e-06 | 1.7049e-06 | 1.6794e-06 | 1.7839e-06 | 2.1881e-06 | 1.6571e-06 | 2.1249e-06 | 1.8948e-06 | 2.0764e-06 | 1.854e-06 | 1.9822e-06 | 1.6409e-06 | 1.7472e-06 | 1.9402e-06 | 2.2116e-06 | 1.9411e-06 | 1.8224e-06 | 1.7913e-06 | 2.1168e-06 | 1.7713e-06 | 2.0701e-06 | 1.7347e-06 | 1.561e-06 | 2.0132e-06 | 1.9305e-06 | 1.7205e-06 | 2.1417e-06 | 1.6986e-06 | 1.8311e-06 | 1.9489e-06 | 1.9262e-06 | 1.543e-06 | 1.7187e-06 | 1.6124e-06 | 1.8171e-06 | 1.5704e-06 | 1.8407e-06 | 1.3202e-06 | 1.4939e-06 | 1.9518e-06 | 1.9284e-06 | 1.83e-06 | 1.6442e-06 | 2.039e-06 | 1.8005e-06 | 1.9946e-06 | 1.5509e-06 | 1.9666e-06 | 1.8452e-06 | 1.8808e-06 | 1.8213e-06 | 1.8669e-06 | 1.6304e-06 | 1.831e-06 | 1.7619e-06 | 2.0304e-06 | 1.7202e-06 | 1.7884e-06 | 1.7426e-06 | 2.1313e-06 | 1.9344e-06 | 2.012e-06 | 1.8841e-06 | 1.9827e-06 | 1.7584e-06 | 1.7104e-06 | 1.7541e-06 | 1.7497e-06 | 1.9207e-06 | 1.9268e-06 | 1.9839e-06 | 1.4906e-06 | 1.9758e-06 | 1.7944e-06 | 1.5257e-06 | 1.5601e-06 | 1.4984e-06 | 1.8313e-06 | 2.0466e-06 | 1.9897e-06 | 1.8665e-06 | 1.9797e-06 | 1.7788e-06 | 2.0836e-06 | 1.7635e-06 | 2.0085e-06 | 1.8378e-06 | 1.6989e-06 | 2.1831e-06 | 1.5538e-06 | 2.0456e-06 | 1.49e-06 | 1.8062e-06 | 1.525e-06 | 1.6143e-06 | 1.8569e-06 | 1.7271e-06 | 1.9744e-06 | 1.5574e-06 | 1.6042e-06 | 1.7748e-06 | 1.9757e-06 | 2.1812e-06 | 1.7306e-06 | 2.1018e-06 | 2.0252e-06 | 2.1276e-06 | 1.779e-06 | 1.782e-06 | 2.0743e-06 | 1.6931e-06 | 1.8662e-06 | 2.0549e-06 | 1.8255e-06 | 1.6091e-06 | 2.3055e-06 | 1.7757e-06 | 1.6014e-06 | 1.7349e-06 | 1.7874e-06 | 1.9629e-06 | 1.8189e-06 | 2.0704e-06 | 2.0885e-06 | 1.8063e-06 | 1.8181e-06 | 1.9359e-06 | 1.904e-06 | 1.9004e-06 | 1.7984e-06 | 1.6125e-06 | 1.8554e-06 | 1.6565e-06 | 1.8263e-06 | 1.7986e-06 | 1.5286e-06 | 1.9175e-06 | 1.7568e-06 | 1.7753e-06 | 1.8189e-06 | 2.1401e-06 | 1.6526e-06 | 1.7265e-06 | 1.8689e-06 | 1.9966e-06 | 1.7567e-06 | 1.539e-06 | 2.221e-06 | 1.6684e-06 | 1.6294e-06 | 2.0175e-06 | 1.8555e-06 | 1.5775e-06 | 2.0071e-06 | 1.9324e-06 | 1.8661e-06 | 1.8279e-06 | 1.8686e-06 | 1.6207e-06 | 1.4873e-06 | 1.7341e-06 | 1.9347e-06 | 2.1229e-06 | 2.1105e-06 | 1.8373e-06 | 1.875e-06 | 1.9084e-06 | 2.007e-06 | 1.7914e-06 | 1.8664e-06 | 1.6448e-06 | 1.8499e-06 | 1.663e-06 | 1.9058e-06 | 2.0236e-06 | 1.9684e-06 | 1.6293e-06 | 1.7377e-06 | 1.6658e-06 | 1.7161e-06 | 1.8671e-06 | 1.6228e-06 | 2.1466e-06 | 1.7714e-06 | 1.7564e-06 | 2.0307e-06 | 1.8331e-06 | 1.9392e-06 | 1.7762e-06 | 1.6141e-06 | 1.878e-06 | 2.0745e-06 | 2.0995e-06 | 1.9131e-06 | 1.6671e-06 | 1.4424e-06 | 1.4656e-06 | 1.7527e-06 | 1.5511e-06 | 1.9335e-06 | 1.8511e-06 | 1.9167e-06 | 1.657e-06 | 1.8324e-06 | 1.9265e-06 | 1.935e-06 | 1.6693e-06 | 1.6563e-06 | 1.2737e-06 | 1.634e-06 | 1.723e-06 | 1.6555e-06 | 2.0742e-06 | 1.9608e-06 | 1.8071e-06 | 1.9571e-06 | 1.9926e-06 | 2.0735e-06 | 1.8672e-06 | 1.9375e-06 | 1.775e-06 | 1.5711e-06 | 2.0351e-06 | 1.9777e-06 | 1.7111e-06 | 1.6919e-06 | 1.5245e-06 | 1.7719e-06 | 1.7822e-06 | 2.087e-06 | 1.7863e-06 | 1.8972e-06 | 1.6722e-06 | 1.9679e-06 | 1.8946e-06 | 1.6634e-06 | 1.896e-06 | 1.9043e-06 | 1.947e-06 | 1.8638e-06 | 1.656e-06 | 1.9052e-06 | 1.9033e-06 | 1.8644e-06 | 1.8389e-06 | 2.0968e-06 | 1.7096e-06 | 2.0217e-06 | 1.7742e-06 | 1.7795e-06 | 1.4801e-06 | 1.7067e-06 | 1.7833e-06 | 1.9726e-06 | 1.6834e-06 | 1.646e-06 | 1.7039e-06 | 1.5971e-06 | 2.064e-06 | 1.8068e-06 | 2.0348e-06 | 1.8545e-06 | 1.9308e-06 | 1.7486e-06 | 1.9721e-06 | 1.7442e-06 | 1.5852e-06 | 1.6125e-06 | 2.1435e-06 | 1.8964e-06 | 1.7955e-06 | 1.4797e-06 | 1.8479e-06 | 1.606e-06 | 1.7085e-06 | 1.7655e-06 | 1.861e-06 | 1.9735e-06 | 1.7365e-06 | 2.0537e-06 | 1.9118e-06 | 1.7126e-06 | 2.0062e-06 | 1.7873e-06 | 2.0513e-06 | 1.5956e-06 | 1.81e-06 | 1.9371e-06 | 1.9802e-06 | 2.2277e-06 | 1.4669e-06 | 1.7646e-06 | 1.8638e-06 | 1.8508e-06 | 1.6149e-06 | 1.7135e-06 | 1.5809e-06 | 1.6688e-06 | 1.7517e-06 | 1.8128e-06 | 1.7997e-06 | 1.7547e-06 | 2.1167e-06 | 1.9376e-06 | 1.9284e-06 | 1.816e-06 | 2.0829e-06 | 1.5829e-06 | 1.9373e-06 | 1.7188e-06 | 2.1085e-06 | 1.643e-06 | 1.6842e-06 | 1.8397e-06 | 1.7943e-06 | 2.0627e-06 | 2.1569e-06 | 2.1134e-06 | 1.6534e-06 | 1.4395e-06 | 1.6149e-06 | 1.8893e-06 | 1.9244e-06 | 1.8448e-06 | 1.8937e-06 | 2.1157e-06 | 1.4991e-06 | 1.8143e-06 | 1.6276e-06 | 1.9028e-06 | 1.9844e-06 | 2.033e-06 | 1.8716e-06 | 2.1379e-06 | 1.9128e-06 | 1.7356e-06 | 1.9623e-06 | 1.6693e-06 | 1.629e-06 | 1.9965e-06 | 2.0622e-06 | 2.0409e-06 | 1.9881e-06 | 2.0783e-06 | 2.0449e-06 | 1.5103e-06 | 1.7739e-06 | 2.0073e-06 | 1.9839e-06 | 1.7916e-06 | 2.1152e-06 | 1.7185e-06 | 1.7665e-06 | 1.9598e-06 | 1.7464e-06 | 1.7727e-06 | 1.9681e-06 | 1.9718e-06 | 2.2298e-06 | 1.6745e-06 | 1.8007e-06 | 2.0228e-06 | 1.6987e-06 | 1.909e-06 | 2.0894e-06 | 1.6594e-06 | 1.5917e-06 | 1.8257e-06 | 1.8206e-06 | 2.0171e-06 | 1.6382e-06 | 1.859e-06 | 1.7555e-06 | 1.8751e-06 | 1.8802e-06 | 1.8718e-06 | 2.2798e-06 | 2.084e-06 | 2.3904e-06 | 1.9367e-06 | 2.0924e-06 | 1.9915e-06 | 1.7571e-06 | 1.7413e-06 | 2.1032e-06 | 2.005e-06 | 1.6066e-06 | 1.9766e-06 | 1.7721e-06 | 1.9097e-06 | 1.812e-06 | 1.7516e-06 | 1.8931e-06 | 2.0022e-06 | 1.9122e-06 | 1.6779e-06 | 1.6549e-06 | 1.8415e-06 | 1.7522e-06 | 1.7824e-06 | 1.7095e-06 | 2.0811e-06 | 1.821e-06 | 1.8446e-06 | 1.5183e-06 | 1.6918e-06 | 1.8498e-06 | 2.0789e-06 | 1.8621e-06 | 1.8915e-06 | 1.7178e-06 | 1.7018e-06 | 1.8345e-06 | 1.4443e-06 | 1.5845e-06 | 2.0725e-06 | 2.0854e-06 | 1.6228e-06 | 1.6772e-06 | 1.981e-06 | 1.4292e-06 | 1.9832e-06 | 1.959e-06 | 1.7959e-06 | 2.0059e-06 | 1.766e-06 | 1.7792e-06 | 1.6579e-06 | 1.526e-06 | 1.767e-06 | 1.6069e-06 | 1.6867e-06 | 1.6932e-06 | 1.5491e-06 | 1.8288e-06 | 1.8621e-06 | 1.859e-06 | 1.7787e-06 | 1.9133e-06 | 1.7955e-06 | 1.8344e-06 | 1.9708e-06 | 1.4991e-06 | 1.8336e-06 | 1.892e-06 | 1.7197e-06 | 2.0006e-06 | 2.122e-06 | 1.5805e-06 | 1.6105e-06 | 1.4148e-06 | 1.6627e-06 | 2.0919e-06 | 2.1361e-06 | 1.4811e-06 | 1.9429e-06 | 1.8257e-06 | 1.9183e-06 | 2.3757e-06 | 1.6988e-06 | 1.7666e-06 | 2.1682e-06 | 2.2265e-06 | 1.7188e-06 | 1.6509e-06 | 1.6444e-06 | 2.0802e-06 | 1.8952e-06 | 1.8637e-06 | 1.4701e-06 | 1.8157e-06 | 1.8773e-06 | 2.1443e-06 | 1.4796e-06 | 1.542e-06 | 1.9597e-06 | 1.8258e-06 | 1.9207e-06 | 1.7458e-06 | 1.7492e-06 | 2.0747e-06 | 1.83e-06 | 1.7284e-06 | 2.0357e-06 | 1.9994e-06 | 1.5833e-06 | 1.979e-06 | 1.8281e-06 | 1.7665e-06 | 1.6308e-06 | 1.4905e-06 | 2.0412e-06 | 1.9221e-06 | 2.1569e-06 | 1.7663e-06 | 1.8127e-06 | 1.953e-06 | 2.1007e-06 | 1.533e-06 | 1.8872e-06 | 1.8632e-06 | 2.0785e-06 | 1.7175e-06 | 2.0501e-06 | 1.7828e-06 | 1.8377e-06 | 1.895e-06 | 2.0444e-06 | 1.655e-06 | 1.7123e-06 | 1.6384e-06 | 1.8479e-06 | 1.6332e-06 | 1.7872e-06 | 1.8347e-06 | 2.1254e-06 | 2.0125e-06 | 2.0043e-06 | 1.7874e-06 | 1.9236e-06 | 1.7441e-06 | 1.9107e-06 | 1.3868e-06 | 2.0055e-06 | 1.4122e-06 | 1.9361e-06 | 1.5913e-06 | 1.3375e-06 | 1.7766e-06 | 1.7578e-06 | 1.8865e-06 | 1.8936e-06 | 1.8629e-06 | 1.845e-06 | 1.7345e-06 | 2.0548e-06 | 2.1697e-06 | 2.1998e-06 | 1.8474e-06 | 1.707e-06 | 1.733e-06 | 1.91e-06 | 1.6839e-06 | 1.8015e-06 | 1.7115e-06 | 1.5789e-06 | 1.9164e-06 | 1.8084e-06 | 1.8357e-06 | 2.039e-06 | 2.1093e-06 | 1.9222e-06 | 1.9164e-06 | 1.5649e-06 | 1.9609e-06 | 2.0069e-06 | 1.5536e-06 | 1.6417e-06 | 2.2096e-06 | 2.0676e-06 | 1.5445e-06 | 1.8232e-06 | 1.8468e-06 | 1.9269e-06 | 1.8821e-06 | 1.9659e-06 | 1.834e-06 | 1.988e-06 | 1.8545e-06 | 1.3836e-06 | 1.8091e-06 | 1.8488e-06 | 1.7535e-06 | 1.7905e-06 | 1.7593e-06 | 1.8367e-06 | 1.6092e-06 | 1.9112e-06 | 2.1247e-06 | 1.6889e-06 | 1.9172e-06 | 1.6147e-06 | 2.0271e-06 | 1.7578e-06 | 1.8122e-06 | 1.7619e-06 | 2.004e-06 | 1.6281e-06 | 1.7189e-06 | 1.8705e-06 | 1.7863e-06 | 1.777e-06 | 1.9824e-06 | 1.6056e-06 | 1.6551e-06 | 1.7657e-06 | 1.3944e-06 | 2.1058e-06 | 2.0306e-06 | 2.0153e-06 | 2.0262e-06 | 1.6508e-06 | 1.9914e-06 | 1.9752e-06 | 1.6245e-06 | 1.7082e-06 | 1.8165e-06 | 1.7641e-06 | 2.0231e-06 | 1.7064e-06 | 2.2733e-06 | 2.076e-06 | 2.3711e-06 | 1.9706e-06 | 1.99e-06 | 1.6949e-06 | 1.9024e-06 | 2.1877e-06 | 1.7639e-06 | 2.1965e-06 | 1.9525e-06 | 2.0064e-06 | 1.7777e-06 | 1.867e-06 | 1.859e-06 | 1.8796e-06 | 1.6618e-06 | 1.8847e-06 | 1.9344e-06 | 1.7252e-06 | 1.9325e-06 | 1.5921e-06 | 1.9073e-06 | 2.1445e-06 | 1.8547e-06 | 1.8484e-06 | 1.8517e-06 | 1.8119e-06 | 1.8482e-06 | 2.2719e-06 | 1.7323e-06 | 1.8045e-06 | 1.8863e-06 | 1.6856e-06 | 1.8635e-06 | 1.6616e-06 | 2.051e-06 | 1.5625e-06 | 1.5054e-06 | 1.9504e-06 | 2.0618e-06 | 1.6604e-06 | 1.8951e-06 | 1.9403e-06 | 1.7729e-06 | 1.9222e-06 | 2.1889e-06 | 1.7862e-06 | 2.1065e-06 | 1.9373e-06 | 1.5114e-06 | 2.2006e-06 | 1.7481e-06 | 2.1634e-06 | 1.9328e-06 | 1.5878e-06 | 1.9785e-06 | 1.8019e-06 | 2.0414e-06 | 1.936e-06 | 2.1036e-06 | 2.0989e-06 | 1.9551e-06 | 1.7947e-06 | 1.5958e-06 | 1.9919e-06 | 1.5105e-06 | 1.9117e-06 | 1.7683e-06 | 1.6018e-06 | 1.8101e-06 | 1.888e-06 | 2.0432e-06 | 1.8254e-06 | 1.7996e-06 | 1.8315e-06 | 1.7987e-06 | 1.6515e-06 | 2.0192e-06 | 1.5734e-06 | 1.7167e-06 | 1.7592e-06 | 1.8863e-06 | 1.8899e-06 | 1.9065e-06 | 1.9427e-06 | 1.637e-06 | 2.0273e-06 | 2.2177e-06 | 1.6139e-06 | 2.1826e-06 | 1.9327e-06 | 1.631e-06 | 1.5929e-06 | 1.6482e-06 | 1.6915e-06 | 1.6775e-06 | 1.688e-06 | 1.532e-06 | 1.9968e-06 | 1.9038e-06 | 1.7735e-06 | 2.277e-06 | 2.0806e-06 | 1.9008e-06 | 1.7032e-06 | 1.9606e-06 | 1.782e-06 | 2.17e-06 | 1.6694e-06 | 1.8368e-06 | 1.2066e-06 | 1.9103e-06 | 1.516e-06 | 1.8304e-06 | 1.5678e-06 | 2.0112e-06 | 1.9292e-06 | 2.0188e-06 | 2.0455e-06 | 1.758e-06 | 2.0711e-06 | 2.0576e-06 | 1.8604e-06 | 1.7805e-06 | 1.9025e-06 | 1.8044e-06 | 1.7265e-06 | 2.0189e-06 | 1.7158e-06 | 1.9415e-06 | 1.8939e-06 | 1.6975e-06 | 1.9988e-06 | 1.7574e-06 | 1.849e-06 | 2.1189e-06 | 1.5036e-06 | 1.7096e-06 | 1.7307e-06 | 1.9818e-06 | 1.6206e-06 | 1.8628e-06 | 2.0057e-06 | 1.7498e-06 | 1.7477e-06 | 1.708e-06 | 1.7208e-06 | 1.9166e-06 | 1.5598e-06 | 1.8317e-06 | 1.9266e-06 | 1.8376e-06 | 1.5084e-06 | 1.8561e-06 | 1.7786e-06 | 1.6935e-06 | 1.8028e-06 | 1.7893e-06 | 1.8615e-06 | 1.8775e-06 | 1.961e-06 | 1.7166e-06 | 1.8466e-06 | 1.482e-06 | 1.4768e-06 | 1.7195e-06 | 1.8431e-06 | 2.0775e-06 | 1.6941e-06 | 2.3174e-06 | 1.6505e-06 | 1.8481e-06 | 1.8126e-06 | 2.0076e-06 | 1.8365e-06 | 1.7297e-06 | 2.0396e-06 | 1.6739e-06 | 1.9099e-06 | 1.802e-06 | 1.9801e-06 | 2.1259e-06 | 1.9049e-06 | 1.9126e-06 | 1.6324e-06 | 1.8316e-06 | 1.9387e-06 | 2.2559e-06 | 1.8988e-06 | 1.6257e-06 | 1.924e-06 | 1.8502e-06 | 2.043e-06 | 2.0184e-06 | 2.0765e-06 | 2.0824e-06 | 1.8894e-06 | 2.0778e-06 | 1.8401e-06 | 1.9378e-06 | 1.7966e-06 | 1.8193e-06 | 1.7083e-06 | 1.9998e-06 | 1.7695e-06 | 1.9719e-06 | 1.8923e-06 | 1.7273e-06 | 1.7882e-06 | 2.0206e-06 | 1.5638e-06 | 1.8052e-06 | 1.5903e-06 | 1.609e-06 | 1.9692e-06 | 1.6771e-06 | 2.0333e-06 | 1.6371e-06 | 1.868e-06 | 2.0516e-06 | 1.7568e-06 | 2.0946e-06 | 1.8162e-06 | 2.0292e-06 | 1.8138e-06 | 1.6337e-06 | 2.2239e-06 | 1.77e-06 | 1.8647e-06 | 1.6397e-06 | 1.8457e-06 | 2.0738e-06 | 1.8052e-06 | 1.6038e-06 | 2.1559e-06 | 2.1532e-06 | 1.6272e-06 | 2.0576e-06 | 1.8392e-06 | 2.1343e-06 | 1.7614e-06 | 1.9491e-06 | 1.8147e-06 | 1.7121e-06 | 2.028e-06 | 1.7193e-06 | 1.9215e-06 | 1.5499e-06 | 1.7942e-06 | 1.6988e-06 | 1.962e-06 | 1.4504e-06 | 1.7616e-06 | 1.752e-06 | 1.9389e-06 | 1.632e-06 | 1.9955e-06 | 1.9243e-06 | 1.7553e-06 | 1.7879e-06 | 1.8794e-06 | 1.8207e-06 | 1.7573e-06 | 1.7182e-06 | 1.7246e-06 | 2.1519e-06 | 1.9671e-06 | 1.6203e-06 | 1.7215e-06 | 2.0094e-06 | 2.0268e-06 | 1.8123e-06 | 1.8773e-06 | 1.8542e-06 | 2.0344e-06 | 1.9047e-06 | 1.7037e-06 | 2.1557e-06 | 1.5197e-06 | 1.8781e-06 | 1.9519e-06 | 2.0762e-06 | 2.0492e-06 | 1.6368e-06 | 1.6007e-06 | 1.7009e-06 | 1.9445e-06 | 1.7962e-06 | 1.967e-06 | 1.6877e-06 | 2.0899e-06 | 1.5898e-06 | 1.8005e-06 | 1.6416e-06 | 2.1189e-06 | 1.7347e-06 | 1.9521e-06 | 1.6214e-06 | 1.4273e-06 | 1.8208e-06 | 1.5492e-06 | 2.1213e-06 | 1.7938e-06 | 1.8612e-06 | 2.0286e-06 | 1.873e-06 | 1.7918e-06 | 1.4011e-06 | 1.8601e-06 | 1.7426e-06 | 1.8184e-06 | 2.0132e-06 | 2.0349e-06 | 1.7759e-06 | 1.7657e-06 | 1.8222e-06 | 1.9032e-06 | 1.7165e-06 | 1.7919e-06 | 1.89e-06 | 1.9521e-06 | 2.0653e-06 | 1.7527e-06 | 1.9738e-06 | 1.606e-06 | 2.0307e-06 | 1.8135e-06 | 2.014e-06 | 1.4827e-06 | 1.9066e-06 | 2.01e-06 | 1.8652e-06 | 2.2337e-06 | 1.8155e-06 | 1.6769e-06 | 1.9495e-06 | 1.8947e-06 | 1.7376e-06 | 1.9921e-06 | 1.6099e-06 | 1.923e-06 | 1.762e-06 | 1.7354e-06 | 1.5744e-06 | 1.9408e-06 | 1.4731e-06 | 1.566e-06 | 1.8131e-06 | 1.949e-06 | 1.8353e-06 | 1.8812e-06 | 1.6234e-06 | 2.1213e-06 | 1.8304e-06 | 1.5903e-06 | 1.8761e-06 | 1.7278e-06 | 1.8051e-06 | 1.7925e-06 | 2.0824e-06 | 1.8639e-06 | 1.9782e-06 | 1.7624e-06 | 1.9935e-06 | 1.8788e-06 | 1.5825e-06 | 1.623e-06 | 1.6864e-06 | 1.9259e-06 | 1.9533e-06 | 1.8069e-06 | 1.8355e-06 | 1.7198e-06 | 1.9533e-06 | 1.7005e-06 | 1.923e-06 | 1.5531e-06 | 1.8129e-06 | 1.7566e-06 | 1.8539e-06 | 1.8574e-06 | 1.839e-06 | 1.6939e-06 | 2.0835e-06 | 1.6738e-06 | 1.8061e-06 | 1.9215e-06 | 1.8988e-06 | 1.8636e-06 | 2e-06 | 1.5928e-06 | 2.2782e-06 | 1.7714e-06 | 1.7574e-06 | 1.7436e-06 | 1.7299e-06 | 1.9885e-06 | 1.6549e-06 | 2.0988e-06 | 2.0619e-06 | 2.1063e-06 | 1.8379e-06 | 1.7893e-06 | 2.1696e-06 | 1.827e-06 | 1.5624e-06 | 1.9087e-06 | 1.9519e-06 | 1.8534e-06 | 1.7669e-06 | 1.8044e-06 | 2.1025e-06 | 1.8158e-06 | 2.1333e-06 | 1.9518e-06 | 1.9594e-06 | 1.6607e-06 | 1.8981e-06 | 1.8895e-06 | 1.6415e-06 | 2.1538e-06 | 1.8107e-06 | 2.0669e-06 | 1.761e-06 | 2.0314e-06 | 1.8036e-06 | 1.4397e-06 | 1.9113e-06 | 1.8985e-06 | 2.0289e-06 | 1.8983e-06 | 1.6244e-06 | 1.9871e-06 | 1.7557e-06 | 2.018e-06 | 2.0949e-06 | 1.6234e-06 | 1.9628e-06 | 1.6946e-06 | 1.6001e-06 | 1.7074e-06 | 1.9705e-06 | 1.755e-06 | 1.994e-06 | 1.731e-06 | 1.8455e-06 | 1.5823e-06 | 2.0167e-06 | 1.8859e-06 | 2.063e-06 | 2.1595e-06 | 2.121e-06 | 1.7279e-06 | 1.9536e-06 | 1.8158e-06 | 1.6821e-06 | 1.8792e-06 | 1.7919e-06 | 1.8598e-06 | 1.8618e-06 | 2.0305e-06 | 1.7592e-06 | 1.9263e-06 | 1.9398e-06 | 1.7577e-06 | 1.9096e-06 | 2.0689e-06 | 1.6964e-06 | 1.6693e-06 | 2.1825e-06 | 2.1583e-06 | 2.077e-06 | 1.7004e-06 | 2.2541e-06 | 2.0531e-06 | 1.4659e-06 | 1.9524e-06 | 1.6259e-06 | 1.6308e-06 | 1.7141e-06 | 1.8238e-06 | 1.8091e-06 | 1.6934e-06 | 1.7602e-06 | 2.1418e-06 | 1.8227e-06 | 1.784e-06 | 1.9461e-06 | 1.8124e-06 | 1.8333e-06 | 1.8588e-06 | 1.867e-06 | 1.6715e-06 | 1.7264e-06 | 2.1115e-06 | 1.9957e-06 | 1.8554e-06 | 2.1039e-06 | 1.5631e-06 | 1.685e-06 | 2.2374e-06 | 2.0246e-06 | 1.7735e-06 | 1.5327e-06 | 1.9765e-06 | 1.6254e-06 | 1.5178e-06 | 1.7274e-06 | 1.9628e-06 | 1.8694e-06 | 1.5086e-06 | 1.7394e-06 | 1.9571e-06 | 2.0066e-06 | 1.7004e-06 | 1.9522e-06 | 1.9022e-06 | 2.0595e-06 | 1.9457e-06 | 1.9369e-06 | 1.6389e-06 | 1.7217e-06 | 2.114e-06 | 2.021e-06 | 2.001e-06 | 1.86e-06 | 2.1071e-06 | 1.6909e-06 | 2.1812e-06 | 2.0476e-06 | 1.8197e-06 | 1.6754e-06 | 1.6071e-06 | 1.6651e-06 | 1.7191e-06 | 1.9359e-06 | 1.5985e-06 | 2.0853e-06 | 2.0009e-06 | 1.8773e-06 | 1.748e-06 | 1.8663e-06 | 1.853e-06 | 1.7281e-06 | 1.958e-06 | 1.5776e-06 | 1.9667e-06 | 1.517e-06 | 1.994e-06 | 1.9704e-06 | 1.5523e-06 | 1.897e-06 | 1.5674e-06 | 2.0669e-06 | 2.0605e-06 | 1.8972e-06 | 1.9003e-06 | 1.8939e-06 | 1.6599e-06 | 1.5782e-06 | 1.9297e-06 | 1.7485e-06 | 2.1372e-06 | 1.8641e-06 | 1.957e-06 | 2.1365e-06 | 1.8443e-06 | 1.904e-06 | 1.9111e-06 | 2.1377e-06 | 1.7232e-06 | 2.1204e-06 | 1.3861e-06 | 1.9672e-06 | 1.8261e-06 | 1.8124e-06 | 1.7618e-06 | 1.7107e-06 | 1.9049e-06 | 1.91e-06 | 1.8866e-06 | 1.7159e-06 | 2.2319e-06 | 1.7474e-06 | 1.9732e-06 | 1.7259e-06 | 1.7976e-06 | 1.8666e-06 | 2.1297e-06 | 1.8435e-06 | 1.8773e-06 | 1.9224e-06 | 2.0284e-06 | 2.1559e-06 | 1.9783e-06 | 2.032e-06 | 1.7973e-06 | 1.7218e-06 | 1.7187e-06 | 2.1747e-06 | 1.9576e-06 | 1.6656e-06 | 1.9766e-06 | 1.9383e-06 | 2.0154e-06 | 2.0053e-06 | 1.4566e-06 | 1.7584e-06 | 1.918e-06 | 1.9126e-06 | 1.9931e-06 | 1.716e-06 | 1.6673e-06 | 1.8305e-06 | 1.6703e-06 | 1.6238e-06 | 1.7919e-06 | 1.7757e-06 | 1.288e-06 | 1.7123e-06 | 1.6708e-06 | 1.6513e-06 | 1.4796e-06 | 1.9905e-06 | 2.2284e-06 | 1.7831e-06 | 1.768e-06 | 2.0049e-06 | 2.0239e-06 | 1.9076e-06 | 2.2312e-06 | 1.7976e-06 | 1.8922e-06 | 2.0447e-06 | 1.5621e-06 | 1.8805e-06 | 1.9124e-06 | 1.7085e-06 | 1.8862e-06 | 2.2119e-06 | 1.7707e-06 | 2.0227e-06 | 1.5056e-06 | 1.8974e-06 | 2.0406e-06 | 2.1446e-06 | 1.9693e-06 | 1.8544e-06 | 1.9769e-06 | 1.8897e-06 | 2.04e-06 | 1.6966e-06 | 1.4999e-06 | 1.9777e-06 | 1.7657e-06 | 1.4949e-06 | 1.9574e-06 | 1.7048e-06 | 2.1815e-06 | 1.8723e-06 | 1.7244e-06 | 2.2519e-06 | 1.8858e-06 | 2.0348e-06 | 1.8012e-06 | 1.8365e-06 | 1.9757e-06 | 1.6608e-06 | 1.9325e-06 | 1.6613e-06 | 1.8149e-06 | 1.9298e-06 | 1.6396e-06 | 1.9752e-06 | 1.6465e-06 | 1.9729e-06 | 1.9059e-06 | 1.8056e-06 | 1.9477e-06 | 2.1221e-06 | 2.0234e-06 | 1.7972e-06 | 1.6528e-06 | 1.9974e-06 | 1.602e-06 | 1.8149e-06 | 1.9616e-06 | 1.817e-06 | 1.6248e-06 | 1.6772e-06 | 1.6552e-06 | 1.9867e-06 | 1.7834e-06 | 1.5222e-06 | 2.1364e-06 | 1.6587e-06 | 1.9309e-06 | 1.8433e-06 | 2.2051e-06 | 1.8992e-06 | 1.7187e-06 | 1.6914e-06 | 1.9805e-06 | 1.8555e-06 | 1.7754e-06 | 1.8684e-06 | 1.833e-06 | 1.5709e-06 | 2.1071e-06 | 2.0012e-06 | 2.03e-06 | 1.9444e-06 | 1.9977e-06 | 1.9459e-06 | 1.516e-06 | 1.9118e-06 | 2.1043e-06 | 2.0294e-06 | 1.8829e-06 | 1.9438e-06 | 2.0143e-06 | 1.6137e-06 | 1.9438e-06 | 1.7744e-06 | 2.1946e-06 | 1.9599e-06 | 1.9076e-06 | 1.8108e-06 | 1.8818e-06 | 1.8414e-06 | 1.8761e-06 | 1.8786e-06 | 1.7568e-06 | 1.8995e-06 | 2.1283e-06 | 1.5413e-06 | 2.1728e-06 | 1.6966e-06 | 2.0033e-06 | 1.6381e-06 | 1.7699e-06 | 1.9598e-06 | 1.8436e-06 | 1.8818e-06 | 2.0205e-06 | 1.8677e-06 | 1.8586e-06 | 2.1083e-06 | 1.585e-06 | 1.868e-06 | 1.8842e-06 | 1.7981e-06 | 1.6083e-06 | 1.9347e-06 | 1.8878e-06 | 1.6246e-06 | 1.7612e-06 | 1.9549e-06 | 1.9317e-06 | 1.7153e-06 | 1.9433e-06 | 1.7425e-06 | 1.7645e-06 | 1.9358e-06 | 1.8597e-06 | 1.6711e-06 | 1.6939e-06 | 1.8276e-06 | 2.0767e-06 | 1.9428e-06 | 1.8602e-06 | 1.7818e-06 | 2.1587e-06 | 1.9484e-06 | 1.9684e-06 | 1.8166e-06 | 1.8456e-06 | 1.5905e-06 | 1.9311e-06 | 1.9544e-06 | 1.9176e-06 | 2.1596e-06 | 2.0467e-06 | 1.9415e-06 | 1.6281e-06 | 2.1672e-06 | 2.2567e-06 | 1.8584e-06 | 1.894e-06 | 1.6266e-06 | 1.6297e-06 | 1.5508e-06 | 1.8249e-06 | 1.9764e-06 | 1.8155e-06 | 1.7458e-06 | 1.8089e-06 | 2.1906e-06 | 1.8639e-06 | 1.6096e-06 | 1.5477e-06 | 2.0625e-06 | 1.6386e-06 | 1.749e-06 | 1.8195e-06 | 1.8009e-06 | 1.9236e-06 | 1.7211e-06 | 1.7086e-06 | 1.8491e-06 | 1.9065e-06 | 1.7647e-06 | 1.819e-06 | 1.6652e-06 | 1.7379e-06 | 2.017e-06 | 1.9683e-06 | 1.5889e-06 | 1.8219e-06 | 1.7552e-06 | 1.8594e-06 | 1.7023e-06 | 1.8899e-06 | 1.4288e-06 | 1.8468e-06 | 1.8166e-06 | 1.7607e-06 | 1.7327e-06 | 1.7546e-06 | 1.8027e-06 | 2.2634e-06 | 1.74e-06 | 1.7227e-06 | 1.8413e-06 | 1.7316e-06 | 1.9758e-06 | 1.8157e-06 | 1.9967e-06 | 1.8128e-06 | 2.014e-06 | 1.8107e-06 | 1.7242e-06 | 2.1223e-06 | 2.0403e-06 | 1.8789e-06 | 1.8633e-06 | 1.8315e-06 | 1.7483e-06 | 1.7149e-06 | 2.0533e-06 | 2.0134e-06 | 1.7254e-06 | 1.8866e-06 | 1.8939e-06 | 2.2585e-06 | 1.6358e-06 | 1.7813e-06 | 1.6869e-06 | 1.8598e-06 | 1.5339e-06 | 1.9394e-06 | 1.8389e-06 | 2.0308e-06 | 1.9416e-06 | 1.7505e-06 | 1.8832e-06 | 1.7297e-06 | 1.6759e-06 | 1.968e-06 | 1.7056e-06 | 1.94e-06 | 1.786e-06 | 1.8092e-06 | 1.9684e-06 | 2.1486e-06 | 1.8205e-06 | 1.771e-06 | 1.7943e-06 | 2.0094e-06 | 1.9403e-06 | 2.2308e-06 | 1.9919e-06 | 1.8472e-06 | 1.7802e-06 | 1.6677e-06 | 1.3119e-06 | 1.6533e-06 | 1.9317e-06 | 1.8338e-06 | 1.7243e-06 | 2.2661e-06 | 1.6866e-06 | 1.7106e-06 | 2.1936e-06 | 1.7684e-06 | 2.1856e-06 | 1.7381e-06 | 1.6445e-06 | 1.9009e-06 | 1.6487e-06 | 2.0496e-06 | 1.6997e-06 | 1.7301e-06 | 1.8308e-06 | 2.1065e-06 | 2.1758e-06 | 1.6989e-06 | 1.7281e-06 | 2.057e-06 | 1.995e-06 | 1.8421e-06 | 1.7743e-06 | 1.7291e-06 | 2.0418e-06 | 2.218e-06 | 1.5418e-06 | 1.7413e-06 | 1.8249e-06 | 1.6368e-06 | 1.9654e-06 | 1.7599e-06 | 1.7562e-06 | 1.6991e-06 | 2.0322e-06 | 2.1221e-06 | 1.7331e-06 | 1.3858e-06 | 1.9458e-06 | 1.8586e-06 | 1.7663e-06 | 1.5303e-06 | 1.862e-06 | 1.8718e-06 | 1.8266e-06 | 1.6773e-06 | 2.0169e-06 | 1.6941e-06 | 1.9285e-06 | 2.0187e-06 | 1.9372e-06 | 1.7142e-06 | 1.8015e-06 | 2.0717e-06 | 1.7514e-06 | 1.5905e-06 | 1.8993e-06 | 1.8612e-06 | 2.0046e-06 | 1.9834e-06 | 1.6346e-06 | 1.8156e-06 | 1.6323e-06 | 2.0333e-06 | 2.0556e-06 | 1.6945e-06 | 1.6956e-06 | 1.6734e-06 | 1.4937e-06 | 2.0345e-06 | 1.8167e-06 | 1.8324e-06 | 1.7939e-06 | 2.0332e-06 | 1.8459e-06 | 1.6587e-06 | 1.8367e-06 | 1.9277e-06 | 1.8096e-06 | 1.881e-06 | 2.0635e-06 | 1.8127e-06 | 2.0242e-06 | 1.7039e-06 | 1.7352e-06 | 1.8598e-06 | 1.5618e-06 | 1.8169e-06 | 1.9393e-06 | 1.8721e-06 | 1.8129e-06 | 1.9732e-06 | 2.0213e-06 | 1.8472e-06 | 1.5722e-06 | 1.8244e-06 | 1.9231e-06 | 1.86e-06 | 1.7745e-06 | 1.624e-06 | 1.7038e-06 | 2.1215e-06 | 2.3298e-06 | 1.661e-06 | 1.6769e-06 | 1.639e-06 | 1.6336e-06 | 1.818e-06 | 2.1394e-06 | 1.7877e-06 | 1.8133e-06 | 1.366e-06 | 1.8252e-06 | 1.7277e-06 | 1.9123e-06 | 1.5593e-06 | 1.7024e-06 | 2.1644e-06 | 1.5875e-06 | 1.8997e-06 | 2.0452e-06 | 1.6965e-06 | 1.632e-06 | 1.7805e-06 | 1.8776e-06 | 2.1169e-06 | 2.0225e-06 | 1.7804e-06 | 1.9054e-06 | 2.1202e-06 | 1.8033e-06 | 1.6393e-06 | 1.5694e-06 | 2.0817e-06 | 1.9518e-06 | 1.9193e-06 | 2.0258e-06 | 1.8244e-06 | 1.9804e-06 | 2.0485e-06 | 2.0456e-06 | 2.1394e-06 | 1.757e-06 | 2.0489e-06 | 1.6464e-06 | 1.6629e-06 | 1.8717e-06 | 1.7405e-06 | 1.6749e-06 | 1.6768e-06 | 1.7787e-06 | 1.7745e-06 | 1.9093e-06 | 1.6995e-06 | 1.5956e-06 | 2.0623e-06 | 1.8191e-06 | 1.7716e-06 | 2.0145e-06 | 1.6396e-06 | 1.6068e-06 | 2.1196e-06 | 1.7026e-06 | 1.9418e-06 | 1.4665e-06 | 1.7869e-06 | 2.0425e-06 | 1.9752e-06 | 1.6575e-06 | 2.0927e-06 | 2.0446e-06 | 2.0367e-06 | 1.7636e-06 | 2.0511e-06 | 1.8898e-06 | 1.8317e-06 | 1.8039e-06 | 1.7459e-06 | 2.0709e-06 | 1.878e-06 | 1.6991e-06 | 1.8146e-06 | 1.9273e-06 | 1.9205e-06 | 1.8664e-06 | 1.7171e-06 | 1.9503e-06 | 2.0648e-06 | 1.7504e-06 | 2.149e-06 | 2.1797e-06 | 1.7418e-06 | 1.8448e-06 | 1.5745e-06 | 1.7804e-06 | 1.6062e-06 | 2.1252e-06 | 1.7588e-06 | 2.0196e-06 | 1.9094e-06 | 2.0154e-06 | 1.7385e-06 | 1.7724e-06 | 1.788e-06 | 1.9014e-06 | 2.0928e-06 | 2.0711e-06 | 1.7664e-06 | 1.8317e-06 | 1.5472e-06 | 1.8547e-06 | 1.6755e-06 | 1.8569e-06 | 2.0185e-06 | 1.8991e-06 | 1.6572e-06 | 2.0025e-06 | 1.7516e-06 | 1.551e-06 | 1.7637e-06 | 1.5176e-06 | 1.4758e-06 | 1.8065e-06 | 1.4841e-06 | 2.0696e-06 | 2.0097e-06 | 2.1011e-06 | 1.7247e-06 | 2.0633e-06 | 1.4676e-06 | 2.0174e-06 | 1.9779e-06 | 2.0187e-06 | 1.6151e-06 | 1.8991e-06 | 1.9897e-06 | 1.561e-06 | 1.458e-06 | 2.0985e-06 | 2.1141e-06 | 1.8323e-06 | 1.7523e-06 | 2.1761e-06 | 1.7701e-06 | 2.1433e-06 | 1.6653e-06 | 1.7535e-06 | 2.2266e-06 | 1.2956e-06 | 1.6876e-06 | 1.8456e-06 | 1.9131e-06 | 1.9375e-06 | 1.7907e-06 | 1.8285e-06 | 1.6981e-06 | 2.0043e-06 | 1.8224e-06 | 1.8096e-06 | 1.8849e-06 | 1.7709e-06 | 1.6897e-06 | 1.9427e-06 | 1.8076e-06 | 1.7051e-06 | 1.8273e-06 | 1.7733e-06 | 1.9007e-06 | 1.9056e-06 | 1.8113e-06 | 1.9053e-06 | 1.8523e-06 | 1.8442e-06 | 1.5179e-06 | 2.0136e-06 | 2.0468e-06 | 1.9369e-06 | 1.6897e-06 | 2.0008e-06 | 2.0763e-06 | 1.8773e-06 | 1.746e-06 | 1.8683e-06 | 1.7937e-06 | 2.1279e-06 | 1.6988e-06 | 1.789e-06 | 1.96e-06 | 2.0367e-06 | 1.7953e-06 | 1.4866e-06 | 1.9218e-06 | 1.7044e-06 | 1.7547e-06 | 1.4181e-06 | 1.7498e-06 | 2.0725e-06 | 2.0414e-06 | 1.542e-06 | 1.6701e-06 | 1.7506e-06 | 2.0397e-06 | 1.4411e-06 | 2.1039e-06 | 1.6817e-06 | 1.9371e-06 | 1.7591e-06 | 1.7843e-06 | 1.866e-06 | 1.76e-06 | 1.9662e-06 | 2.2248e-06 | 1.8869e-06 | 1.673e-06 | 1.6458e-06 | 1.6424e-06 | 2.1502e-06 | 1.7136e-06 | 1.8991e-06 | 1.5233e-06 | 2.0224e-06 | 1.892e-06 | 1.8141e-06 | 1.7953e-06 | 1.8937e-06 | 1.4104e-06 | 1.7451e-06 | 1.985e-06 | 1.7724e-06 | 2.1089e-06 | 2.0214e-06 | 1.9173e-06 | 1.8766e-06 | 1.9066e-06 | 1.7613e-06 | 1.7616e-06 | 1.8525e-06 | 1.6701e-06 | 1.8201e-06 | 1.9695e-06 | 1.7881e-06 | 1.8485e-06 | 1.9069e-06 | 1.5115e-06 | 1.726e-06 | 1.8548e-06 | 1.8688e-06 | 1.7002e-06 | 1.9245e-06 | 1.827e-06 | 1.4647e-06 | 1.8611e-06 | 2.1704e-06 | 1.6531e-06 | 1.6864e-06 | 1.8688e-06 | 1.7452e-06 | 1.9964e-06 | 1.7942e-06 | 1.667e-06 | 1.7419e-06 | 1.6565e-06 | 1.8534e-06 | 1.6623e-06 | 2.0198e-06 | 2.021e-06 | 1.6801e-06 | 2.0643e-06 | 1.7882e-06 | 1.8863e-06 | 2.284e-06 | 1.7385e-06 | 1.9519e-06 | 1.8784e-06 | 2.0277e-06 | 1.4819e-06 | 1.9193e-06 | 1.6296e-06 | 1.7475e-06 | 1.9574e-06 | 1.7421e-06 | 1.6826e-06 | 1.9493e-06 | 1.9549e-06 | 1.8911e-06 | 1.6945e-06 | 1.9376e-06 | 2.0565e-06 | 2.0934e-06 | 1.9425e-06 | 1.6889e-06 | 1.7809e-06 | 1.4967e-06 | 2.2042e-06 | 1.6893e-06 | 1.5468e-06 | 1.8003e-06 | 1.8942e-06 | 1.7516e-06 | 1.6885e-06 | 1.8003e-06 | 1.6024e-06 | 1.7394e-06 | 1.9902e-06 | 1.8243e-06 | 1.6164e-06 | 1.8542e-06 | 2.0594e-06 | 1.9213e-06 | 2.0689e-06 | 1.9047e-06 | 1.8853e-06 | 1.9086e-06 | 1.9294e-06 | 1.6629e-06 | 1.6493e-06 | 1.8989e-06 | 1.7279e-06 | 2.0131e-06 | 1.6096e-06 | 1.6873e-06 | 1.6459e-06 | 2.1068e-06 | 1.5179e-06 | 1.7886e-06 | 1.6983e-06 | 1.8108e-06 | 1.802e-06 | 1.6801e-06 | 1.8197e-06 | 1.7908e-06 | 1.8057e-06 | 2.0659e-06 | 1.7106e-06 | 2.0315e-06 | 1.5652e-06 | 1.9504e-06 | 1.8189e-06 | 1.8647e-06 | 1.8765e-06 | 1.7487e-06 | 1.8746e-06 | 2.163e-06 | 1.5622e-06 | 1.7999e-06 | 1.6906e-06 | 1.9503e-06 | 1.778e-06 | 1.4922e-06 | 1.9028e-06 | 2.0172e-06 | 1.7834e-06 | 1.6891e-06 | 1.7512e-06 | 1.9802e-06 | 2.2749e-06 | 2.0374e-06 | 1.8343e-06 | 1.8913e-06 | 1.6706e-06 | 2.0172e-06 | 1.647e-06 | 1.8113e-06 | 1.7022e-06 | 1.8331e-06 | 1.9992e-06 | 1.7173e-06 | 1.8689e-06 | 1.8569e-06 | 1.6249e-06 | 2.2522e-06 | 1.8238e-06 | 1.899e-06 | 1.8412e-06 | 1.7517e-06 | 1.9567e-06 | 1.7687e-06 | 1.8915e-06 | 2.0444e-06 | 1.7576e-06 | 1.6599e-06 | 1.8887e-06 | 1.8682e-06 | 1.6885e-06 | 2.0757e-06 | 1.4707e-06 | 1.8074e-06 | 1.8976e-06 | 1.8893e-06 | 1.6956e-06 | 1.7007e-06 | 1.6386e-06 | 1.668e-06 | 2.0115e-06 | 1.8138e-06 | 1.7409e-06 | 1.5515e-06 | 1.5574e-06 | 1.9837e-06 | 1.809e-06 | 1.8157e-06 | 1.8569e-06 | 1.6811e-06 | 2.0083e-06 | 1.889e-06 | 1.8629e-06 | 1.5489e-06 | 1.8939e-06 | 2.0852e-06 | 1.6484e-06 | 1.7955e-06 | 1.925e-06 | 1.8984e-06 | 1.7488e-06 | 1.9213e-06 | 1.7426e-06 | 1.7952e-06 | 1.698e-06 | 1.8892e-06 | 1.6164e-06 | 1.854e-06 | 1.6355e-06 | 1.5131e-06 | 1.6459e-06 | 1.9062e-06 | 1.6765e-06 | 1.6262e-06 | 1.7946e-06 | 1.8348e-06 | 1.5153e-06 | 2.0047e-06 | 1.6149e-06 | 1.6846e-06 | 2.217e-06 | 1.668e-06 | 1.6307e-06 | 1.943e-06 | 1.7885e-06 | 1.9119e-06 | 1.8024e-06 | 1.8723e-06 | 1.9992e-06 | 1.952e-06 | 1.7265e-06 | 2.0987e-06 | 1.9364e-06 | 1.6822e-06 | 1.9583e-06 | 1.7795e-06 | 1.7931e-06 | 1.975e-06 | 2.2307e-06 | 1.5239e-06 | 1.9058e-06 | 1.9239e-06 | 1.7145e-06 | 1.7296e-06 | 1.7927e-06 | 1.7321e-06 | 1.7961e-06 | 1.8995e-06 | 1.6973e-06 | 2.2619e-06 | 1.9325e-06 | 1.5672e-06 | 1.6515e-06 | 1.5541e-06 | 1.7903e-06 | 1.7206e-06 | 1.616e-06 | 1.7521e-06 | 1.8377e-06 | 1.8289e-06 | 2.0115e-06 | 1.7942e-06 | 2.1054e-06 | 1.8798e-06 | 1.8378e-06 | 1.8739e-06 | 1.647e-06 | 1.6562e-06 | 1.7645e-06 | 1.7624e-06 | 1.6876e-06 | 1.8882e-06 | 1.6354e-06 | 1.8992e-06 | 1.9027e-06 | 2.0148e-06 | 1.7565e-06 | 2.0873e-06 | 2.2327e-06 | 1.6938e-06 | 1.7492e-06 | 1.7788e-06 | 1.6647e-06 | 1.8629e-06 | 1.6707e-06 | 1.8887e-06 | 2.2868e-06 | 1.9912e-06 | 1.5466e-06 | 1.8519e-06 | 1.761e-06 | 2.0371e-06 | 1.8327e-06 | 2.0342e-06 | 1.8774e-06 | 1.8193e-06 | 2.0818e-06 | 1.8272e-06 | 1.8496e-06 | 1.6522e-06 | 1.7909e-06 | 1.8444e-06 | 2.0656e-06 | 1.8596e-06 | 1.8128e-06 | 1.6287e-06 | 1.8431e-06 | 2.2175e-06 | 1.6354e-06 | 1.8602e-06 | 1.7957e-06 | 1.9094e-06 | 1.6777e-06 | 1.8809e-06 | 1.9189e-06 | 2e-06 | 1.6664e-06 | 1.6162e-06 | 1.7492e-06 | 1.6265e-06 | 1.7067e-06 | 1.9281e-06 | 1.3729e-06 | 1.6549e-06 | 1.5652e-06 | 2.0754e-06 | 1.8841e-06 | 1.844e-06 | 1.7626e-06 | 1.8773e-06 | 1.5285e-06 | 2.1219e-06 | 1.822e-06 | 2.0534e-06 | 1.9328e-06 | 1.7208e-06 | 2.1333e-06 | 1.9081e-06 | 1.9197e-06 | 1.9389e-06 | 1.9442e-06 | 1.875e-06 | 1.8417e-06 | 1.7857e-06 | 1.5361e-06 | 1.9365e-06 | 1.8278e-06 | 1.9559e-06 | 1.8765e-06 | 1.7528e-06 | 1.7887e-06 | 1.7964e-06 | 1.8185e-06 | 1.709e-06 | 1.6915e-06 | 1.8366e-06 | 1.8464e-06 | 1.8623e-06 | 1.7464e-06 | 1.6604e-06 | 1.8263e-06 | 1.4758e-06 | 1.6222e-06 | 2.1924e-06 | 1.8554e-06 | 1.882e-06 | 1.7926e-06 | 1.5294e-06 | 1.642e-06 | 1.5525e-06 | 2.062e-06 | 1.705e-06 | 1.7536e-06 | 1.9801e-06 | 2.0013e-06 | 1.8678e-06 | 1.598e-06 | 1.4914e-06 | 1.7502e-06 | 1.9149e-06 | 1.9401e-06 | 1.9631e-06 | 1.8867e-06 | 1.6812e-06 | 1.6797e-06 | 1.6556e-06 | 2.0433e-06 | 1.9934e-06 | 1.6693e-06 | 1.5049e-06 | 1.6201e-06 | 1.5257e-06 | 1.6611e-06 | 1.7617e-06 | 1.6901e-06 | 1.6355e-06 | 1.89e-06 | 2.2727e-06 | 1.9166e-06 | 1.7365e-06 | 1.9437e-06 | 1.7802e-06 | 1.977e-06 | 1.8907e-06 | 1.9763e-06 | 1.8698e-06 | 2.0105e-06 | 1.8905e-06 | 1.8833e-06 | 1.8429e-06 | 1.8948e-06 | 1.7572e-06 | 1.967e-06 | 1.9171e-06 | 1.7599e-06 | 1.8681e-06 | 1.904e-06 | 2.0358e-06 | 1.7908e-06 | 1.9343e-06 | 2.3631e-06 | 1.9365e-06 | 1.9313e-06 | 1.6475e-06 | 1.5173e-06 | 2.1988e-06 | 1.8292e-06 | 1.8291e-06 | 1.9599e-06 | 1.8617e-06 | 1.7061e-06 | 1.9152e-06 | 1.7869e-06 | 1.9936e-06 | 1.834e-06 | 1.7059e-06 | 2.1811e-06 | 1.8571e-06 | 1.8838e-06 | 2.1488e-06 | 2.0548e-06 | 1.8042e-06 | 1.6134e-06 | 2.1821e-06 | 1.7307e-06 | 1.5502e-06 | 1.8374e-06 | 1.7845e-06 | 1.7216e-06 | 1.8569e-06 | 1.6156e-06 | 1.7803e-06 | 1.6973e-06 | 1.7759e-06 | 1.9931e-06 | 1.3801e-06 | 2.1814e-06 | 1.8418e-06 | 1.62e-06 | 1.7418e-06 | 1.8092e-06 | 1.859e-06 | 1.9111e-06 | 1.5295e-06 | 2.0546e-06 | 1.6957e-06 | 1.7754e-06 | 1.6776e-06 | 1.9036e-06 | 1.8176e-06 | 2.0479e-06 | 1.5826e-06 | 1.9191e-06 | 1.77e-06 | 1.6692e-06 | 2.0153e-06 | 2.0179e-06 | 2.0173e-06 | 1.6827e-06 | 1.8098e-06 | 1.7024e-06 | 1.9435e-06 | 2.3276e-06 | 1.6483e-06 | 1.9163e-06 | 1.504e-06 | 2.0406e-06 | 1.7863e-06 | 1.9068e-06 | 1.8192e-06 | 1.9584e-06 | 2.0849e-06 | 1.9084e-06 | 2.0085e-06 | 2.0769e-06 | 1.7075e-06 | 1.9142e-06 | 1.8842e-06 | 2.2014e-06 | 1.5767e-06 | 1.7792e-06 | 1.9091e-06 | 1.5733e-06 | 1.842e-06 | 1.7714e-06 | 2.0052e-06 | 1.9455e-06 | 1.9129e-06 | 1.5062e-06 | 2.0854e-06 | 1.6393e-06 | 1.8175e-06 | 1.5641e-06 | 1.7235e-06 | 1.8083e-06 | 2.0117e-06 | 1.5222e-06 | 2.1305e-06 | 1.8693e-06 | 1.9335e-06 | 1.6072e-06 | 1.9541e-06 | 1.7137e-06 | 1.9375e-06 | 1.5444e-06 | 1.8825e-06 | 1.9093e-06 | 1.8861e-06 | 1.7972e-06 | 1.72e-06 | 1.4315e-06 | 2.0753e-06 | 2.0116e-06 | 1.7766e-06 | 1.4939e-06 | 1.8891e-06 | 1.839e-06 | 1.9871e-06 | 2.2258e-06 | 1.8396e-06 | 1.8317e-06 | 1.9147e-06 | 1.791e-06 | 1.6879e-06 | 2.2078e-06 | 1.9435e-06 | 1.3753e-06 | 1.9935e-06 | 1.7861e-06 | 2.0636e-06 | 1.7452e-06 | 1.7029e-06 | 1.7425e-06 | 1.737e-06 | 1.8483e-06 | 1.602e-06 | 2.0689e-06 | 1.9956e-06 | 1.8374e-06 | 1.9635e-06 | 2.0425e-06 | 1.5088e-06 | 1.8918e-06 | 1.8404e-06 | 2.0512e-06 | 1.9791e-06 | 1.9277e-06 | 1.687e-06 | 1.32e-06 | 1.4311e-06 | 2.5168e-06 | 1.8759e-06 | 1.9553e-06 | 2.0304e-06 | 1.9159e-06 | 1.3699e-06 | 1.8258e-06 | 1.4144e-06 | 1.7085e-06 | 1.8104e-06 | 1.3723e-06 | 1.4832e-06 | 1.9704e-06 | 1.7196e-06 | 1.8187e-06 | 1.6721e-06 | 1.941e-06 | 1.7945e-06 | 1.8203e-06 | 1.7722e-06 | 1.9588e-06 | 1.9395e-06 | 1.6044e-06 | 1.9608e-06 | 1.6054e-06 | 1.7812e-06 | 1.8033e-06 | 1.797e-06 | 1.921e-06 | 1.9197e-06 | 2.1574e-06 | 1.8337e-06 | 1.7335e-06 | 1.8406e-06 | 2.071e-06 | 1.7775e-06 | 1.9692e-06 | 1.9139e-06 | 1.951e-06 | 1.82e-06 | 1.7158e-06 | 1.7848e-06 | 1.5075e-06 | 1.6258e-06 | 1.8674e-06 | 2.0089e-06 | 1.6369e-06 | 1.9405e-06 | 2.0196e-06 | 1.8507e-06 | 2.1148e-06 | 1.5973e-06 | 1.5869e-06 | 2.1713e-06 | 1.6542e-06 | 1.6279e-06 | 1.9765e-06 | 1.5541e-06 | 1.9037e-06 | 2.2976e-06 | 1.7951e-06 | 1.8314e-06 | 1.772e-06 | 1.7597e-06 | 1.6043e-06 | 1.4768e-06 | 1.5288e-06 | 1.7643e-06 | 1.7992e-06 | 1.7551e-06 | 1.7295e-06 | 1.8343e-06 | 1.9855e-06 | 2.0422e-06 | 2.0476e-06 | 1.9985e-06 | 1.753e-06 | 1.5469e-06 | 2.0843e-06 | 2.0084e-06 | 1.8954e-06 | 2.0821e-06 | 1.6344e-06 | 1.8095e-06 | 2.017e-06 | 1.7763e-06 | 1.7785e-06 | 1.5934e-06 | 2.0521e-06 | 1.9228e-06 | 1.6261e-06 | 1.6355e-06 | 1.839e-06 | 2.0684e-06 | 1.5837e-06 | 1.8843e-06 | 1.6125e-06 | 1.5506e-06 | 1.813e-06 | 1.71e-06 | 1.9027e-06 | 1.6396e-06 | 1.6257e-06 | 1.8729e-06 | 1.6986e-06 | 1.9526e-06 | 1.8729e-06 | 1.6271e-06 | 1.9955e-06 | 2.1015e-06 | 2.0411e-06 | 1.902e-06 | 2.0647e-06 | 2.0076e-06 | 1.7914e-06 | 1.6629e-06 | 1.5875e-06 | 1.8824e-06 | 1.8313e-06 | 1.619e-06 | 2.1584e-06 | 2.2924e-06 | 1.8386e-06 | 1.7148e-06 | 1.6763e-06 | 1.9012e-06 | 1.99e-06 | 2.0585e-06 | 1.9527e-06 | 1.9647e-06 | 2.1596e-06 | 2.1905e-06 | 1.6399e-06 | 2.0329e-06 | 1.658e-06 | 1.6922e-06 | 1.5133e-06 | 1.9506e-06 | 2.0133e-06 | 1.7104e-06 | 1.7835e-06 | 1.6843e-06 | 1.5687e-06 | 1.8682e-06 | 1.8919e-06 | 1.9253e-06 | 1.9811e-06 | 1.8936e-06 | 1.7906e-06 | 2.0148e-06 | 2.0337e-06 | 1.6439e-06 | 1.9028e-06 | 1.9288e-06 | 1.5526e-06 | 1.9651e-06 | 1.6801e-06 | 2.0122e-06 | 1.5938e-06 | 2.0263e-06 | 1.4106e-06 | 1.9867e-06 | 2.0392e-06 | 1.8795e-06 | 1.6573e-06 | 1.8857e-06 | 1.6599e-06 | 1.7682e-06 | 1.9121e-06 | 2.0756e-06 | 1.9088e-06 | 1.9173e-06 | 1.5416e-06 | 1.8125e-06 | 1.8313e-06 | 1.9205e-06 | 1.956e-06 | 1.7834e-06 | 1.9374e-06 | 1.7911e-06 | 1.9348e-06 | 1.3893e-06 | 1.7813e-06 | 1.9829e-06 | 1.767e-06 | 2.0372e-06 | 2.0356e-06 | 1.6798e-06 | 1.7037e-06 | 1.712e-06 | 1.7849e-06 | 1.9968e-06 | 2.1409e-06 | 2.0718e-06 | 1.9105e-06 | 1.7599e-06 | 1.8034e-06 | 1.9087e-06 | 1.6603e-06 | 1.9856e-06 | 2.0054e-06 | 1.5837e-06 | 1.8709e-06 | 1.9089e-06 | 1.8371e-06 | 2.0059e-06 | 2.1474e-06 | 1.8027e-06 | 2.4808e-06 | 2.0712e-06 | 1.5856e-06 | 1.8097e-06 | 1.5813e-06 | 2.0542e-06 | 2.1917e-06 | 1.9717e-06 | 1.8501e-06 | 1.8487e-06 | 2.0192e-06 | 1.8784e-06 | 1.9199e-06 | 2.1184e-06 | 1.9728e-06 | 1.6897e-06 | 1.8859e-06 | 1.7286e-06 | 1.6947e-06 | 1.6718e-06 | 1.467e-06 | 1.9213e-06 | 1.3993e-06 | 1.6969e-06 | 1.7884e-06 | 1.7899e-06 | 2.0472e-06 | 1.5866e-06 | 1.8317e-06 | 1.95e-06 | 1.7047e-06 | 2.0228e-06 | 1.9347e-06 | 2.1443e-06 | 1.9061e-06 | 1.6378e-06 | 1.8413e-06 | 2.0357e-06 | 1.8502e-06 | 1.7066e-06 | 2.1919e-06 | 1.8214e-06 | 1.9746e-06 | 1.8175e-06 | 2.1103e-06 | 2.1252e-06 | 1.8088e-06 | 2.0308e-06 | 1.8555e-06 | 1.9227e-06 | 1.6238e-06 | 1.9051e-06 | 1.8747e-06 | 1.9451e-06 | 1.9062e-06 | 1.8785e-06 | 1.8342e-06 | 1.7558e-06 | 1.6466e-06 | 2.0502e-06 | 1.5727e-06 | 1.444e-06 | 1.8556e-06 | 1.7025e-06 | 1.9403e-06 | 1.8707e-06 | 1.6608e-06 | 1.92e-06 | 1.8545e-06 | 1.341e-06 | 1.8389e-06 | 1.8537e-06 | 2.0947e-06 | 1.6245e-06 | 2.1194e-06 | 2.1202e-06 | 2.0067e-06 | 1.8071e-06 | 1.7229e-06 | 1.9949e-06 | 1.6609e-06 | 1.8671e-06 | 1.7671e-06 | 1.8698e-06 | 1.8585e-06 | 1.9449e-06 | 1.5901e-06 | 2.0011e-06 | 1.9348e-06 | 1.8737e-06 | 1.8441e-06 | 2.1134e-06 | 1.7278e-06 | 1.968e-06 | 1.893e-06 | 2.1338e-06 | 1.6935e-06 | 2.1725e-06 | 1.932e-06 | 1.88e-06 | 1.9279e-06 | 1.6841e-06 | 2.0417e-06 | 1.9839e-06 | 1.8696e-06 | 2.2535e-06 | 1.7196e-06 | 1.3891e-06 | 1.9379e-06 | 1.9882e-06 | 1.7887e-06 | 1.8072e-06 | 1.9852e-06 | 1.628e-06 | 1.8563e-06 | 1.7893e-06 | 1.9782e-06 | 1.9003e-06 | 2.0188e-06 | 1.9184e-06 | 1.6094e-06 | 1.6675e-06 | 1.6381e-06 | 2.1709e-06 | 2.0077e-06 | 2.0788e-06 | 1.8644e-06 | 1.762e-06 | 2.0463e-06 | 1.7135e-06 | 1.7269e-06 | 1.9778e-06 | 1.9353e-06 | 2.0481e-06 | 1.764e-06 | 1.9029e-06 | 1.9591e-06 | 1.8865e-06 | 1.9132e-06 | 1.9298e-06 | 1.9159e-06 | 1.6075e-06 | 1.7338e-06 | 1.7007e-06 | 1.7091e-06 | 1.6133e-06 | 1.5521e-06 | 2.1472e-06 | 2.0308e-06 | 1.9029e-06 | 1.7984e-06 | 1.915e-06 | 1.6381e-06 | 1.893e-06 | 1.932e-06 | 1.9393e-06 | 1.5765e-06 | 1.7612e-06 | 2.1213e-06 | 2.1003e-06 | 1.9433e-06 | 1.8232e-06 | 1.9245e-06 | 1.617e-06 | 1.9171e-06 | 1.8768e-06 | 1.8203e-06 | 1.8559e-06 | 2.116e-06 | 2.1251e-06 | 1.7845e-06 | 1.981e-06 | 1.816e-06 | 1.4258e-06 | 1.5567e-06 | 1.8761e-06 | 1.6354e-06 | 2.0035e-06 | 2.0907e-06 | 1.5715e-06 | 1.6728e-06 | 1.6639e-06 | 1.8393e-06 | 1.8193e-06 | 1.9939e-06 | 1.6398e-06 | 2.2327e-06 | 1.954e-06 | 2.0374e-06 | 1.7159e-06 | 2.0676e-06 | 1.7912e-06 | 1.7195e-06 | 1.9948e-06 | 1.4343e-06 | 1.7567e-06 | 1.774e-06 | 1.7467e-06 | 1.8649e-06 | 1.7634e-06 | 1.8246e-06 | 2.0462e-06 | 2.0927e-06 | 1.5586e-06 | 2.0088e-06 | 1.8243e-06 | 1.7484e-06 | 1.5476e-06 | 1.8813e-06 | 1.8642e-06 | 1.9025e-06 | 1.8364e-06 | 1.6478e-06 | 1.9609e-06 | 2.1511e-06 | 1.9419e-06 | 1.8001e-06 | 2.0564e-06 | 1.6618e-06 | 2.0692e-06 | 1.9804e-06 | 1.8224e-06 | 1.6735e-06 | 1.6938e-06 | 1.9687e-06 | 1.878e-06 | 1.757e-06 | 2.0472e-06 | 1.8143e-06 | 2.0386e-06 | 1.6676e-06 | 1.8869e-06 | 1.704e-06 | 1.899e-06 | 1.8401e-06 | 1.683e-06 | 1.9971e-06 | 2.0424e-06 | 1.8685e-06 | 1.9378e-06 | 2.0248e-06 | 1.8654e-06 | 1.7629e-06 | 1.7523e-06 | 1.9663e-06 | 1.5251e-06 | 1.8537e-06 | 2.0237e-06 | 1.7386e-06 | 2.0797e-06 | 1.776e-06 | 2.1493e-06 | 1.7218e-06 | 1.8499e-06 | 2.0616e-06 | 2.0891e-06 | 1.9454e-06 | 1.7963e-06 | 1.9969e-06 | 1.8273e-06 | 1.8359e-06 | 1.5779e-06 | 1.8153e-06 | 2.1083e-06 | 1.6604e-06 | 1.8722e-06 | 1.5514e-06 | 1.579e-06 | 1.8901e-06 | 1.7373e-06 | 1.7434e-06 | 1.5319e-06 | 1.7733e-06 | 1.9117e-06 | 1.9157e-06 | 1.987e-06 | 1.9177e-06 | 1.9035e-06 | 1.8474e-06 | 1.6507e-06 | 1.6185e-06 | 2.0053e-06 | 1.6126e-06 | 1.5983e-06 | 1.6296e-06 | 1.6656e-06 | 1.4115e-06 | 1.9939e-06 | 1.9335e-06 | 1.6789e-06 | 1.6821e-06 | 1.6207e-06 | 1.9683e-06 | 2.152e-06 | 1.5694e-06 | 1.6707e-06 | 1.9995e-06 | 1.9244e-06 | 2.2186e-06 | 1.8907e-06 | 1.6047e-06 | 2.0608e-06 | 1.9629e-06 | 1.9972e-06 | 1.6335e-06 | 2.0346e-06 | 1.6663e-06 | 1.6123e-06 | 1.7803e-06 | 1.9367e-06 | 1.7984e-06 | 1.805e-06 | 2.1656e-06 | 1.5329e-06 | 1.9008e-06 | 1.874e-06 | 1.8467e-06 | 1.6983e-06 | 1.3838e-06 | 1.8127e-06 | 1.8103e-06 | 1.6727e-06 | 1.6033e-06 | 1.8872e-06 | 1.7129e-06 | 1.7618e-06 | 1.8759e-06 | 2.0447e-06 | 1.6782e-06 | 1.964e-06 | 1.9365e-06 | 1.7216e-06 | 1.8897e-06 | 2.0192e-06 | 1.8643e-06 | 1.4785e-06 | 1.9273e-06 | 1.882e-06 | 1.7882e-06 | 1.4749e-06 | 2.4165e-06 | 1.903e-06 | 2.2755e-06 | 2.0505e-06 | 1.9127e-06 | 1.846e-06 | 1.7326e-06 | 1.6166e-06 | 2.0973e-06 | 1.9602e-06 | 1.9555e-06 | 1.3392e-06 | 1.5957e-06 | 1.978e-06 | 2.0061e-06 | 1.9977e-06 | 1.9766e-06 | 1.9128e-06 | 1.9374e-06 | 1.841e-06 | 1.5983e-06 | 1.7697e-06 | 1.8037e-06 | 1.7847e-06 | 1.6683e-06 | 1.8547e-06 | 1.7449e-06 | 1.9099e-06 | 1.9062e-06 | 1.5581e-06 | 1.9233e-06 | 2.0796e-06 | 1.5655e-06 | 2.0055e-06 | 1.8042e-06 | 1.6609e-06 | 1.6888e-06 | 1.8871e-06 | 1.715e-06 | 1.6484e-06 | 1.593e-06 | 2.1294e-06 | 1.4109e-06 | 1.7766e-06 | 1.5931e-06 | 1.726e-06 | 1.7406e-06 | 2.2773e-06 | 1.9128e-06 | 1.8409e-06 | 1.8517e-06 | 1.9667e-06 | 1.9436e-06 | 1.7406e-06 | 1.7509e-06 | 1.9443e-06 | 1.7879e-06 | 1.7497e-06 | 1.9855e-06 | 2.0093e-06 | 1.937e-06 | 1.5865e-06 | 2.1865e-06 | 1.5909e-06 | 1.9739e-06 | 1.7547e-06 | 1.7197e-06 | 2.073e-06 | 1.8331e-06 | 1.815e-06 | 2.0864e-06 | 1.6903e-06 | 1.5952e-06 | 1.7829e-06 | 2.1707e-06 | 2.176e-06 | 1.7464e-06 | 1.7479e-06 | 1.7571e-06 | 2.0596e-06 | 2.0708e-06 | 1.7827e-06 | 1.8337e-06 | 1.9968e-06 | 1.7742e-06 | 1.9505e-06 | 2.0595e-06 | 1.7503e-06 | 2.0882e-06 | 1.9303e-06 | 1.8668e-06 | 2.0259e-06 | 1.63e-06 | 1.6478e-06 | 1.7326e-06 | 2.1113e-06 | 1.6527e-06 | 1.8144e-06 | 1.4976e-06 | 1.9563e-06 | 1.7939e-06 | 1.8266e-06 | 1.7179e-06 | 1.6737e-06 | 1.9354e-06 | 1.688e-06 | 1.6096e-06 | 1.9537e-06 | 1.4815e-06 | 1.8819e-06 | 1.6024e-06 | 1.8573e-06 | 1.857e-06 | 1.7284e-06 | 1.8853e-06 | 1.6383e-06 | 1.985e-06 | 1.7412e-06 | 1.8261e-06 | 1.621e-06 | 1.4941e-06 | 1.6454e-06 | 1.7734e-06 | 1.833e-06 | 1.5458e-06 | 1.8571e-06 | 1.9704e-06 | 1.5801e-06 | 1.9691e-06 | 1.7557e-06 | 1.6271e-06 | 1.9336e-06 | 2.0502e-06 | 2.0131e-06 | 2.0395e-06 | 2.3814e-06 | 1.9076e-06 | 1.9627e-06 | 1.8281e-06 | 1.9983e-06 | 1.9205e-06 | 2.3041e-06 | 1.7997e-06 | 2.1211e-06 | 1.9104e-06 | 1.7337e-06 | 1.8218e-06 | 1.8871e-06 | 1.7721e-06 | 1.9994e-06 | 1.8598e-06 | 1.9665e-06 | 1.8321e-06 | 1.9469e-06 | 1.783e-06 | 2.1454e-06 | 1.8015e-06 | 1.7268e-06 | 1.8081e-06 | 1.6001e-06 | 1.9996e-06 | 2.1267e-06 | 2.1717e-06 | 1.829e-06 | 1.8485e-06 | 2.0927e-06 | 1.68e-06 | 2.0093e-06 | 1.9441e-06 | 2.2748e-06 | 1.5193e-06 | 1.8634e-06 | 1.8459e-06 | 1.8035e-06 | 1.8243e-06 | 1.6828e-06 | 1.7354e-06 | 1.5163e-06 | 2.0639e-06 | 1.6935e-06 | 1.7914e-06 | 2.1034e-06 | 1.6651e-06 | 1.8505e-06 | 1.8247e-06 | 2.2183e-06 | 1.8348e-06 | 1.6701e-06 | 1.9967e-06 | 1.8908e-06 | 1.8518e-06 | 1.579e-06 | 1.8728e-06 | 2.0394e-06 | 1.8112e-06 | 2.1395e-06 | 1.7931e-06 | 1.8782e-06 | 1.846e-06 | 1.8598e-06 | 1.8553e-06 | 1.7346e-06 | 1.706e-06 | 1.8853e-06 | 1.9971e-06 | 1.9429e-06 | 2.051e-06 | 1.7039e-06 | 1.9851e-06 | 1.8416e-06 | 1.664e-06 | 1.7352e-06 | 2.0383e-06 | 2.0492e-06 | 2.1477e-06 | 1.8286e-06 | 1.7971e-06 | 1.9454e-06 | 2.073e-06 | 1.9855e-06 | 1.6021e-06 | 1.7205e-06 | 1.5517e-06 | 1.7998e-06 | 1.89e-06 | 1.785e-06 | 1.9771e-06 | 1.6387e-06 | 1.8847e-06 | 1.6116e-06 | 2.1073e-06 | 2.1107e-06 | 1.7836e-06 | 1.7593e-06 | 1.6836e-06 | 2.134e-06 | 1.7185e-06 | 1.7496e-06 | 2.0068e-06 | 1.7387e-06 | 1.7994e-06 | 2.1039e-06 | 1.772e-06 | 1.8837e-06 | 1.6917e-06 | 1.7859e-06 | 1.77e-06 | 1.5281e-06 | 1.7848e-06 | 2.0951e-06 | 2.0615e-06 | 1.9033e-06 | 1.6686e-06 | 2.0498e-06 | 1.6837e-06 | 1.8575e-06 | 1.9574e-06 | 2.0801e-06 | 1.7423e-06 | 1.8582e-06 | 2.1639e-06 | 1.5048e-06 | 2.0764e-06 | 2.1111e-06 | 1.5885e-06 | 2.1961e-06 | 1.9736e-06 | 1.8862e-06 | 1.6496e-06 | 1.2647e-06 | 1.7493e-06 | 2.0948e-06 | 2.1295e-06 | 1.8605e-06 | 1.806e-06 | 1.9265e-06 | 1.7543e-06 | 2.0223e-06 | 2.0897e-06 | 1.6295e-06 | 1.5863e-06 | 1.8442e-06 | 2.0042e-06 | 1.9374e-06 | 1.8122e-06 | 1.6455e-06 | 1.7679e-06 | 1.9295e-06 | 2.0971e-06 | 1.6123e-06 | 1.7857e-06 | 2.0852e-06 | 1.7511e-06 | 1.6788e-06 | 2.0107e-06 | 1.7708e-06 | 2.0555e-06 | 2.08e-06 | 1.7e-06 | 1.9746e-06 | 1.9258e-06 | 1.6832e-06 | 1.6369e-06 | 1.8434e-06 | 1.7978e-06 | 1.7939e-06 | 1.9146e-06 | 1.9763e-06 | 1.9496e-06 | 2.0424e-06 | 1.7685e-06 | 1.6703e-06 | 1.8131e-06 | 1.9862e-06 | 2.1306e-06 | 1.7687e-06 | 1.8651e-06 | 1.967e-06 | 1.9273e-06 | 1.9194e-06 | 2.0635e-06 | 1.8953e-06 | 1.9434e-06 | 2.0648e-06 | 1.3642e-06 | 1.9837e-06 | 1.7316e-06 | 1.6963e-06 | 1.6447e-06 | 1.8644e-06 | 1.5838e-06 | 1.6632e-06 | 1.631e-06 | 1.7375e-06 | 2.0869e-06 | 2.0223e-06 | 1.6231e-06 | 1.7865e-06 | 1.9776e-06 | 1.9647e-06 | 1.7377e-06 | 2e-06 | 1.7364e-06 | 1.933e-06 | 1.8344e-06 | 1.8671e-06 | 1.722e-06 | 1.6748e-06 | 1.8003e-06 | 2.0776e-06 | 1.8828e-06 | 1.5319e-06 | 2.0272e-06 | 1.947e-06 | 1.7373e-06 | 1.8504e-06 | 1.8347e-06 | 1.5528e-06 | 1.7944e-06 | 1.9354e-06 | 1.8379e-06 | 2.0701e-06 | 1.8436e-06 | 1.9853e-06 | 1.9728e-06 | 1.8278e-06 | 1.8098e-06 | 1.7903e-06 | 1.7888e-06 | 1.9305e-06 | 1.5167e-06 | 1.7103e-06 | 1.9814e-06 | 1.879e-06 | 2.1218e-06 | 2.0088e-06 | 2.214e-06 | 1.6611e-06 | 1.9774e-06 | 1.9368e-06 | 1.9439e-06 | 1.8e-06 | 2.0736e-06 | 1.8864e-06 | 1.7146e-06 | 1.6259e-06 | 1.8876e-06 | 1.5666e-06 | 1.7808e-06 | 1.5755e-06 | 1.7741e-06 | 1.9448e-06 | 2.059e-06 | 1.9508e-06 | 1.9729e-06 | 2.1083e-06 | 1.9358e-06 | 1.9251e-06 | 1.9096e-06 | 1.7377e-06 | 1.8212e-06 | 1.6473e-06 | 1.8123e-06 | 1.4422e-06 | 1.5993e-06 | 1.6352e-06 | 2.2286e-06 | 2.0055e-06 | 1.5903e-06 | 1.893e-06 | 1.8608e-06 | 1.512e-06 | 1.9862e-06 | 2.0599e-06 | 1.9378e-06 | 1.9205e-06 | 1.8994e-06 | 1.7221e-06 | 1.5848e-06 | 1.766e-06 | 1.7375e-06 | 2.0419e-06 | 2.2882e-06 | 1.748e-06 | 2.1168e-06 | 1.6346e-06 | 2.1878e-06 | 1.6782e-06 | 2.0038e-06 | 2.0731e-06 | 1.9979e-06 | 2.0736e-06 | 1.9551e-06 | 2.0981e-06 | 1.8744e-06 | 1.9751e-06 | 1.9351e-06 | 1.9969e-06 | 1.5139e-06 | 1.7685e-06 | 1.7065e-06 | 1.7683e-06 | 1.7702e-06 | 1.8223e-06 | 1.7495e-06 | 1.7571e-06 | 1.8821e-06 | 1.694e-06 | 1.7289e-06 | 1.7561e-06 | 1.7964e-06 | 1.8858e-06 | 1.9036e-06 | 2.2147e-06 | 1.852e-06 | 1.8685e-06 | 2.0127e-06 | 1.8402e-06 | 1.5447e-06 | 1.7316e-06 | 1.8566e-06 | 2.0072e-06 | 2.2561e-06 | 2.1586e-06 | 1.563e-06 | 1.9694e-06 | 1.9827e-06 | 1.8598e-06 | 1.9394e-06 | 1.9705e-06 | 1.4204e-06 | 1.7544e-06 | 2.2154e-06 | 2.0123e-06 | 1.9384e-06 | 1.6311e-06 | 1.6379e-06 | 1.668e-06 | 1.4971e-06 | 2.2601e-06 | 1.7312e-06 | 2.0902e-06 | 2.068e-06 | 1.8216e-06 | 1.6684e-06 | 1.6344e-06 | 1.8691e-06 | 1.9654e-06 | 2.0486e-06 | 1.7233e-06 | 1.7197e-06 | 1.693e-06 | 2.0399e-06 | 1.5791e-06 | 1.8828e-06 | 1.8563e-06 | 2.0881e-06 | 2.0524e-06 | 1.8883e-06 | 1.979e-06 | 1.6791e-06 | 1.6778e-06 | 1.6457e-06 | 1.73e-06 | 1.7419e-06 | 1.5394e-06 | 1.9908e-06 | 2.2572e-06 | 2.0257e-06 | 2.0485e-06 | 2.2033e-06 | 2.0493e-06 | 2.0353e-06 | 1.618e-06 | 1.7854e-06 | 1.8101e-06 | 1.7902e-06 | 2.0127e-06 | 1.6198e-06 | 1.6725e-06 | 2.0253e-06 | 2.0354e-06 | 1.788e-06 | 1.7891e-06 | 1.9269e-06 | 1.9046e-06 | 1.7196e-06 | 2.1391e-06 | 1.6913e-06 | 2.0912e-06 | 1.5789e-06 | 1.8061e-06 | 1.5997e-06 | 1.8307e-06 | 1.728e-06 | 1.5733e-06 | 1.9031e-06 | 1.8154e-06 | 1.5491e-06 | 2.0588e-06 | 1.5771e-06 | 1.9308e-06 | 1.8252e-06 | 1.6967e-06 | 1.7553e-06 | 2.0835e-06 | 2.3968e-06 | 1.7356e-06 | 2.1021e-06 | 1.7283e-06 | 1.976e-06 | 1.9841e-06 | 1.9168e-06 | 1.7504e-06 | 1.8141e-06 | 1.8505e-06 | 1.8165e-06 | 2.0326e-06 | 1.6658e-06 | 1.94e-06 | 2.0346e-06 | 1.9169e-06 | 1.9508e-06 | 1.8423e-06 | 1.6702e-06 | 1.9914e-06 | 1.6473e-06 | 1.7879e-06 | 2.0465e-06 | 1.6563e-06 | 1.8298e-06 | 1.8983e-06 | 2.0185e-06 | 2.1967e-06 | 1.627e-06 | 1.8014e-06 | 1.9073e-06 | 1.7494e-06 | 1.8114e-06 | 1.708e-06 | 2.027e-06 | 1.4752e-06 | 1.9164e-06 | 1.8438e-06 | 1.7459e-06 | 1.9285e-06 | 2.0075e-06 | 2.0086e-06 | 2.0629e-06 | 1.6479e-06 | 1.7861e-06 | 1.8071e-06 | 1.5184e-06 | 2.0663e-06 | 2.007e-06 | 2.1178e-06 | 2.1138e-06 | 1.8722e-06 | 1.9496e-06 | 1.884e-06 | 1.5315e-06 | 1.3842e-06 | 1.9028e-06 | 1.5743e-06 | 2.0938e-06 | 2.0302e-06 | 2.0201e-06 | 1.8712e-06 | 1.6604e-06 | 2.1289e-06 | 1.8454e-06 | 1.9683e-06 | 2.0402e-06 | 1.5812e-06 | 1.9017e-06 | 1.9106e-06 | 1.9491e-06 | 1.7485e-06 | 1.7246e-06 | 1.8608e-06 | 1.8677e-06 | 1.9585e-06 | 1.9736e-06 | 2.0658e-06 | 1.6578e-06 | 1.6216e-06 | 1.7875e-06 | 2.1135e-06 | 1.9988e-06 | 2.2423e-06 | 1.5953e-06 | 2.155e-06 | 1.7613e-06 | 2.0033e-06 | 1.5938e-06 | 2.0141e-06 | 1.555e-06 | 2.0033e-06
Air change rate |  |  | 0.0010763 |  |  | Ventilation rates from input sheet converted into air change rate
Filtration rate |  |  | 0 |  |  | Filtration rates from input sheet converted into air change rate
Air change rate + filtration rate | ψ | constant | 0.0010763 |  | /s | The sum of ventilation and filtration removal rates | ψ | 0.0010763 | 0.0010763 | 0.0010763 | 0.0010763 | 0.0010763 | 0.0010763 | 0.0010763 | 0.0010763 | 0.0010763 | 0.0010763 | 0.0010763 | 0.0010763 | 0.0010763 | 0.0010763 | 0.0010763 | 0.0010763 | 0.0010763 | 0.0010763 | 0.0010763 | 0.0010763 | 0.0010763 | 0.0010763 | 0.0010763 | 0.0010763 | 0.0010763 | 0.0010763 | 0.0010763 | 0.0010763 | 0.0010763 | 0.0010763 | 0.0010763 | 0.0010763 | 0.0010763 | 0.0010763 | 0.0010763 | 0.0010763 | 0.0010763 | 0.0010763 | 0.0010763 | 0.0010763 | 0.0010763 | 0.0010763 | 0.0010763 | 0.0010763 | 0.0010763 | 0.0010763 | 0.0010763 | 0.0010763 | 0.0010763 | 0.0010763 | 0.0010763 | 0.0010763 | 0.0010763 | 0.0010763 | 0.0010763 | 0.0010763 | 0.0010763 | 0.0010763 | 0.0010763 | 0.0010763 | 0.0010763 | 0.0010763 | 0.0010763 | 0.0010763 | 0.0010763 | 0.0010763 | 0.0010763 | 0.0010763 | 0.0010763 | 0.0010763 | 0.0010763 | 0.0010763 | 0.0010763 | 0.0010763 | 0.0010763 | 0.0010763 | 0.0010763 | 0.0010763 | 0.0010763 | 0.0010763 | 0.0010763 | 0.0010763 | 0.0010763 | 0.0010763 | 0.0010763 | 0.0010763 | 0.0010763 | 0.0010763 | 0.0010763 | 0.0010763 | 0.0010763 | 0.0010763 | 0.0010763 | 0.0010763 | 0.0010763 | 0.0010763 | 0.0010763 | 0.0010763 | 0.0010763 | 0.0010763 | 0.0010763 | 0.0010763 | 0.0010763 | 0.0010763 | 0.0010763 | 0.0010763 | 0.0010763 | 0.0010763 | 0.0010763 | 0.0010763 | 0.0010763 | 0.0010763 | 0.0010763 | 0.0010763 | 0.0010763 | 0.0010763 | 0.0010763 | 0.0010763 | 0.0010763 | 0.0010763 | 0.0010763 | 0.0010763 | 0.0010763 | 0.0010763 | 0.0010763 | 0.0010763 | 0.0010763 | 0.0010763 | 0.0010763 | 0.0010763 | 0.0010763 | 0.0010763 | 0.0010763 | 0.0010763 | 0.0010763 | 0.0010763 | 0.0010763 | 0.0010763 | 0.0010763 | 0.0010763 | 0.0010763 | 0.0010763 | 0.0010763 | 0.0010763 | 0.0010763 | 0.0010763 | 0.0010763 | 0.0010763 | 0.0010763 | 0.0010763 | 0.0010763 | 0.0010763 | 0.0010763 | 0.0010763 | 0.0010763 | 0.0010763 | 0.0010763 | 0.0010763 | 0.0010763 | 0.0010763 | 0.0010763 | 0.0010763 | 0.0010763 | 0.0010763 | 0.0010763 | 0.0010763 | 0.0010763 | 0.0010763 | 0.0010763 | 0.0010763 | 0.0010763 | 0.0010763 | 0.0010763 | 0.0010763 | 0.0010763 | 0.0010763 | 0.0010763 | 0.0010763 | 0.0010763 | 0.0010763 | 0.0010763 | 0.0010763 | 0.0010763 | 0.0010763 | 0.0010763 | 0.0010763 | 0.0010763 | 0.0010763 | 0.0010763 | 0.0010763 | 0.0010763 | 0.0010763 | 0.0010763 | 0.0010763 | 0.0010763 | 0.0010763 | 0.0010763 | 0.0010763 | 0.0010763 | 0.0010763 | 0.0010763 | 0.0010763 | 0.0010763 | 0.0010763 | 0.0010763 | 0.0010763 | 0.0010763 | 0.0010763 | 0.0010763 | 0.0010763 | 0.0010763 | 0.0010763 | 0.0010763 | 0.0010763 | 0.0010763 | 0.0010763 | 0.0010763 | 0.0010763 | 0.0010763 | 0.0010763 | 0.0010763 | 0.0010763 | 0.0010763 | 0.0010763 | 0.0010763 | 0.0010763 | 0.0010763 | 0.0010763 | 0.0010763 | 0.0010763 | 0.0010763 | 0.0010763 | 0.0010763 | 0.0010763 | 0.0010763 | 0.0010763 | 0.0010763 | 0.0010763 | 0.0010763 | 0.0010763 | 0.0010763 | 0.0010763 | 0.0010763 | 0.0010763 | 0.0010763 | 0.0010763 | 0.0010763 | 0.0010763 | 0.0010763 | 0.0010763 | 0.0010763 | 0.0010763 | 0.0010763 | 0.0010763 | 0.0010763 | 0.0010763 | 0.0010763 | 0.0010763 | 0.0010763 | 0.0010763 | 0.0010763 | 0.0010763 | 0.0010763 | 0.0010763 | 0.0010763 | 0.0010763 | 0.0010763 | 0.0010763 | 0.0010763 | 0.0010763 | 0.0010763 | 0.0010763 | 0.0010763 | 0.0010763 | 0.0010763 | 0.0010763 | 0.0010763 | 0.0010763 | 0.0010763 | 0.0010763 | 0.0010763 | 0.0010763 | 0.0010763 | 0.0010763 | 0.0010763 | 0.0010763 | 0.0010763 | 0.0010763 | 0.0010763 | 0.0010763 | 0.0010763 | 0.0010763 | 0.0010763 | 0.0010763 | 0.0010763 | 0.0010763 | 0.0010763 | 0.0010763 | 0.0010763 | 0.0010763 | 0.0010763 | 0.0010763 | 0.0010763 | 0.0010763 | 0.0010763 | 0.0010763 | 0.0010763 | 0.0010763 | 0.0010763 | 0.0010763 | 0.0010763 | 0.0010763 | 0.0010763 | 0.0010763 | 0.0010763 | 0.0010763 | 0.0010763 | 0.0010763 | 0.0010763 | 0.0010763 | 0.0010763 | 0.0010763 | 0.0010763 | 0.0010763 | 0.0010763 | 0.0010763 | 0.0010763 | 0.0010763 | 0.0010763 | 0.0010763 | 0.0010763 | 0.0010763 | 0.0010763 | 0.0010763 | 0.0010763 | 0.0010763 | 0.0010763 | 0.0010763 | 0.0010763 | 0.0010763 | 0.0010763 | 0.0010763 | 0.0010763 | 0.0010763 | 0.0010763 | 0.0010763 | 0.0010763 | 0.0010763 | 0.0010763 | 0.0010763 | 0.0010763 | 0.0010763 | 0.0010763 | 0.0010763 | 0.0010763 | 0.0010763 | 0.0010763 | 0.0010763 | 0.0010763 | 0.0010763 | 0.0010763 | 0.0010763 | 0.0010763 | 0.0010763 | 0.0010763 | 0.0010763 | 0.0010763 | 0.0010763 | 0.0010763 | 0.0010763 | 0.0010763 | 0.0010763 | 0.0010763 | 0.0010763 | 0.0010763 | 0.0010763 | 0.0010763 | 0.0010763 | 0.0010763 | 0.0010763 | 0.0010763 | 0.0010763 | 0.0010763 | 0.0010763 | 0.0010763 | 0.0010763 | 0.0010763 | 0.0010763 | 0.0010763 | 0.0010763 | 0.0010763 | 0.0010763 | 0.0010763 | 0.0010763 | 0.0010763 | 0.0010763 | 0.0010763 | 0.0010763 | 0.0010763 | 0.0010763 | 0.0010763 | 0.0010763 | 0.0010763 | 0.0010763 | 0.0010763 | 0.0010763 | 0.0010763 | 0.0010763 | 0.0010763 | 0.0010763 | 0.0010763 | 0.0010763 | 0.0010763 | 0.0010763 | 0.0010763 | 0.0010763 | 0.0010763 | 0.0010763 | 0.0010763 | 0.0010763 | 0.0010763 | 0.0010763 | 0.0010763 | 0.0010763 | 0.0010763 | 0.0010763 | 0.0010763 | 0.0010763 | 0.0010763 | 0.0010763 | 0.0010763 | 0.0010763 | 0.0010763 | 0.0010763 | 0.0010763 | 0.0010763 | 0.0010763 | 0.0010763 | 0.0010763 | 0.0010763 | 0.0010763 | 0.0010763 | 0.0010763 | 0.0010763 | 0.0010763 | 0.0010763 | 0.0010763 | 0.0010763 | 0.0010763 | 0.0010763 | 0.0010763 | 0.0010763 | 0.0010763 | 0.0010763 | 0.0010763 | 0.0010763 | 0.0010763 | 0.0010763 | 0.0010763 | 0.0010763 | 0.0010763 | 0.0010763 | 0.0010763 | 0.0010763 | 0.0010763 | 0.0010763 | 0.0010763 | 0.0010763 | 0.0010763 | 0.0010763 | 0.0010763 | 0.0010763 | 0.0010763 | 0.0010763 | 0.0010763 | 0.0010763 | 0.0010763 | 0.0010763 | 0.0010763 | 0.0010763 | 0.0010763 | 0.0010763 | 0.0010763 | 0.0010763 | 0.0010763 | 0.0010763 | 0.0010763 | 0.0010763 | 0.0010763 | 0.0010763 | 0.0010763 | 0.0010763 | 0.0010763 | 0.0010763 | 0.0010763 | 0.0010763 | 0.0010763 | 0.0010763 | 0.0010763 | 0.0010763 | 0.0010763 | 0.0010763 | 0.0010763 | 0.0010763 | 0.0010763 | 0.0010763 | 0.0010763 | 0.0010763 | 0.0010763 | 0.0010763 | 0.0010763 | 0.0010763 | 0.0010763 | 0.0010763 | 0.0010763 | 0.0010763 | 0.0010763 | 0.0010763 | 0.0010763 | 0.0010763 | 0.0010763 | 0.0010763 | 0.0010763 | 0.0010763 | 0.0010763 | 0.0010763 | 0.0010763 | 0.0010763 | 0.0010763 | 0.0010763 | 0.0010763 | 0.0010763 | 0.0010763 | 0.0010763 | 0.0010763 | 0.0010763 | 0.0010763 | 0.0010763 | 0.0010763 | 0.0010763 | 0.0010763 | 0.0010763 | 0.0010763 | 0.0010763 | 0.0010763 | 0.0010763 | 0.0010763 | 0.0010763 | 0.0010763 | 0.0010763 | 0.0010763 | 0.0010763 | 0.0010763 | 0.0010763 | 0.0010763 | 0.0010763 | 0.0010763 | 0.0010763 | 0.0010763 | 0.0010763 | 0.0010763 | 0.0010763 | 0.0010763 | 0.0010763 | 0.0010763 | 0.0010763 | 0.0010763 | 0.0010763 | 0.0010763 | 0.0010763 | 0.0010763 | 0.0010763 | 0.0010763 | 0.0010763 | 0.0010763 | 0.0010763 | 0.0010763 | 0.0010763 | 0.0010763 | 0.0010763 | 0.0010763 | 0.0010763 | 0.0010763 | 0.0010763 | 0.0010763 | 0.0010763 | 0.0010763 | 0.0010763 | 0.0010763 | 0.0010763 | 0.0010763 | 0.0010763 | 0.0010763 | 0.0010763 | 0.0010763 | 0.0010763 | 0.0010763 | 0.0010763 | 0.0010763 | 0.0010763 | 0.0010763 | 0.0010763 | 0.0010763 | 0.0010763 | 0.0010763 | 0.0010763 | 0.0010763 | 0.0010763 | 0.0010763 | 0.0010763 | 0.0010763 | 0.0010763 | 0.0010763 | 0.0010763 | 0.0010763 | 0.0010763 | 0.0010763 | 0.0010763 | 0.0010763 | 0.0010763 | 0.0010763 | 0.0010763 | 0.0010763 | 0.0010763 | 0.0010763 | 0.0010763 | 0.0010763 | 0.0010763 | 0.0010763 | 0.0010763 | 0.0010763 | 0.0010763 | 0.0010763 | 0.0010763 | 0.0010763 | 0.0010763 | 0.0010763 | 0.0010763 | 0.0010763 | 0.0010763 | 0.0010763 | 0.0010763 | 0.0010763 | 0.0010763 | 0.0010763 | 0.0010763 | 0.0010763 | 0.0010763 | 0.0010763 | 0.0010763 | 0.0010763 | 0.0010763 | 0.0010763 | 0.0010763 | 0.0010763 | 0.0010763 | 0.0010763 | 0.0010763 | 0.0010763 | 0.0010763 | 0.0010763 | 0.0010763 | 0.0010763 | 0.0010763 | 0.0010763 | 0.0010763 | 0.0010763 | 0.0010763 | 0.0010763 | 0.0010763 | 0.0010763 | 0.0010763 | 0.0010763 | 0.0010763 | 0.0010763 | 0.0010763 | 0.0010763 | 0.0010763 | 0.0010763 | 0.0010763 | 0.0010763 | 0.0010763 | 0.0010763 | 0.0010763 | 0.0010763 | 0.0010763 | 0.0010763 | 0.0010763 | 0.0010763 | 0.0010763 | 0.0010763 | 0.0010763 | 0.0010763 | 0.0010763 | 0.0010763 | 0.0010763 | 0.0010763 | 0.0010763 | 0.0010763 | 0.0010763 | 0.0010763 | 0.0010763 | 0.0010763 | 0.0010763 | 0.0010763 | 0.0010763 | 0.0010763 | 0.0010763 | 0.0010763 | 0.0010763 | 0.0010763 | 0.0010763 | 0.0010763 | 0.0010763 | 0.0010763 | 0.0010763 | 0.0010763 | 0.0010763 | 0.0010763 | 0.0010763 | 0.0010763 | 0.0010763 | 0.0010763 | 0.0010763 | 0.0010763 | 0.0010763 | 0.0010763 | 0.0010763 | 0.0010763 | 0.0010763 | 0.0010763 | 0.0010763 | 0.0010763 | 0.0010763 | 0.0010763 | 0.0010763 | 0.0010763 | 0.0010763 | 0.0010763 | 0.0010763 | 0.0010763 | 0.0010763 | 0.0010763 | 0.0010763 | 0.0010763 | 0.0010763 | 0.0010763 | 0.0010763 | 0.0010763 | 0.0010763 | 0.0010763 | 0.0010763 | 0.0010763 | 0.0010763 | 0.0010763 | 0.0010763 | 0.0010763 | 0.0010763 | 0.0010763 | 0.0010763 | 0.0010763 | 0.0010763 | 0.0010763 | 0.0010763 | 0.0010763 | 0.0010763 | 0.0010763 | 0.0010763 | 0.0010763 | 0.0010763 | 0.0010763 | 0.0010763 | 0.0010763 | 0.0010763 | 0.0010763 | 0.0010763 | 0.0010763 | 0.0010763 | 0.0010763 | 0.0010763 | 0.0010763 | 0.0010763 | 0.0010763 | 0.0010763 | 0.0010763 | 0.0010763 | 0.0010763 | 0.0010763 | 0.0010763 | 0.0010763 | 0.0010763 | 0.0010763 | 0.0010763 | 0.0010763 | 0.0010763 | 0.0010763 | 0.0010763 | 0.0010763 | 0.0010763 | 0.0010763 | 0.0010763 | 0.0010763 | 0.0010763 | 0.0010763 | 0.0010763 | 0.0010763 | 0.0010763 | 0.0010763 | 0.0010763 | 0.0010763 | 0.0010763 | 0.0010763 | 0.0010763 | 0.0010763 | 0.0010763 | 0.0010763 | 0.0010763 | 0.0010763 | 0.0010763 | 0.0010763 | 0.0010763 | 0.0010763 | 0.0010763 | 0.0010763 | 0.0010763 | 0.0010763 | 0.0010763 | 0.0010763 | 0.0010763 | 0.0010763 | 0.0010763 | 0.0010763 | 0.0010763 | 0.0010763 | 0.0010763 | 0.0010763 | 0.0010763 | 0.0010763 | 0.0010763 | 0.0010763 | 0.0010763 | 0.0010763 | 0.0010763 | 0.0010763 | 0.0010763 | 0.0010763 | 0.0010763 | 0.0010763 | 0.0010763 | 0.0010763 | 0.0010763 | 0.0010763 | 0.0010763 | 0.0010763 | 0.0010763 | 0.0010763 | 0.0010763 | 0.0010763 | 0.0010763 | 0.0010763 | 0.0010763 | 0.0010763 | 0.0010763 | 0.0010763 | 0.0010763 | 0.0010763 | 0.0010763 | 0.0010763 | 0.0010763 | 0.0010763 | 0.0010763 | 0.0010763 | 0.0010763 | 0.0010763 | 0.0010763 | 0.0010763 | 0.0010763 | 0.0010763 | 0.0010763 | 0.0010763 | 0.0010763 | 0.0010763 | 0.0010763 | 0.0010763 | 0.0010763 | 0.0010763 | 0.0010763 | 0.0010763 | 0.0010763 | 0.0010763 | 0.0010763 | 0.0010763 | 0.0010763 | 0.0010763 | 0.0010763 | 0.0010763 | 0.0010763 | 0.0010763 | 0.0010763 | 0.0010763 | 0.0010763 | 0.0010763 | 0.0010763 | 0.0010763 | 0.0010763 | 0.0010763 | 0.0010763 | 0.0010763 | 0.0010763 | 0.0010763 | 0.0010763 | 0.0010763 | 0.0010763 | 0.0010763 | 0.0010763 | 0.0010763 | 0.0010763 | 0.0010763 | 0.0010763 | 0.0010763 | 0.0010763 | 0.0010763 | 0.0010763 | 0.0010763 | 0.0010763 | 0.0010763 | 0.0010763 | 0.0010763 | 0.0010763 | 0.0010763 | 0.0010763 | 0.0010763 | 0.0010763 | 0.0010763 | 0.0010763 | 0.0010763 | 0.0010763 | 0.0010763 | 0.0010763 | 0.0010763 | 0.0010763 | 0.0010763 | 0.0010763 | 0.0010763 | 0.0010763 | 0.0010763 | 0.0010763 | 0.0010763 | 0.0010763 | 0.0010763 | 0.0010763 | 0.0010763 | 0.0010763 | 0.0010763 | 0.0010763 | 0.0010763 | 0.0010763 | 0.0010763 | 0.0010763 | 0.0010763 | 0.0010763 | 0.0010763 | 0.0010763 | 0.0010763 | 0.0010763 | 0.0010763 | 0.0010763 | 0.0010763 | 0.0010763 | 0.0010763 | 0.0010763 | 0.0010763 | 0.0010763 | 0.0010763 | 0.0010763 | 0.0010763 | 0.0010763 | 0.0010763 | 0.0010763 | 0.0010763 | 0.0010763 | 0.0010763 | 0.0010763 | 0.0010763 | 0.0010763 | 0.0010763 | 0.0010763 | 0.0010763 | 0.0010763 | 0.0010763 | 0.0010763 | 0.0010763 | 0.0010763 | 0.0010763 | 0.0010763 | 0.0010763 | 0.0010763 | 0.0010763 | 0.0010763 | 0.0010763 | 0.0010763 | 0.0010763 | 0.0010763 | 0.0010763 | 0.0010763 | 0.0010763 | 0.0010763 | 0.0010763 | 0.0010763 | 0.0010763 | 0.0010763 | 0.0010763 | 0.0010763 | 0.0010763 | 0.0010763 | 0.0010763 | 0.0010763 | 0.0010763 | 0.0010763 | 0.0010763 | 0.0010763 | 0.0010763 | 0.0010763 | 0.0010763 | 0.0010763 | 0.0010763 | 0.0010763 | 0.0010763 | 0.0010763 | 0.0010763 | 0.0010763 | 0.0010763 | 0.0010763 | 0.0010763 | 0.0010763 | 0.0010763 | 0.0010763 | 0.0010763 | 0.0010763 | 0.0010763 | 0.0010763 | 0.0010763 | 0.0010763 | 0.0010763 | 0.0010763 | 0.0010763 | 0.0010763 | 0.0010763 | 0.0010763 | 0.0010763 | 0.0010763 | 0.0010763 | 0.0010763 | 0.0010763 | 0.0010763 | 0.0010763 | 0.0010763 | 0.0010763 | 0.0010763 | 0.0010763 | 0.0010763 | 0.0010763 | 0.0010763 | 0.0010763 | 0.0010763 | 0.0010763 | 0.0010763 | 0.0010763 | 0.0010763 | 0.0010763 | 0.0010763 | 0.0010763 | 0.0010763 | 0.0010763 | 0.0010763 | 0.0010763 | 0.0010763 | 0.0010763 | 0.0010763 | 0.0010763 | 0.0010763 | 0.0010763 | 0.0010763 | 0.0010763 | 0.0010763 | 0.0010763 | 0.0010763 | 0.0010763 | 0.0010763 | 0.0010763 | 0.0010763 | 0.0010763 | 0.0010763 | 0.0010763 | 0.0010763 | 0.0010763 | 0.0010763 | 0.0010763 | 0.0010763 | 0.0010763 | 0.0010763 | 0.0010763 | 0.0010763 | 0.0010763 | 0.0010763 | 0.0010763 | 0.0010763 | 0.0010763 | 0.0010763 | 0.0010763 | 0.0010763 | 0.0010763 | 0.0010763 | 0.0010763 | 0.0010763 | 0.0010763 | 0.0010763 | 0.0010763 | 0.0010763 | 0.0010763 | 0.0010763 | 0.0010763 | 0.0010763 | 0.0010763 | 0.0010763 | 0.0010763 | 0.0010763 | 0.0010763 | 0.0010763 | 0.0010763 | 0.0010763 | 0.0010763 | 0.0010763 | 0.0010763 | 0.0010763 | 0.0010763 | 0.0010763 | 0.0010763 | 0.0010763 | 0.0010763 | 0.0010763 | 0.0010763 | 0.0010763 | 0.0010763 | 0.0010763 | 0.0010763 | 0.0010763 | 0.0010763 | 0.0010763 | 0.0010763 | 0.0010763 | 0.0010763 | 0.0010763 | 0.0010763 | 0.0010763 | 0.0010763 | 0.0010763 | 0.0010763 | 0.0010763 | 0.0010763 | 0.0010763 | 0.0010763 | 0.0010763 | 0.0010763 | 0.0010763 | 0.0010763 | 0.0010763 | 0.0010763 | 0.0010763 | 0.0010763 | 0.0010763 | 0.0010763 | 0.0010763 | 0.0010763 | 0.0010763 | 0.0010763 | 0.0010763 | 0.0010763 | 0.0010763 | 0.0010763 | 0.0010763 | 0.0010763 | 0.0010763 | 0.0010763 | 0.0010763 | 0.0010763 | 0.0010763 | 0.0010763 | 0.0010763 | 0.0010763 | 0.0010763 | 0.0010763 | 0.0010763 | 0.0010763 | 0.0010763 | 0.0010763 | 0.0010763 | 0.0010763 | 0.0010763 | 0.0010763 | 0.0010763 | 0.0010763 | 0.0010763 | 0.0010763 | 0.0010763 | 0.0010763 | 0.0010763 | 0.0010763 | 0.0010763 | 0.0010763 | 0.0010763 | 0.0010763 | 0.0010763 | 0.0010763 | 0.0010763 | 0.0010763 | 0.0010763 | 0.0010763 | 0.0010763 | 0.0010763 | 0.0010763 | 0.0010763 | 0.0010763 | 0.0010763 | 0.0010763 | 0.0010763 | 0.0010763 | 0.0010763 | 0.0010763 | 0.0010763 | 0.0010763 | 0.0010763 | 0.0010763 | 0.0010763 | 0.0010763 | 0.0010763 | 0.0010763 | 0.0010763 | 0.0010763 | 0.0010763 | 0.0010763 | 0.0010763 | 0.0010763 | 0.0010763 | 0.0010763 | 0.0010763 | 0.0010763 | 0.0010763 | 0.0010763 | 0.0010763 | 0.0010763 | 0.0010763 | 0.0010763 | 0.0010763 | 0.0010763 | 0.0010763 | 0.0010763 | 0.0010763 | 0.0010763 | 0.0010763 | 0.0010763 | 0.0010763 | 0.0010763 | 0.0010763 | 0.0010763 | 0.0010763 | 0.0010763 | 0.0010763 | 0.0010763 | 0.0010763 | 0.0010763 | 0.0010763 | 0.0010763 | 0.0010763 | 0.0010763 | 0.0010763 | 0.0010763 | 0.0010763 | 0.0010763 | 0.0010763 | 0.0010763 | 0.0010763 | 0.0010763 | 0.0010763 | 0.0010763 | 0.0010763 | 0.0010763 | 0.0010763 | 0.0010763 | 0.0010763 | 0.0010763 | 0.0010763 | 0.0010763 | 0.0010763 | 0.0010763 | 0.0010763 | 0.0010763 | 0.0010763 | 0.0010763 | 0.0010763 | 0.0010763 | 0.0010763 | 0.0010763 | 0.0010763 | 0.0010763 | 0.0010763 | 0.0010763 | 0.0010763 | 0.0010763 | 0.0010763 | 0.0010763 | 0.0010763 | 0.0010763 | 0.0010763 | 0.0010763 | 0.0010763 | 0.0010763 | 0.0010763 | 0.0010763 | 0.0010763 | 0.0010763 | 0.0010763 | 0.0010763 | 0.0010763 | 0.0010763 | 0.0010763 | 0.0010763 | 0.0010763 | 0.0010763 | 0.0010763 | 0.0010763 | 0.0010763 | 0.0010763 | 0.0010763 | 0.0010763 | 0.0010763 | 0.0010763 | 0.0010763 | 0.0010763 | 0.0010763 | 0.0010763 | 0.0010763 | 0.0010763 | 0.0010763 | 0.0010763 | 0.0010763 | 0.0010763 | 0.0010763 | 0.0010763 | 0.0010763 | 0.0010763 | 0.0010763 | 0.0010763 | 0.0010763 | 0.0010763 | 0.0010763 | 0.0010763 | 0.0010763 | 0.0010763 | 0.0010763 | 0.0010763 | 0.0010763 | 0.0010763 | 0.0010763 | 0.0010763 | 0.0010763 | 0.0010763 | 0.0010763 | 0.0010763 | 0.0010763 | 0.0010763 | 0.0010763 | 0.0010763 | 0.0010763 | 0.0010763 | 0.0010763 | 0.0010763 | 0.0010763 | 0.0010763 | 0.0010763 | 0.0010763 | 0.0010763 | 0.0010763 | 0.0010763 | 0.0010763 | 0.0010763 | 0.0010763 | 0.0010763 | 0.0010763 | 0.0010763 | 0.0010763 | 0.0010763 | 0.0010763 | 0.0010763 | 0.0010763 | 0.0010763 | 0.0010763 | 0.0010763 | 0.0010763 | 0.0010763 | 0.0010763 | 0.0010763 | 0.0010763 | 0.0010763 | 0.0010763 | 0.0010763 | 0.0010763 | 0.0010763 | 0.0010763 | 0.0010763 | 0.0010763 | 0.0010763 | 0.0010763 | 0.0010763 | 0.0010763 | 0.0010763 | 0.0010763 | 0.0010763 | 0.0010763 | 0.0010763 | 0.0010763 | 0.0010763 | 0.0010763 | 0.0010763 | 0.0010763 | 0.0010763 | 0.0010763 | 0.0010763 | 0.0010763 | 0.0010763 | 0.0010763 | 0.0010763 | 0.0010763 | 0.0010763 | 0.0010763 | 0.0010763 | 0.0010763 | 0.0010763 | 0.0010763 | 0.0010763 | 0.0010763 | 0.0010763 | 0.0010763 | 0.0010763 | 0.0010763 | 0.0010763 | 0.0010763 | 0.0010763 | 0.0010763 | 0.0010763 | 0.0010763 | 0.0010763 | 0.0010763 | 0.0010763 | 0.0010763 | 0.0010763 | 0.0010763 | 0.0010763 | 0.0010763 | 0.0010763 | 0.0010763 | 0.0010763 | 0.0010763 | 0.0010763 | 0.0010763 | 0.0010763 | 0.0010763 | 0.0010763 | 0.0010763 | 0.0010763 | 0.0010763 | 0.0010763 | 0.0010763 | 0.0010763 | 0.0010763 | 0.0010763 | 0.0010763 | 0.0010763 | 0.0010763 | 0.0010763 | 0.0010763 | 0.0010763 | 0.0010763 | 0.0010763 | 0.0010763 | 0.0010763 | 0.0010763 | 0.0010763 | 0.0010763 | 0.0010763 | 0.0010763 | 0.0010763 | 0.0010763 | 0.0010763 | 0.0010763 | 0.0010763 | 0.0010763 | 0.0010763 | 0.0010763 | 0.0010763 | 0.0010763 | 0.0010763 | 0.0010763 | 0.0010763 | 0.0010763 | 0.0010763 | 0.0010763 | 0.0010763 | 0.0010763 | 0.0010763 | 0.0010763 | 0.0010763 | 0.0010763 | 0.0010763 | 0.0010763 | 0.0010763 | 0.0010763 | 0.0010763 | 0.0010763 | 0.0010763 | 0.0010763 | 0.0010763 | 0.0010763 | 0.0010763 | 0.0010763 | 0.0010763 | 0.0010763 | 0.0010763 | 0.0010763 | 0.0010763 | 0.0010763 | 0.0010763 | 0.0010763 | 0.0010763 | 0.0010763 | 0.0010763 | 0.0010763 | 0.0010763 | 0.0010763 | 0.0010763 | 0.0010763 | 0.0010763 | 0.0010763 | 0.0010763 | 0.0010763 | 0.0010763 | 0.0010763 | 0.0010763 | 0.0010763 | 0.0010763 | 0.0010763 | 0.0010763 | 0.0010763 | 0.0010763 | 0.0010763 | 0.0010763 | 0.0010763 | 0.0010763 | 0.0010763 | 0.0010763 | 0.0010763 | 0.0010763 | 0.0010763 | 0.0010763 | 0.0010763 | 0.0010763 | 0.0010763 | 0.0010763 | 0.0010763 | 0.0010763 | 0.0010763 | 0.0010763 | 0.0010763 | 0.0010763 | 0.0010763 | 0.0010763 | 0.0010763 | 0.0010763 | 0.0010763 | 0.0010763 | 0.0010763 | 0.0010763 | 0.0010763 | 0.0010763 | 0.0010763 | 0.0010763 | 0.0010763 | 0.0010763 | 0.0010763 | 0.0010763 | 0.0010763 | 0.0010763 | 0.0010763 | 0.0010763 | 0.0010763 | 0.0010763 | 0.0010763 | 0.0010763 | 0.0010763 | 0.0010763 | 0.0010763 | 0.0010763 | 0.0010763 | 0.0010763 | 0.0010763 | 0.0010763 | 0.0010763 | 0.0010763 | 0.0010763 | 0.0010763 | 0.0010763 | 0.0010763 | 0.0010763 | 0.0010763 | 0.0010763 | 0.0010763 | 0.0010763 | 0.0010763 | 0.0010763 | 0.0010763 | 0.0010763 | 0.0010763 | 0.0010763 | 0.0010763 | 0.0010763 | 0.0010763 | 0.0010763 | 0.0010763 | 0.0010763 | 0.0010763 | 0.0010763 | 0.0010763 | 0.0010763 | 0.0010763 | 0.0010763 | 0.0010763 | 0.0010763 | 0.0010763 | 0.0010763 | 0.0010763 | 0.0010763 | 0.0010763 | 0.0010763 | 0.0010763 | 0.0010763 | 0.0010763 | 0.0010763 | 0.0010763 | 0.0010763 | 0.0010763 | 0.0010763 | 0.0010763 | 0.0010763 | 0.0010763 | 0.0010763 | 0.0010763 | 0.0010763 | 0.0010763 | 0.0010763 | 0.0010763 | 0.0010763 | 0.0010763 | 0.0010763 | 0.0010763 | 0.0010763 | 0.0010763 | 0.0010763 | 0.0010763 | 0.0010763 | 0.0010763 | 0.0010763 | 0.0010763 | 0.0010763 | 0.0010763 | 0.0010763 | 0.0010763 | 0.0010763 | 0.0010763 | 0.0010763 | 0.0010763 | 0.0010763 | 0.0010763 | 0.0010763 | 0.0010763 | 0.0010763 | 0.0010763 | 0.0010763 | 0.0010763 | 0.0010763 | 0.0010763 | 0.0010763 | 0.0010763 | 0.0010763 | 0.0010763 | 0.0010763 | 0.0010763 | 0.0010763 | 0.0010763 | 0.0010763 | 0.0010763 | 0.0010763 | 0.0010763 | 0.0010763 | 0.0010763 | 0.0010763 | 0.0010763 | 0.0010763 | 0.0010763 | 0.0010763 | 0.0010763 | 0.0010763 | 0.0010763 | 0.0010763 | 0.0010763 | 0.0010763 | 0.0010763 | 0.0010763 | 0.0010763 | 0.0010763 | 0.0010763 | 0.0010763 | 0.0010763 | 0.0010763 | 0.0010763 | 0.0010763 | 0.0010763 | 0.0010763 | 0.0010763 | 0.0010763 | 0.0010763 | 0.0010763 | 0.0010763 | 0.0010763 | 0.0010763 | 0.0010763 | 0.0010763 | 0.0010763 | 0.0010763 | 0.0010763 | 0.0010763 | 0.0010763 | 0.0010763 | 0.0010763 | 0.0010763 | 0.0010763 | 0.0010763 | 0.0010763 | 0.0010763 | 0.0010763 | 0.0010763 | 0.0010763 | 0.0010763 | 0.0010763 | 0.0010763 | 0.0010763 | 0.0010763 | 0.0010763 | 0.0010763 | 0.0010763 | 0.0010763 | 0.0010763 | 0.0010763 | 0.0010763 | 0.0010763 | 0.0010763 | 0.0010763 | 0.0010763 | 0.0010763 | 0.0010763 | 0.0010763 | 0.0010763 | 0.0010763 | 0.0010763 | 0.0010763 | 0.0010763 | 0.0010763 | 0.0010763 | 0.0010763 | 0.0010763 | 0.0010763 | 0.0010763 | 0.0010763 | 0.0010763 | 0.0010763 | 0.0010763 | 0.0010763 | 0.0010763 | 0.0010763 | 0.0010763 | 0.0010763 | 0.0010763 | 0.0010763 | 0.0010763 | 0.0010763 | 0.0010763 | 0.0010763 | 0.0010763 | 0.0010763 | 0.0010763 | 0.0010763 | 0.0010763 | 0.0010763 | 0.0010763 | 0.0010763 | 0.0010763 | 0.0010763 | 0.0010763 | 0.0010763 | 0.0010763 | 0.0010763 | 0.0010763 | 0.0010763 | 0.0010763 | 0.0010763 | 0.0010763 | 0.0010763 | 0.0010763 | 0.0010763 | 0.0010763 | 0.0010763 | 0.0010763 | 0.0010763 | 0.0010763 | 0.0010763 | 0.0010763 | 0.0010763 | 0.0010763 | 0.0010763 | 0.0010763 | 0.0010763 | 0.0010763 | 0.0010763 | 0.0010763 | 0.0010763 | 0.0010763 | 0.0010763 | 0.0010763 | 0.0010763 | 0.0010763 | 0.0010763 | 0.0010763 | 0.0010763 | 0.0010763 | 0.0010763 | 0.0010763 | 0.0010763 | 0.0010763 | 0.0010763 | 0.0010763 | 0.0010763 | 0.0010763 | 0.0010763 | 0.0010763 | 0.0010763 | 0.0010763 | 0.0010763 | 0.0010763 | 0.0010763 | 0.0010763 | 0.0010763 | 0.0010763 | 0.0010763 | 0.0010763 | 0.0010763 | 0.0010763 | 0.0010763 | 0.0010763 | 0.0010763 | 0.0010763 | 0.0010763 | 0.0010763 | 0.0010763 | 0.0010763 | 0.0010763 | 0.0010763 | 0.0010763 | 0.0010763 | 0.0010763 | 0.0010763 | 0.0010763 | 0.0010763 | 0.0010763 | 0.0010763 | 0.0010763 | 0.0010763 | 0.0010763 | 0.0010763 | 0.0010763 | 0.0010763 | 0.0010763 | 0.0010763 | 0.0010763 | 0.0010763 | 0.0010763 | 0.0010763 | 0.0010763 | 0.0010763 | 0.0010763 | 0.0010763 | 0.0010763 | 0.0010763 | 0.0010763 | 0.0010763 | 0.0010763 | 0.0010763 | 0.0010763 | 0.0010763 | 0.0010763 | 0.0010763 | 0.0010763 | 0.0010763 | 0.0010763 | 0.0010763 | 0.0010763 | 0.0010763 | 0.0010763 | 0.0010763 | 0.0010763 | 0.0010763 | 0.0010763 | 0.0010763 | 0.0010763 | 0.0010763 | 0.0010763 | 0.0010763 | 0.0010763 | 0.0010763 | 0.0010763 | 0.0010763 | 0.0010763 | 0.0010763 | 0.0010763 | 0.0010763 | 0.0010763 | 0.0010763 | 0.0010763 | 0.0010763 | 0.0010763 | 0.0010763 | 0.0010763 | 0.0010763 | 0.0010763 | 0.0010763 | 0.0010763 | 0.0010763 | 0.0010763 | 0.0010763 | 0.0010763 | 0.0010763 | 0.0010763 | 0.0010763 | 0.0010763 | 0.0010763 | 0.0010763 | 0.0010763 | 0.0010763 | 0.0010763 | 0.0010763 | 0.0010763 | 0.0010763 | 0.0010763 | 0.0010763 | 0.0010763 | 0.0010763 | 0.0010763 | 0.0010763 | 0.0010763 | 0.0010763 | 0.0010763 | 0.0010763 | 0.0010763 | 0.0010763 | 0.0010763 | 0.0010763 | 0.0010763 | 0.0010763 | 0.0010763 | 0.0010763 | 0.0010763 | 0.0010763 | 0.0010763 | 0.0010763 | 0.0010763 | 0.0010763 | 0.0010763 | 0.0010763 | 0.0010763 | 0.0010763 | 0.0010763 | 0.0010763 | 0.0010763 | 0.0010763 | 0.0010763 | 0.0010763 | 0.0010763 | 0.0010763 | 0.0010763 | 0.0010763 | 0.0010763 | 0.0010763 | 0.0010763 | 0.0010763 | 0.0010763 | 0.0010763 | 0.0010763 | 0.0010763 | 0.0010763 | 0.0010763 | 0.0010763 | 0.0010763 | 0.0010763 | 0.0010763 | 0.0010763 | 0.0010763 | 0.0010763 | 0.0010763 | 0.0010763 | 0.0010763 | 0.0010763 | 0.0010763 | 0.0010763 | 0.0010763 | 0.0010763 | 0.0010763 | 0.0010763 | 0.0010763 | 0.0010763 | 0.0010763 | 0.0010763 | 0.0010763 | 0.0010763 | 0.0010763 | 0.0010763 | 0.0010763 | 0.0010763 | 0.0010763 | 0.0010763 | 0.0010763 | 0.0010763 | 0.0010763 | 0.0010763 | 0.0010763 | 0.0010763 | 0.0010763 | 0.0010763 | 0.0010763 | 0.0010763 | 0.0010763 | 0.0010763 | 0.0010763 | 0.0010763 | 0.0010763 | 0.0010763 | 0.0010763 | 0.0010763 | 0.0010763 | 0.0010763 | 0.0010763 | 0.0010763 | 0.0010763 | 0.0010763 | 0.0010763 | 0.0010763 | 0.0010763 | 0.0010763 | 0.0010763 | 0.0010763 | 0.0010763 | 0.0010763 | 0.0010763 | 0.0010763 | 0.0010763 | 0.0010763 | 0.0010763 | 0.0010763 | 0.0010763 | 0.0010763 | 0.0010763 | 0.0010763 | 0.0010763 | 0.0010763 | 0.0010763 | 0.0010763 | 0.0010763 | 0.0010763 | 0.0010763 | 0.0010763 | 0.0010763 | 0.0010763 | 0.0010763 | 0.0010763 | 0.0010763 | 0.0010763 | 0.0010763 | 0.0010763 | 0.0010763 | 0.0010763 | 0.0010763 | 0.0010763 | 0.0010763 | 0.0010763 | 0.0010763 | 0.0010763 | 0.0010763 | 0.0010763 | 0.0010763 | 0.0010763 | 0.0010763 | 0.0010763 | 0.0010763 | 0.0010763 | 0.0010763 | 0.0010763 | 0.0010763 | 0.0010763 | 0.0010763 | 0.0010763 | 0.0010763 | 0.0010763 | 0.0010763 | 0.0010763 | 0.0010763 | 0.0010763 | 0.0010763 | 0.0010763 | 0.0010763 | 0.0010763 | 0.0010763 | 0.0010763 | 0.0010763 | 0.0010763 | 0.0010763 | 0.0010763 | 0.0010763 | 0.0010763 | 0.0010763 | 0.0010763 | 0.0010763 | 0.0010763 | 0.0010763 | 0.0010763 | 0.0010763 | 0.0010763 | 0.0010763 | 0.0010763 | 0.0010763 | 0.0010763 | 0.0010763 | 0.0010763 | 0.0010763 | 0.0010763 | 0.0010763 | 0.0010763 | 0.0010763 | 0.0010763 | 0.0010763 | 0.0010763 | 0.0010763 | 0.0010763 | 0.0010763 | 0.0010763 | 0.0010763 | 0.0010763 | 0.0010763 | 0.0010763 | 0.0010763 | 0.0010763 | 0.0010763 | 0.0010763 | 0.0010763 | 0.0010763 | 0.0010763 | 0.0010763 | 0.0010763 | 0.0010763 | 0.0010763 | 0.0010763 | 0.0010763 | 0.0010763 | 0.0010763 | 0.0010763 | 0.0010763 | 0.0010763 | 0.0010763 | 0.0010763 | 0.0010763 | 0.0010763 | 0.0010763 | 0.0010763 | 0.0010763 | 0.0010763 | 0.0010763 | 0.0010763 | 0.0010763 | 0.0010763 | 0.0010763 | 0.0010763 | 0.0010763 | 0.0010763 | 0.0010763 | 0.0010763 | 0.0010763 | 0.0010763 | 0.0010763 | 0.0010763 | 0.0010763 | 0.0010763 | 0.0010763 | 0.0010763 | 0.0010763 | 0.0010763 | 0.0010763 | 0.0010763 | 0.0010763 | 0.0010763 | 0.0010763 | 0.0010763 | 0.0010763 | 0.0010763 | 0.0010763 | 0.0010763 | 0.0010763 | 0.0010763 | 0.0010763 | 0.0010763 | 0.0010763 | 0.0010763 | 0.0010763 | 0.0010763 | 0.0010763 | 0.0010763 | 0.0010763 | 0.0010763 | 0.0010763 | 0.0010763 | 0.0010763 | 0.0010763 | 0.0010763 | 0.0010763 | 0.0010763 | 0.0010763 | 0.0010763 | 0.0010763 | 0.0010763 | 0.0010763 | 0.0010763 | 0.0010763 | 0.0010763 | 0.0010763 | 0.0010763 | 0.0010763 | 0.0010763 | 0.0010763 | 0.0010763 | 0.0010763 | 0.0010763 | 0.0010763 | 0.0010763 | 0.0010763 | 0.0010763 | 0.0010763 | 0.0010763 | 0.0010763 | 0.0010763 | 0.0010763 | 0.0010763 | 0.0010763 | 0.0010763 | 0.0010763 | 0.0010763 | 0.0010763 | 0.0010763 | 0.0010763 | 0.0010763 | 0.0010763 | 0.0010763 | 0.0010763 | 0.0010763 | 0.0010763 | 0.0010763 | 0.0010763 | 0.0010763 | 0.0010763 | 0.0010763 | 0.0010763 | 0.0010763 | 0.0010763 | 0.0010763 | 0.0010763 | 0.0010763 | 0.0010763 | 0.0010763 | 0.0010763 | 0.0010763 | 0.0010763 | 0.0010763 | 0.0010763 | 0.0010763 | 0.0010763 | 0.0010763 | 0.0010763 | 0.0010763 | 0.0010763 | 0.0010763 | 0.0010763 | 0.0010763 | 0.0010763 | 0.0010763 | 0.0010763 | 0.0010763 | 0.0010763 | 0.0010763 | 0.0010763 | 0.0010763 | 0.0010763 | 0.0010763 | 0.0010763 | 0.0010763 | 0.0010763 | 0.0010763 | 0.0010763 | 0.0010763 | 0.0010763 | 0.0010763 | 0.0010763 | 0.0010763 | 0.0010763 | 0.0010763 | 0.0010763 | 0.0010763 | 0.0010763 | 0.0010763 | 0.0010763 | 0.0010763 | 0.0010763 | 0.0010763 | 0.0010763 | 0.0010763 | 0.0010763 | 0.0010763 | 0.0010763 | 0.0010763 | 0.0010763 | 0.0010763 | 0.0010763 | 0.0010763 | 0.0010763 | 0.0010763 | 0.0010763 | 0.0010763 | 0.0010763 | 0.0010763 | 0.0010763 | 0.0010763 | 0.0010763 | 0.0010763 | 0.0010763 | 0.0010763 | 0.0010763 | 0.0010763 | 0.0010763 | 0.0010763 | 0.0010763 | 0.0010763 | 0.0010763 | 0.0010763 | 0.0010763 | 0.0010763 | 0.0010763 | 0.0010763 | 0.0010763 | 0.0010763 | 0.0010763 | 0.0010763 | 0.0010763 | 0.0010763 | 0.0010763 | 0.0010763 | 0.0010763 | 0.0010763 | 0.0010763 | 0.0010763 | 0.0010763 | 0.0010763 | 0.0010763 | 0.0010763 | 0.0010763 | 0.0010763 | 0.0010763 | 0.0010763 | 0.0010763 | 0.0010763 | 0.0010763 | 0.0010763 | 0.0010763 | 0.0010763 | 0.0010763 | 0.0010763 | 0.0010763 | 0.0010763 | 0.0010763 | 0.0010763 | 0.0010763 | 0.0010763 | 0.0010763 | 0.0010763 | 0.0010763 | 0.0010763 | 0.0010763 | 0.0010763 | 0.0010763 | 0.0010763 | 0.0010763 | 0.0010763 | 0.0010763 | 0.0010763 | 0.0010763 | 0.0010763 | 0.0010763 | 0.0010763 | 0.0010763 | 0.0010763 | 0.0010763 | 0.0010763 | 0.0010763 | 0.0010763 | 0.0010763 | 0.0010763 | 0.0010763 | 0.0010763 | 0.0010763 | 0.0010763 | 0.0010763 | 0.0010763 | 0.0010763 | 0.0010763 | 0.0010763 | 0.0010763 | 0.0010763 | 0.0010763 | 0.0010763 | 0.0010763 | 0.0010763 | 0.0010763 | 0.0010763 | 0.0010763 | 0.0010763 | 0.0010763 | 0.0010763 | 0.0010763 | 0.0010763 | 0.0010763 | 0.0010763 | 0.0010763 | 0.0010763 | 0.0010763 | 0.0010763 | 0.0010763 | 0.0010763 | 0.0010763 | 0.0010763 | 0.0010763 | 0.0010763 | 0.0010763 | 0.0010763 | 0.0010763 | 0.0010763 | 0.0010763 | 0.0010763 | 0.0010763 | 0.0010763 | 0.0010763 | 0.0010763 | 0.0010763 | 0.0010763 | 0.0010763 | 0.0010763 | 0.0010763 | 0.0010763 | 0.0010763 | 0.0010763 | 0.0010763 | 0.0010763 | 0.0010763 | 0.0010763 | 0.0010763 | 0.0010763 | 0.0010763 | 0.0010763 | 0.0010763 | 0.0010763 | 0.0010763 | 0.0010763 | 0.0010763 | 0.0010763 | 0.0010763 | 0.0010763 | 0.0010763 | 0.0010763 | 0.0010763 | 0.0010763 | 0.0010763 | 0.0010763 | 0.0010763 | 0.0010763 | 0.0010763 | 0.0010763 | 0.0010763 | 0.0010763 | 0.0010763 | 0.0010763 | 0.0010763 | 0.0010763 | 0.0010763 | 0.0010763 | 0.0010763 | 0.0010763 | 0.0010763 | 0.0010763 | 0.0010763 | 0.0010763 | 0.0010763 | 0.0010763 | 0.0010763 | 0.0010763 | 0.0010763 | 0.0010763 | 0.0010763 | 0.0010763 | 0.0010763 | 0.0010763 | 0.0010763 | 0.0010763 | 0.0010763 | 0.0010763 | 0.0010763 | 0.0010763 | 0.0010763 | 0.0010763 | 0.0010763 | 0.0010763 | 0.0010763 | 0.0010763 | 0.0010763 | 0.0010763 | 0.0010763 | 0.0010763 | 0.0010763 | 0.0010763 | 0.0010763 | 0.0010763 | 0.0010763 | 0.0010763 | 0.0010763 | 0.0010763 | 0.0010763 | 0.0010763 | 0.0010763 | 0.0010763 | 0.0010763 | 0.0010763 | 0.0010763 | 0.0010763 | 0.0010763 | 0.0010763 | 0.0010763 | 0.0010763 | 0.0010763 | 0.0010763 | 0.0010763 | 0.0010763 | 0.0010763 | 0.0010763 | 0.0010763 | 0.0010763 | 0.0010763 | 0.0010763 | 0.0010763 | 0.0010763 | 0.0010763 | 0.0010763 | 0.0010763 | 0.0010763 | 0.0010763 | 0.0010763 | 0.0010763 | 0.0010763 | 0.0010763 | 0.0010763 | 0.0010763 | 0.0010763 | 0.0010763 | 0.0010763 | 0.0010763 | 0.0010763 | 0.0010763 | 0.0010763 | 0.0010763 | 0.0010763 | 0.0010763 | 0.0010763 | 0.0010763 | 0.0010763 | 0.0010763 | 0.0010763 | 0.0010763 | 0.0010763 | 0.0010763 | 0.0010763 | 0.0010763 | 0.0010763 | 0.0010763 | 0.0010763 | 0.0010763 | 0.0010763 | 0.0010763 | 0.0010763 | 0.0010763 | 0.0010763 | 0.0010763 | 0.0010763 | 0.0010763 | 0.0010763 | 0.0010763 | 0.0010763 | 0.0010763 | 0.0010763 | 0.0010763 | 0.0010763 | 0.0010763 | 0.0010763 | 0.0010763 | 0.0010763 | 0.0010763 | 0.0010763 | 0.0010763 | 0.0010763 | 0.0010763 | 0.0010763 | 0.0010763 | 0.0010763 | 0.0010763 | 0.0010763 | 0.0010763 | 0.0010763 | 0.0010763 | 0.0010763 | 0.0010763 | 0.0010763 | 0.0010763 | 0.0010763 | 0.0010763 | 0.0010763 | 0.0010763 | 0.0010763 | 0.0010763 | 0.0010763 | 0.0010763 | 0.0010763 | 0.0010763 | 0.0010763 | 0.0010763 | 0.0010763 | 0.0010763 | 0.0010763 | 0.0010763 | 0.0010763 | 0.0010763 | 0.0010763 | 0.0010763 | 0.0010763 | 0.0010763 | 0.0010763 | 0.0010763 | 0.0010763 | 0.0010763 | 0.0010763 | 0.0010763 | 0.0010763 | 0.0010763 | 0.0010763 | 0.0010763 | 0.0010763 | 0.0010763 | 0.0010763 | 0.0010763 | 0.0010763 | 0.0010763 | 0.0010763 | 0.0010763 | 0.0010763 | 0.0010763 | 0.0010763 | 0.0010763 | 0.0010763 | 0.0010763 | 0.0010763 | 0.0010763 | 0.0010763 | 0.0010763 | 0.0010763 | 0.0010763 | 0.0010763 | 0.0010763 | 0.0010763 | 0.0010763 | 0.0010763 | 0.0010763 | 0.0010763 | 0.0010763 | 0.0010763 | 0.0010763 | 0.0010763 | 0.0010763 | 0.0010763 | 0.0010763 | 0.0010763 | 0.0010763 | 0.0010763 | 0.0010763 | 0.0010763 | 0.0010763 | 0.0010763 | 0.0010763 | 0.0010763 | 0.0010763 | 0.0010763 | 0.0010763 | 0.0010763 | 0.0010763 | 0.0010763 | 0.0010763 | 0.0010763 | 0.0010763 | 0.0010763 | 0.0010763 | 0.0010763 | 0.0010763 | 0.0010763 | 0.0010763 | 0.0010763 | 0.0010763 | 0.0010763 | 0.0010763 | 0.0010763 | 0.0010763 | 0.0010763 | 0.0010763 | 0.0010763 | 0.0010763 | 0.0010763 | 0.0010763 | 0.0010763 | 0.0010763 | 0.0010763 | 0.0010763 | 0.0010763 | 0.0010763 | 0.0010763 | 0.0010763 | 0.0010763 | 0.0010763 | 0.0010763 | 0.0010763 | 0.0010763 | 0.0010763 | 0.0010763 | 0.0010763 | 0.0010763 | 0.0010763 | 0.0010763 | 0.0010763 | 0.0010763 | 0.0010763 | 0.0010763 | 0.0010763 | 0.0010763 | 0.0010763 | 0.0010763 | 0.0010763 | 0.0010763 | 0.0010763 | 0.0010763 | 0.0010763 | 0.0010763 | 0.0010763 | 0.0010763 | 0.0010763 | 0.0010763 | 0.0010763 | 0.0010763 | 0.0010763 | 0.0010763 | 0.0010763 | 0.0010763 | 0.0010763 | 0.0010763 | 0.0010763 | 0.0010763 | 0.0010763 | 0.0010763 | 0.0010763 | 0.0010763 | 0.0010763 | 0.0010763 | 0.0010763 | 0.0010763 | 0.0010763 | 0.0010763 | 0.0010763 | 0.0010763 | 0.0010763 | 0.0010763 | 0.0010763 | 0.0010763 | 0.0010763 | 0.0010763 | 0.0010763 | 0.0010763 | 0.0010763 | 0.0010763 | 0.0010763 | 0.0010763 | 0.0010763 | 0.0010763 | 0.0010763 | 0.0010763 | 0.0010763 | 0.0010763 | 0.0010763 | 0.0010763 | 0.0010763 | 0.0010763 | 0.0010763 | 0.0010763 | 0.0010763 | 0.0010763 | 0.0010763 | 0.0010763 | 0.0010763 | 0.0010763 | 0.0010763 | 0.0010763 | 0.0010763 | 0.0010763 | 0.0010763 | 0.0010763 | 0.0010763 | 0.0010763 | 0.0010763 | 0.0010763 | 0.0010763 | 0.0010763 | 0.0010763 | 0.0010763 | 0.0010763 | 0.0010763 | 0.0010763 | 0.0010763 | 0.0010763 | 0.0010763 | 0.0010763 | 0.0010763 | 0.0010763 | 0.0010763 | 0.0010763 | 0.0010763 | 0.0010763 | 0.0010763 | 0.0010763 | 0.0010763 | 0.0010763 | 0.0010763 | 0.0010763 | 0.0010763 | 0.0010763 | 0.0010763 | 0.0010763 | 0.0010763 | 0.0010763 | 0.0010763 | 0.0010763 | 0.0010763 | 0.0010763 | 0.0010763 | 0.0010763 | 0.0010763 | 0.0010763 | 0.0010763 | 0.0010763 | 0.0010763 | 0.0010763 | 0.0010763 | 0.0010763 | 0.0010763 | 0.0010763 | 0.0010763 | 0.0010763 | 0.0010763 | 0.0010763 | 0.0010763 | 0.0010763 | 0.0010763 | 0.0010763 | 0.0010763 | 0.0010763 | 0.0010763 | 0.0010763 | 0.0010763 | 0.0010763 | 0.0010763 | 0.0010763 | 0.0010763 | 0.0010763 | 0.0010763 | 0.0010763 | 0.0010763 | 0.0010763 | 0.0010763 | 0.0010763 | 0.0010763 | 0.0010763 | 0.0010763 | 0.0010763 | 0.0010763 | 0.0010763 | 0.0010763 | 0.0010763 | 0.0010763 | 0.0010763 | 0.0010763 | 0.0010763 | 0.0010763 | 0.0010763 | 0.0010763 | 0.0010763 | 0.0010763 | 0.0010763 | 0.0010763 | 0.0010763 | 0.0010763 | 0.0010763 | 0.0010763 | 0.0010763 | 0.0010763 | 0.0010763 | 0.0010763 | 0.0010763 | 0.0010763 | 0.0010763 | 0.0010763 | 0.0010763 | 0.0010763 | 0.0010763 | 0.0010763 | 0.0010763 | 0.0010763 | 0.0010763 | 0.0010763 | 0.0010763 | 0.0010763 | 0.0010763 | 0.0010763 | 0.0010763 | 0.0010763 | 0.0010763 | 0.0010763 | 0.0010763 | 0.0010763 | 0.0010763 | 0.0010763 | 0.0010763 | 0.0010763 | 0.0010763 | 0.0010763 | 0.0010763 | 0.0010763 | 0.0010763 | 0.0010763 | 0.0010763 | 0.0010763 | 0.0010763 | 0.0010763 | 0.0010763 | 0.0010763 | 0.0010763 | 0.0010763 | 0.0010763 | 0.0010763 | 0.0010763 | 0.0010763 | 0.0010763 | 0.0010763 | 0.0010763 | 0.0010763 | 0.0010763 | 0.0010763 | 0.0010763 | 0.0010763 | 0.0010763 | 0.0010763 | 0.0010763 | 0.0010763 | 0.0010763 | 0.0010763 | 0.0010763 | 0.0010763 | 0.0010763 | 0.0010763 | 0.0010763 | 0.0010763 | 0.0010763 | 0.0010763 | 0.0010763 | 0.0010763 | 0.0010763 | 0.0010763 | 0.0010763 | 0.0010763 | 0.0010763 | 0.0010763 | 0.0010763 | 0.0010763 | 0.0010763 | 0.0010763 | 0.0010763 | 0.0010763 | 0.0010763 | 0.0010763 | 0.0010763 | 0.0010763 | 0.0010763 | 0.0010763 | 0.0010763 | 0.0010763 | 0.0010763 | 0.0010763 | 0.0010763 | 0.0010763 | 0.0010763 | 0.0010763 | 0.0010763 | 0.0010763 | 0.0010763 | 0.0010763 | 0.0010763 | 0.0010763 | 0.0010763 | 0.0010763 | 0.0010763 | 0.0010763 | 0.0010763 | 0.0010763 | 0.0010763 | 0.0010763 | 0.0010763 | 0.0010763 | 0.0010763 | 0.0010763 | 0.0010763 | 0.0010763 | 0.0010763 | 0.0010763 | 0.0010763 | 0.0010763 | 0.0010763 | 0.0010763 | 0.0010763 | 0.0010763 | 0.0010763 | 0.0010763 | 0.0010763 | 0.0010763 | 0.0010763 | 0.0010763 | 0.0010763 | 0.0010763 | 0.0010763 | 0.0010763 | 0.0010763 | 0.0010763 | 0.0010763 | 0.0010763 | 0.0010763 | 0.0010763 | 0.0010763 | 0.0010763 | 0.0010763 | 0.0010763 | 0.0010763 | 0.0010763 | 0.0010763 | 0.0010763 | 0.0010763 | 0.0010763 | 0.0010763 | 0.0010763 | 0.0010763 | 0.0010763 | 0.0010763 | 0.0010763 | 0.0010763 | 0.0010763 | 0.0010763 | 0.0010763 | 0.0010763 | 0.0010763 | 0.0010763 | 0.0010763 | 0.0010763 | 0.0010763 | 0.0010763 | 0.0010763 | 0.0010763 | 0.0010763 | 0.0010763 | 0.0010763 | 0.0010763 | 0.0010763 | 0.0010763 | 0.0010763 | 0.0010763 | 0.0010763 | 0.0010763 | 0.0010763 | 0.0010763 | 0.0010763 | 0.0010763 | 0.0010763 | 0.0010763 | 0.0010763 | 0.0010763 | 0.0010763 | 0.0010763 | 0.0010763 | 0.0010763 | 0.0010763 | 0.0010763 | 0.0010763 | 0.0010763 | 0.0010763 | 0.0010763 | 0.0010763 | 0.0010763 | 0.0010763 | 0.0010763 | 0.0010763 | 0.0010763 | 0.0010763 | 0.0010763 | 0.0010763 | 0.0010763 | 0.0010763 | 0.0010763 | 0.0010763 | 0.0010763 | 0.0010763 | 0.0010763 | 0.0010763 | 0.0010763 | 0.0010763 | 0.0010763 | 0.0010763 | 0.0010763 | 0.0010763 | 0.0010763 | 0.0010763 | 0.0010763 | 0.0010763 | 0.0010763 | 0.0010763 | 0.0010763 | 0.0010763 | 0.0010763 | 0.0010763 | 0.0010763 | 0.0010763 | 0.0010763 | 0.0010763 | 0.0010763 | 0.0010763 | 0.0010763 | 0.0010763 | 0.0010763 | 0.0010763 | 0.0010763 | 0.0010763 | 0.0010763 | 0.0010763 | 0.0010763 | 0.0010763 | 0.0010763 | 0.0010763 | 0.0010763 | 0.0010763 | 0.0010763 | 0.0010763 | 0.0010763 | 0.0010763 | 0.0010763 | 0.0010763 | 0.0010763 | 0.0010763 | 0.0010763 | 0.0010763 | 0.0010763 | 0.0010763 | 0.0010763 | 0.0010763 | 0.0010763 | 0.0010763 | 0.0010763 | 0.0010763 | 0.0010763 | 0.0010763 | 0.0010763 | 0.0010763 | 0.0010763 | 0.0010763 | 0.0010763 | 0.0010763 | 0.0010763 | 0.0010763 | 0.0010763 | 0.0010763 | 0.0010763 | 0.0010763 | 0.0010763 | 0.0010763 | 0.0010763 | 0.0010763 | 0.0010763 | 0.0010763 | 0.0010763 | 0.0010763 | 0.0010763 | 0.0010763 | 0.0010763 | 0.0010763 | 0.0010763 | 0.0010763 | 0.0010763 | 0.0010763 | 0.0010763 | 0.0010763 | 0.0010763 | 0.0010763 | 0.0010763 | 0.0010763 | 0.0010763 | 0.0010763 | 0.0010763 | 0.0010763 | 0.0010763 | 0.0010763 | 0.0010763 | 0.0010763 | 0.0010763 | 0.0010763 | 0.0010763 | 0.0010763 | 0.0010763 | 0.0010763 | 0.0010763 | 0.0010763 | 0.0010763 | 0.0010763 | 0.0010763 | 0.0010763 | 0.0010763 | 0.0010763 | 0.0010763 | 0.0010763 | 0.0010763 | 0.0010763 | 0.0010763 | 0.0010763 | 0.0010763 | 0.0010763 | 0.0010763 | 0.0010763 | 0.0010763 | 0.0010763 | 0.0010763 | 0.0010763 | 0.0010763 | 0.0010763 | 0.0010763 | 0.0010763 | 0.0010763 | 0.0010763 | 0.0010763 | 0.0010763 | 0.0010763 | 0.0010763 | 0.0010763 | 0.0010763 | 0.0010763 | 0.0010763 | 0.0010763 | 0.0010763 | 0.0010763 | 0.0010763 | 0.0010763 | 0.0010763 | 0.0010763 | 0.0010763 | 0.0010763 | 0.0010763 | 0.0010763 | 0.0010763 | 0.0010763 | 0.0010763 | 0.0010763 | 0.0010763 | 0.0010763 | 0.0010763 | 0.0010763 | 0.0010763 | 0.0010763 | 0.0010763 | 0.0010763 | 0.0010763 | 0.0010763 | 0.0010763 | 0.0010763 | 0.0010763 | 0.0010763 | 0.0010763 | 0.0010763 | 0.0010763 | 0.0010763 | 0.0010763 | 0.0010763 | 0.0010763 | 0.0010763 | 0.0010763 | 0.0010763 | 0.0010763 | 0.0010763 | 0.0010763 | 0.0010763 | 0.0010763 | 0.0010763 | 0.0010763 | 0.0010763 | 0.0010763 | 0.0010763 | 0.0010763 | 0.0010763 | 0.0010763 | 0.0010763 | 0.0010763 | 0.0010763 | 0.0010763 | 0.0010763 | 0.0010763 | 0.0010763 | 0.0010763 | 0.0010763 | 0.0010763 | 0.0010763 | 0.0010763 | 0.0010763 | 0.0010763 | 0.0010763 | 0.0010763 | 0.0010763 | 0.0010763 | 0.0010763 | 0.0010763 | 0.0010763 | 0.0010763 | 0.0010763 | 0.0010763 | 0.0010763 | 0.0010763 | 0.0010763 | 0.0010763 | 0.0010763 | 0.0010763 | 0.0010763 | 0.0010763 | 0.0010763 | 0.0010763 | 0.0010763 | 0.0010763 | 0.0010763 | 0.0010763 | 0.0010763 | 0.0010763 | 0.0010763 | 0.0010763 | 0.0010763 | 0.0010763 | 0.0010763 | 0.0010763 | 0.0010763 | 0.0010763 | 0.0010763 | 0.0010763 | 0.0010763 | 0.0010763 | 0.0010763 | 0.0010763 | 0.0010763 | 0.0010763 | 0.0010763 | 0.0010763 | 0.0010763 | 0.0010763 | 0.0010763 | 0.0010763 | 0.0010763 | 0.0010763 | 0.0010763 | 0.0010763 | 0.0010763 | 0.0010763 | 0.0010763 | 0.0010763 | 0.0010763 | 0.0010763 | 0.0010763 | 0.0010763 | 0.0010763 | 0.0010763 | 0.0010763 | 0.0010763 | 0.0010763 | 0.0010763 | 0.0010763 | 0.0010763 | 0.0010763 | 0.0010763 | 0.0010763 | 0.0010763 | 0.0010763 | 0.0010763 | 0.0010763 | 0.0010763 | 0.0010763 | 0.0010763 | 0.0010763 | 0.0010763 | 0.0010763 | 0.0010763 | 0.0010763 | 0.0010763 | 0.0010763 | 0.0010763 | 0.0010763 | 0.0010763 | 0.0010763 | 0.0010763 | 0.0010763 | 0.0010763 | 0.0010763 | 0.0010763 | 0.0010763 | 0.0010763 | 0.0010763 | 0.0010763 | 0.0010763 | 0.0010763 | 0.0010763 | 0.0010763 | 0.0010763 | 0.0010763 | 0.0010763 | 0.0010763 | 0.0010763 | 0.0010763 | 0.0010763 | 0.0010763 | 0.0010763 | 0.0010763 | 0.0010763 | 0.0010763 | 0.0010763 | 0.0010763 | 0.0010763 | 0.0010763 | 0.0010763 | 0.0010763 | 0.0010763 | 0.0010763 | 0.0010763 | 0.0010763 | 0.0010763 | 0.0010763 | 0.0010763 | 0.0010763 | 0.0010763 | 0.0010763 | 0.0010763 | 0.0010763 | 0.0010763 | 0.0010763 | 0.0010763 | 0.0010763 | 0.0010763 | 0.0010763 | 0.0010763 | 0.0010763 | 0.0010763 | 0.0010763 | 0.0010763 | 0.0010763 | 0.0010763 | 0.0010763 | 0.0010763 | 0.0010763 | 0.0010763 | 0.0010763 | 0.0010763 | 0.0010763 | 0.0010763 | 0.0010763 | 0.0010763 | 0.0010763 | 0.0010763 | 0.0010763 | 0.0010763 | 0.0010763 | 0.0010763 | 0.0010763 | 0.0010763 | 0.0010763 | 0.0010763 | 0.0010763 | 0.0010763 | 0.0010763 | 0.0010763 | 0.0010763 | 0.0010763 | 0.0010763 | 0.0010763 | 0.0010763 | 0.0010763 | 0.0010763 | 0.0010763 | 0.0010763 | 0.0010763 | 0.0010763 | 0.0010763 | 0.0010763 | 0.0010763 | 0.0010763 | 0.0010763 | 0.0010763 | 0.0010763 | 0.0010763 | 0.0010763 | 0.0010763 | 0.0010763 | 0.0010763 | 0.0010763 | 0.0010763 | 0.0010763 | 0.0010763 | 0.0010763 | 0.0010763 | 0.0010763 | 0.0010763 | 0.0010763 | 0.0010763 | 0.0010763 | 0.0010763 | 0.0010763 | 0.0010763 | 0.0010763 | 0.0010763 | 0.0010763 | 0.0010763 | 0.0010763 | 0.0010763 | 0.0010763 | 0.0010763 | 0.0010763 | 0.0010763 | 0.0010763 | 0.0010763 | 0.0010763 | 0.0010763 | 0.0010763 | 0.0010763 | 0.0010763 | 0.0010763 | 0.0010763 | 0.0010763 | 0.0010763 | 0.0010763 | 0.0010763 | 0.0010763 | 0.0010763 | 0.0010763 | 0.0010763 | 0.0010763 | 0.0010763 | 0.0010763 | 0.0010763 | 0.0010763 | 0.0010763 | 0.0010763 | 0.0010763 | 0.0010763 | 0.0010763 | 0.0010763 | 0.0010763 | 0.0010763 | 0.0010763 | 0.0010763 | 0.0010763 | 0.0010763 | 0.0010763 | 0.0010763 | 0.0010763 | 0.0010763 | 0.0010763 | 0.0010763 | 0.0010763 | 0.0010763 | 0.0010763 | 0.0010763 | 0.0010763 | 0.0010763 | 0.0010763 | 0.0010763 | 0.0010763 | 0.0010763 | 0.0010763 | 0.0010763 | 0.0010763 | 0.0010763 | 0.0010763 | 0.0010763 | 0.0010763 | 0.0010763 | 0.0010763 | 0.0010763 | 0.0010763 | 0.0010763 | 0.0010763 | 0.0010763 | 0.0010763 | 0.0010763 | 0.0010763 | 0.0010763 | 0.0010763 | 0.0010763 | 0.0010763 | 0.0010763 | 0.0010763 | 0.0010763 | 0.0010763 | 0.0010763 | 0.0010763 | 0.0010763 | 0.0010763 | 0.0010763 | 0.0010763 | 0.0010763 | 0.0010763 | 0.0010763 | 0.0010763 | 0.0010763 | 0.0010763 | 0.0010763 | 0.0010763 | 0.0010763 | 0.0010763 | 0.0010763 | 0.0010763 | 0.0010763 | 0.0010763 | 0.0010763 | 0.0010763 | 0.0010763 | 0.0010763 | 0.0010763 | 0.0010763 | 0.0010763 | 0.0010763 | 0.0010763 | 0.0010763 | 0.0010763 | 0.0010763 | 0.0010763 | 0.0010763 | 0.0010763 | 0.0010763 | 0.0010763 | 0.0010763 | 0.0010763 | 0.0010763 | 0.0010763 | 0.0010763 | 0.0010763 | 0.0010763 | 0.0010763 | 0.0010763 | 0.0010763 | 0.0010763 | 0.0010763 | 0.0010763 | 0.0010763 | 0.0010763 | 0.0010763 | 0.0010763 | 0.0010763 | 0.0010763 | 0.0010763 | 0.0010763 | 0.0010763 | 0.0010763 | 0.0010763 | 0.0010763 | 0.0010763 | 0.0010763 | 0.0010763 | 0.0010763 | 0.0010763 | 0.0010763 | 0.0010763 | 0.0010763 | 0.0010763 | 0.0010763 | 0.0010763 | 0.0010763 | 0.0010763 | 0.0010763 | 0.0010763 | 0.0010763 | 0.0010763 | 0.0010763 | 0.0010763 | 0.0010763 | 0.0010763 | 0.0010763 | 0.0010763 | 0.0010763 | 0.0010763 | 0.0010763 | 0.0010763 | 0.0010763 | 0.0010763 | 0.0010763 | 0.0010763 | 0.0010763 | 0.0010763 | 0.0010763 | 0.0010763 | 0.0010763 | 0.0010763 | 0.0010763 | 0.0010763 | 0.0010763 | 0.0010763 | 0.0010763 | 0.0010763 | 0.0010763 | 0.0010763 | 0.0010763 | 0.0010763 | 0.0010763 | 0.0010763 | 0.0010763 | 0.0010763 | 0.0010763 | 0.0010763 | 0.0010763 | 0.0010763 | 0.0010763 | 0.0010763 | 0.0010763 | 0.0010763 | 0.0010763 | 0.0010763 | 0.0010763 | 0.0010763 | 0.0010763 | 0.0010763 | 0.0010763 | 0.0010763 | 0.0010763 | 0.0010763 | 0.0010763 | 0.0010763 | 0.0010763 | 0.0010763 | 0.0010763 | 0.0010763 | 0.0010763 | 0.0010763 | 0.0010763 | 0.0010763 | 0.0010763 | 0.0010763 | 0.0010763 | 0.0010763 | 0.0010763 | 0.0010763 | 0.0010763 | 0.0010763 | 0.0010763 | 0.0010763 | 0.0010763 | 0.0010763 | 0.0010763 | 0.0010763 | 0.0010763 | 0.0010763 | 0.0010763 | 0.0010763 | 0.0010763 | 0.0010763 | 0.0010763 | 0.0010763 | 0.0010763 | 0.0010763 | 0.0010763 | 0.0010763 | 0.0010763 | 0.0010763 | 0.0010763 | 0.0010763 | 0.0010763 | 0.0010763 | 0.0010763 | 0.0010763 | 0.0010763 | 0.0010763 | 0.0010763 | 0.0010763 | 0.0010763 | 0.0010763 | 0.0010763 | 0.0010763 | 0.0010763 | 0.0010763 | 0.0010763 | 0.0010763 | 0.0010763 | 0.0010763 | 0.0010763 | 0.0010763 | 0.0010763 | 0.0010763 | 0.0010763 | 0.0010763 | 0.0010763 | 0.0010763 | 0.0010763 | 0.0010763 | 0.0010763 | 0.0010763 | 0.0010763 | 0.0010763 | 0.0010763 | 0.0010763 | 0.0010763 | 0.0010763 | 0.0010763 | 0.0010763 | 0.0010763 | 0.0010763 | 0.0010763 | 0.0010763 | 0.0010763 | 0.0010763 | 0.0010763 | 0.0010763 | 0.0010763 | 0.0010763 | 0.0010763 | 0.0010763 | 0.0010763 | 0.0010763 | 0.0010763 | 0.0010763 | 0.0010763 | 0.0010763 | 0.0010763 | 0.0010763 | 0.0010763 | 0.0010763 | 0.0010763 | 0.0010763 | 0.0010763 | 0.0010763 | 0.0010763 | 0.0010763 | 0.0010763 | 0.0010763 | 0.0010763 | 0.0010763 | 0.0010763 | 0.0010763 | 0.0010763 | 0.0010763 | 0.0010763 | 0.0010763 | 0.0010763 | 0.0010763 | 0.0010763 | 0.0010763 | 0.0010763 | 0.0010763 | 0.0010763 | 0.0010763 | 0.0010763 | 0.0010763 | 0.0010763 | 0.0010763 | 0.0010763 | 0.0010763 | 0.0010763 | 0.0010763 | 0.0010763 | 0.0010763 | 0.0010763 | 0.0010763 | 0.0010763 | 0.0010763 | 0.0010763 | 0.0010763 | 0.0010763 | 0.0010763 | 0.0010763 | 0.0010763 | 0.0010763 | 0.0010763 | 0.0010763 | 0.0010763 | 0.0010763 | 0.0010763 | 0.0010763 | 0.0010763 | 0.0010763 | 0.0010763 | 0.0010763 | 0.0010763 | 0.0010763 | 0.0010763 | 0.0010763 | 0.0010763 | 0.0010763 | 0.0010763 | 0.0010763 | 0.0010763 | 0.0010763 | 0.0010763 | 0.0010763 | 0.0010763 | 0.0010763 | 0.0010763 | 0.0010763 | 0.0010763 | 0.0010763 | 0.0010763 | 0.0010763 | 0.0010763 | 0.0010763 | 0.0010763 | 0.0010763 | 0.0010763 | 0.0010763 | 0.0010763 | 0.0010763 | 0.0010763 | 0.0010763 | 0.0010763 | 0.0010763 | 0.0010763 | 0.0010763 | 0.0010763 | 0.0010763 | 0.0010763 | 0.0010763 | 0.0010763 | 0.0010763 | 0.0010763 | 0.0010763 | 0.0010763 | 0.0010763 | 0.0010763 | 0.0010763 | 0.0010763 | 0.0010763 | 0.0010763 | 0.0010763 | 0.0010763 | 0.0010763 | 0.0010763 | 0.0010763 | 0.0010763 | 0.0010763 | 0.0010763 | 0.0010763 | 0.0010763 | 0.0010763 | 0.0010763 | 0.0010763 | 0.0010763 | 0.0010763 | 0.0010763 | 0.0010763 | 0.0010763 | 0.0010763 | 0.0010763 | 0.0010763 | 0.0010763 | 0.0010763 | 0.0010763 | 0.0010763 | 0.0010763 | 0.0010763 | 0.0010763 | 0.0010763 | 0.0010763 | 0.0010763 | 0.0010763 | 0.0010763 | 0.0010763 | 0.0010763 | 0.0010763 | 0.0010763 | 0.0010763 | 0.0010763 | 0.0010763 | 0.0010763 | 0.0010763 | 0.0010763 | 0.0010763 | 0.0010763 | 0.0010763 | 0.0010763 | 0.0010763 | 0.0010763 | 0.0010763 | 0.0010763 | 0.0010763 | 0.0010763 | 0.0010763 | 0.0010763 | 0.0010763 | 0.0010763 | 0.0010763 | 0.0010763 | 0.0010763 | 0.0010763 | 0.0010763 | 0.0010763 | 0.0010763 | 0.0010763 | 0.0010763 | 0.0010763 | 0.0010763 | 0.0010763 | 0.0010763 | 0.0010763 | 0.0010763 | 0.0010763 | 0.0010763 | 0.0010763 | 0.0010763 | 0.0010763 | 0.0010763 | 0.0010763 | 0.0010763 | 0.0010763 | 0.0010763 | 0.0010763 | 0.0010763 | 0.0010763 | 0.0010763 | 0.0010763 | 0.0010763 | 0.0010763 | 0.0010763 | 0.0010763 | 0.0010763 | 0.0010763 | 0.0010763 | 0.0010763 | 0.0010763 | 0.0010763 | 0.0010763 | 0.0010763 | 0.0010763 | 0.0010763 | 0.0010763 | 0.0010763 | 0.0010763 | 0.0010763 | 0.0010763 | 0.0010763 | 0.0010763 | 0.0010763 | 0.0010763 | 0.0010763 | 0.0010763 | 0.0010763 | 0.0010763 | 0.0010763 | 0.0010763 | 0.0010763 | 0.0010763 | 0.0010763 | 0.0010763 | 0.0010763 | 0.0010763 | 0.0010763 | 0.0010763 | 0.0010763 | 0.0010763 | 0.0010763 | 0.0010763 | 0.0010763 | 0.0010763 | 0.0010763 | 0.0010763 | 0.0010763 | 0.0010763 | 0.0010763 | 0.0010763 | 0.0010763 | 0.0010763 | 0.0010763 | 0.0010763 | 0.0010763 | 0.0010763 | 0.0010763 | 0.0010763 | 0.0010763 | 0.0010763 | 0.0010763 | 0.0010763 | 0.0010763 | 0.0010763 | 0.0010763 | 0.0010763 | 0.0010763 | 0.0010763 | 0.0010763 | 0.0010763 | 0.0010763 | 0.0010763 | 0.0010763 | 0.0010763 | 0.0010763 | 0.0010763 | 0.0010763 | 0.0010763 | 0.0010763 | 0.0010763 | 0.0010763 | 0.0010763 | 0.0010763 | 0.0010763 | 0.0010763 | 0.0010763 | 0.0010763 | 0.0010763 | 0.0010763 | 0.0010763 | 0.0010763 | 0.0010763 | 0.0010763 | 0.0010763 | 0.0010763 | 0.0010763 | 0.0010763 | 0.0010763 | 0.0010763 | 0.0010763 | 0.0010763 | 0.0010763 | 0.0010763 | 0.0010763 | 0.0010763 | 0.0010763 | 0.0010763 | 0.0010763 | 0.0010763 | 0.0010763 | 0.0010763 | 0.0010763 | 0.0010763 | 0.0010763 | 0.0010763 | 0.0010763 | 0.0010763 | 0.0010763 | 0.0010763 | 0.0010763 | 0.0010763 | 0.0010763 | 0.0010763 | 0.0010763 | 0.0010763 | 0.0010763 | 0.0010763 | 0.0010763 | 0.0010763 | 0.0010763 | 0.0010763 | 0.0010763 | 0.0010763 | 0.0010763 | 0.0010763 | 0.0010763 | 0.0010763 | 0.0010763 | 0.0010763 | 0.0010763 | 0.0010763 | 0.0010763 | 0.0010763 | 0.0010763 | 0.0010763 | 0.0010763 | 0.0010763 | 0.0010763 | 0.0010763 | 0.0010763 | 0.0010763 | 0.0010763 | 0.0010763 | 0.0010763 | 0.0010763 | 0.0010763 | 0.0010763 | 0.0010763 | 0.0010763 | 0.0010763 | 0.0010763 | 0.0010763 | 0.0010763 | 0.0010763 | 0.0010763 | 0.0010763 | 0.0010763 | 0.0010763 | 0.0010763 | 0.0010763 | 0.0010763 | 0.0010763 | 0.0010763 | 0.0010763 | 0.0010763 | 0.0010763 | 0.0010763 | 0.0010763 | 0.0010763 | 0.0010763 | 0.0010763 | 0.0010763 | 0.0010763 | 0.0010763 | 0.0010763 | 0.0010763 | 0.0010763 | 0.0010763 | 0.0010763 | 0.0010763 | 0.0010763 | 0.0010763 | 0.0010763 | 0.0010763 | 0.0010763 | 0.0010763 | 0.0010763 | 0.0010763 | 0.0010763 | 0.0010763 | 0.0010763 | 0.0010763 | 0.0010763 | 0.0010763 | 0.0010763 | 0.0010763 | 0.0010763 | 0.0010763 | 0.0010763 | 0.0010763 | 0.0010763 | 0.0010763 | 0.0010763 | 0.0010763 | 0.0010763 | 0.0010763 | 0.0010763 | 0.0010763 | 0.0010763 | 0.0010763 | 0.0010763 | 0.0010763 | 0.0010763 | 0.0010763 | 0.0010763 | 0.0010763 | 0.0010763 | 0.0010763 | 0.0010763 | 0.0010763 | 0.0010763 | 0.0010763 | 0.0010763 | 0.0010763 | 0.0010763 | 0.0010763 | 0.0010763 | 0.0010763 | 0.0010763 | 0.0010763 | 0.0010763 | 0.0010763 | 0.0010763 | 0.0010763 | 0.0010763 | 0.0010763 | 0.0010763 | 0.0010763 | 0.0010763 | 0.0010763 | 0.0010763 | 0.0010763 | 0.0010763 | 0.0010763 | 0.0010763 | 0.0010763 | 0.0010763 | 0.0010763 | 0.0010763 | 0.0010763 | 0.0010763 | 0.0010763 | 0.0010763 | 0.0010763 | 0.0010763 | 0.0010763 | 0.0010763 | 0.0010763 | 0.0010763 | 0.0010763 | 0.0010763 | 0.0010763 | 0.0010763 | 0.0010763 | 0.0010763 | 0.0010763 | 0.0010763 | 0.0010763 | 0.0010763 | 0.0010763 | 0.0010763 | 0.0010763 | 0.0010763 | 0.0010763 | 0.0010763 | 0.0010763 | 0.0010763 | 0.0010763 | 0.0010763 | 0.0010763 | 0.0010763 | 0.0010763 | 0.0010763 | 0.0010763 | 0.0010763 | 0.0010763 | 0.0010763 | 0.0010763 | 0.0010763 | 0.0010763 | 0.0010763 | 0.0010763 | 0.0010763 | 0.0010763 | 0.0010763 | 0.0010763 | 0.0010763 | 0.0010763 | 0.0010763 | 0.0010763 | 0.0010763 | 0.0010763 | 0.0010763 | 0.0010763 | 0.0010763 | 0.0010763 | 0.0010763 | 0.0010763 | 0.0010763 | 0.0010763 | 0.0010763 | 0.0010763 | 0.0010763 | 0.0010763 | 0.0010763 | 0.0010763 | 0.0010763 | 0.0010763 | 0.0010763 | 0.0010763 | 0.0010763 | 0.0010763 | 0.0010763 | 0.0010763 | 0.0010763 | 0.0010763 | 0.0010763 | 0.0010763 | 0.0010763 | 0.0010763 | 0.0010763 | 0.0010763 | 0.0010763 | 0.0010763 | 0.0010763 | 0.0010763 | 0.0010763 | 0.0010763 | 0.0010763 | 0.0010763 | 0.0010763 | 0.0010763 | 0.0010763 | 0.0010763 | 0.0010763 | 0.0010763 | 0.0010763 | 0.0010763 | 0.0010763 | 0.0010763 | 0.0010763 | 0.0010763 | 0.0010763 | 0.0010763 | 0.0010763 | 0.0010763 | 0.0010763 | 0.0010763 | 0.0010763 | 0.0010763 | 0.0010763 | 0.0010763 | 0.0010763 | 0.0010763 | 0.0010763 | 0.0010763 | 0.0010763 | 0.0010763 | 0.0010763 | 0.0010763 | 0.0010763 | 0.0010763 | 0.0010763 | 0.0010763 | 0.0010763 | 0.0010763 | 0.0010763 | 0.0010763 | 0.0010763 | 0.0010763 | 0.0010763 | 0.0010763 | 0.0010763 | 0.0010763 | 0.0010763 | 0.0010763 | 0.0010763 | 0.0010763 | 0.0010763 | 0.0010763 | 0.0010763 | 0.0010763 | 0.0010763 | 0.0010763 | 0.0010763 | 0.0010763 | 0.0010763 | 0.0010763 | 0.0010763 | 0.0010763 | 0.0010763 | 0.0010763 | 0.0010763 | 0.0010763 | 0.0010763 | 0.0010763 | 0.0010763 | 0.0010763 | 0.0010763 | 0.0010763 | 0.0010763 | 0.0010763 | 0.0010763 | 0.0010763 | 0.0010763 | 0.0010763 | 0.0010763 | 0.0010763 | 0.0010763 | 0.0010763 | 0.0010763 | 0.0010763 | 0.0010763 | 0.0010763 | 0.0010763 | 0.0010763 | 0.0010763 | 0.0010763 | 0.0010763 | 0.0010763 | 0.0010763 | 0.0010763 | 0.0010763 | 0.0010763 | 0.0010763 | 0.0010763 | 0.0010763 | 0.0010763 | 0.0010763 | 0.0010763 | 0.0010763 | 0.0010763 | 0.0010763 | 0.0010763 | 0.0010763 | 0.0010763 | 0.0010763 | 0.0010763 | 0.0010763 | 0.0010763 | 0.0010763 | 0.0010763 | 0.0010763 | 0.0010763 | 0.0010763 | 0.0010763 | 0.0010763 | 0.0010763 | 0.0010763 | 0.0010763 | 0.0010763 | 0.0010763 | 0.0010763 | 0.0010763 | 0.0010763 | 0.0010763 | 0.0010763 | 0.0010763 | 0.0010763 | 0.0010763 | 0.0010763 | 0.0010763 | 0.0010763 | 0.0010763 | 0.0010763 | 0.0010763 | 0.0010763 | 0.0010763 | 0.0010763 | 0.0010763 | 0.0010763 | 0.0010763 | 0.0010763 | 0.0010763 | 0.0010763 | 0.0010763 | 0.0010763 | 0.0010763 | 0.0010763 | 0.0010763 | 0.0010763 | 0.0010763 | 0.0010763 | 0.0010763 | 0.0010763 | 0.0010763 | 0.0010763 | 0.0010763 | 0.0010763 | 0.0010763 | 0.0010763 | 0.0010763 | 0.0010763 | 0.0010763 | 0.0010763 | 0.0010763 | 0.0010763 | 0.0010763 | 0.0010763 | 0.0010763 | 0.0010763 | 0.0010763 | 0.0010763 | 0.0010763 | 0.0010763 | 0.0010763 | 0.0010763 | 0.0010763 | 0.0010763 | 0.0010763 | 0.0010763 | 0.0010763 | 0.0010763 | 0.0010763 | 0.0010763 | 0.0010763 | 0.0010763 | 0.0010763 | 0.0010763 | 0.0010763 | 0.0010763 | 0.0010763 | 0.0010763 | 0.0010763 | 0.0010763 | 0.0010763 | 0.0010763 | 0.0010763 | 0.0010763 | 0.0010763 | 0.0010763 | 0.0010763 | 0.0010763 | 0.0010763 | 0.0010763 | 0.0010763 | 0.0010763 | 0.0010763 | 0.0010763 | 0.0010763 | 0.0010763 | 0.0010763 | 0.0010763 | 0.0010763 | 0.0010763 | 0.0010763 | 0.0010763 | 0.0010763 | 0.0010763 | 0.0010763 | 0.0010763 | 0.0010763 | 0.0010763 | 0.0010763 | 0.0010763 | 0.0010763 | 0.0010763 | 0.0010763 | 0.0010763 | 0.0010763 | 0.0010763 | 0.0010763 | 0.0010763 | 0.0010763 | 0.0010763 | 0.0010763 | 0.0010763 | 0.0010763 | 0.0010763 | 0.0010763 | 0.0010763 | 0.0010763 | 0.0010763 | 0.0010763 | 0.0010763 | 0.0010763 | 0.0010763 | 0.0010763 | 0.0010763 | 0.0010763 | 0.0010763 | 0.0010763 | 0.0010763 | 0.0010763 | 0.0010763 | 0.0010763 | 0.0010763 | 0.0010763 | 0.0010763 | 0.0010763 | 0.0010763 | 0.0010763 | 0.0010763 | 0.0010763 | 0.0010763 | 0.0010763 | 0.0010763 | 0.0010763 | 0.0010763 | 0.0010763 | 0.0010763 | 0.0010763 | 0.0010763 | 0.0010763 | 0.0010763 | 0.0010763 | 0.0010763 | 0.0010763 | 0.0010763 | 0.0010763 | 0.0010763 | 0.0010763 | 0.0010763 | 0.0010763 | 0.0010763 | 0.0010763 | 0.0010763 | 0.0010763 | 0.0010763 | 0.0010763 | 0.0010763 | 0.0010763 | 0.0010763 | 0.0010763 | 0.0010763 | 0.0010763 | 0.0010763 | 0.0010763 | 0.0010763 | 0.0010763 | 0.0010763 | 0.0010763 | 0.0010763 | 0.0010763 | 0.0010763 | 0.0010763 | 0.0010763 | 0.0010763 | 0.0010763 | 0.0010763 | 0.0010763 | 0.0010763 | 0.0010763 | 0.0010763 | 0.0010763 | 0.0010763 | 0.0010763 | 0.0010763 | 0.0010763 | 0.0010763 | 0.0010763 | 0.0010763 | 0.0010763 | 0.0010763 | 0.0010763 | 0.0010763 | 0.0010763 | 0.0010763 | 0.0010763 | 0.0010763 | 0.0010763 | 0.0010763 | 0.0010763 | 0.0010763 | 0.0010763 | 0.0010763 | 0.0010763 | 0.0010763 | 0.0010763 | 0.0010763 | 0.0010763 | 0.0010763 | 0.0010763 | 0.0010763 | 0.0010763 | 0.0010763 | 0.0010763 | 0.0010763 | 0.0010763 | 0.0010763 | 0.0010763 | 0.0010763 | 0.0010763 | 0.0010763 | 0.0010763 | 0.0010763 | 0.0010763 | 0.0010763 | 0.0010763 | 0.0010763 | 0.0010763 | 0.0010763 | 0.0010763 | 0.0010763 | 0.0010763 | 0.0010763 | 0.0010763 | 0.0010763 | 0.0010763 | 0.0010763 | 0.0010763 | 0.0010763 | 0.0010763 | 0.0010763 | 0.0010763 | 0.0010763 | 0.0010763 | 0.0010763 | 0.0010763 | 0.0010763 | 0.0010763 | 0.0010763 | 0.0010763 | 0.0010763 | 0.0010763 | 0.0010763 | 0.0010763 | 0.0010763 | 0.0010763 | 0.0010763 | 0.0010763 | 0.0010763 | 0.0010763 | 0.0010763 | 0.0010763 | 0.0010763 | 0.0010763 | 0.0010763 | 0.0010763 | 0.0010763 | 0.0010763 | 0.0010763 | 0.0010763 | 0.0010763 | 0.0010763 | 0.0010763 | 0.0010763 | 0.0010763 | 0.0010763 | 0.0010763 | 0.0010763 | 0.0010763 | 0.0010763 | 0.0010763 | 0.0010763 | 0.0010763 | 0.0010763 | 0.0010763 | 0.0010763 | 0.0010763 | 0.0010763 | 0.0010763 | 0.0010763 | 0.0010763 | 0.0010763 | 0.0010763 | 0.0010763 | 0.0010763 | 0.0010763 | 0.0010763 | 0.0010763 | 0.0010763 | 0.0010763 | 0.0010763 | 0.0010763 | 0.0010763 | 0.0010763 | 0.0010763 | 0.0010763 | 0.0010763 | 0.0010763 | 0.0010763 | 0.0010763 | 0.0010763 | 0.0010763 | 0.0010763 | 0.0010763 | 0.0010763 | 0.0010763 | 0.0010763 | 0.0010763 | 0.0010763 | 0.0010763 | 0.0010763 | 0.0010763 | 0.0010763 | 0.0010763 | 0.0010763 | 0.0010763 | 0.0010763 | 0.0010763 | 0.0010763 | 0.0010763 | 0.0010763 | 0.0010763 | 0.0010763 | 0.0010763 | 0.0010763 | 0.0010763 | 0.0010763 | 0.0010763 | 0.0010763 | 0.0010763 | 0.0010763 | 0.0010763 | 0.0010763 | 0.0010763 | 0.0010763 | 0.0010763 | 0.0010763 | 0.0010763 | 0.0010763 | 0.0010763 | 0.0010763 | 0.0010763 | 0.0010763 | 0.0010763 | 0.0010763 | 0.0010763 | 0.0010763 | 0.0010763 | 0.0010763 | 0.0010763 | 0.0010763 | 0.0010763 | 0.0010763 | 0.0010763 | 0.0010763 | 0.0010763 | 0.0010763 | 0.0010763 | 0.0010763 | 0.0010763 | 0.0010763 | 0.0010763 | 0.0010763 | 0.0010763 | 0.0010763 | 0.0010763 | 0.0010763 | 0.0010763 | 0.0010763 | 0.0010763 | 0.0010763 | 0.0010763 | 0.0010763 | 0.0010763 | 0.0010763 | 0.0010763 | 0.0010763 | 0.0010763 | 0.0010763 | 0.0010763 | 0.0010763 | 0.0010763 | 0.0010763 | 0.0010763 | 0.0010763 | 0.0010763 | 0.0010763 | 0.0010763 | 0.0010763 | 0.0010763 | 0.0010763 | 0.0010763 | 0.0010763 | 0.0010763 | 0.0010763 | 0.0010763 | 0.0010763 | 0.0010763 | 0.0010763 | 0.0010763 | 0.0010763 | 0.0010763 | 0.0010763 | 0.0010763 | 0.0010763 | 0.0010763 | 0.0010763 | 0.0010763 | 0.0010763 | 0.0010763 | 0.0010763 | 0.0010763 | 0.0010763 | 0.0010763 | 0.0010763 | 0.0010763 | 0.0010763 | 0.0010763 | 0.0010763 | 0.0010763 | 0.0010763 | 0.0010763 | 0.0010763 | 0.0010763 | 0.0010763 | 0.0010763 | 0.0010763 | 0.0010763 | 0.0010763 | 0.0010763 | 0.0010763 | 0.0010763 | 0.0010763 | 0.0010763 | 0.0010763 | 0.0010763 | 0.0010763 | 0.0010763 | 0.0010763 | 0.0010763 | 0.0010763 | 0.0010763 | 0.0010763 | 0.0010763 | 0.0010763 | 0.0010763 | 0.0010763 | 0.0010763 | 0.0010763 | 0.0010763 | 0.0010763 | 0.0010763 | 0.0010763 | 0.0010763 | 0.0010763 | 0.0010763 | 0.0010763 | 0.0010763 | 0.0010763 | 0.0010763 | 0.0010763 | 0.0010763 | 0.0010763 | 0.0010763 | 0.0010763 | 0.0010763 | 0.0010763 | 0.0010763 | 0.0010763 | 0.0010763 | 0.0010763 | 0.0010763 | 0.0010763 | 0.0010763 | 0.0010763 | 0.0010763 | 0.0010763 | 0.0010763 | 0.0010763 | 0.0010763 | 0.0010763 | 0.0010763 | 0.0010763 | 0.0010763 | 0.0010763 | 0.0010763 | 0.0010763 | 0.0010763 | 0.0010763 | 0.0010763 | 0.0010763 | 0.0010763 | 0.0010763 | 0.0010763 | 0.0010763 | 0.0010763 | 0.0010763 | 0.0010763 | 0.0010763 | 0.0010763 | 0.0010763 | 0.0010763 | 0.0010763 | 0.0010763 | 0.0010763 | 0.0010763 | 0.0010763 | 0.0010763 | 0.0010763 | 0.0010763 | 0.0010763 | 0.0010763 | 0.0010763 | 0.0010763 | 0.0010763 | 0.0010763 | 0.0010763 | 0.0010763 | 0.0010763 | 0.0010763 | 0.0010763 | 0.0010763 | 0.0010763 | 0.0010763 | 0.0010763 | 0.0010763 | 0.0010763 | 0.0010763 | 0.0010763 | 0.0010763 | 0.0010763 | 0.0010763 | 0.0010763 | 0.0010763 | 0.0010763 | 0.0010763 | 0.0010763 | 0.0010763 | 0.0010763 | 0.0010763 | 0.0010763 | 0.0010763 | 0.0010763 | 0.0010763 | 0.0010763 | 0.0010763 | 0.0010763 | 0.0010763 | 0.0010763 | 0.0010763 | 0.0010763 | 0.0010763 | 0.0010763 | 0.0010763 | 0.0010763 | 0.0010763 | 0.0010763 | 0.0010763 | 0.0010763 | 0.0010763 | 0.0010763 | 0.0010763 | 0.0010763 | 0.0010763 | 0.0010763 | 0.0010763 | 0.0010763 | 0.0010763 | 0.0010763 | 0.0010763 | 0.0010763 | 0.0010763 | 0.0010763 | 0.0010763 | 0.0010763 | 0.0010763 | 0.0010763 | 0.0010763 | 0.0010763 | 0.0010763 | 0.0010763 | 0.0010763 | 0.0010763 | 0.0010763 | 0.0010763 | 0.0010763 | 0.0010763 | 0.0010763 | 0.0010763 | 0.0010763 | 0.0010763 | 0.0010763 | 0.0010763 | 0.0010763 | 0.0010763 | 0.0010763 | 0.0010763 | 0.0010763 | 0.0010763 | 0.0010763 | 0.0010763 | 0.0010763 | 0.0010763 | 0.0010763 | 0.0010763 | 0.0010763 | 0.0010763 | 0.0010763 | 0.0010763 | 0.0010763 | 0.0010763 | 0.0010763 | 0.0010763 | 0.0010763 | 0.0010763 | 0.0010763 | 0.0010763 | 0.0010763 | 0.0010763 | 0.0010763 | 0.0010763 | 0.0010763 | 0.0010763 | 0.0010763 | 0.0010763 | 0.0010763 | 0.0010763 | 0.0010763 | 0.0010763 | 0.0010763 | 0.0010763 | 0.0010763 | 0.0010763 | 0.0010763 | 0.0010763 | 0.0010763 | 0.0010763 | 0.0010763 | 0.0010763 | 0.0010763 | 0.0010763 | 0.0010763 | 0.0010763 | 0.0010763 | 0.0010763 | 0.0010763 | 0.0010763 | 0.0010763 | 0.0010763 | 0.0010763 | 0.0010763 | 0.0010763 | 0.0010763 | 0.0010763 | 0.0010763 | 0.0010763 | 0.0010763 | 0.0010763 | 0.0010763 | 0.0010763 | 0.0010763 | 0.0010763 | 0.0010763 | 0.0010763 | 0.0010763 | 0.0010763 | 0.0010763 | 0.0010763 | 0.0010763 | 0.0010763 | 0.0010763 | 0.0010763 | 0.0010763 | 0.0010763 | 0.0010763 | 0.0010763 | 0.0010763 | 0.0010763 | 0.0010763 | 0.0010763 | 0.0010763 | 0.0010763 | 0.0010763 | 0.0010763 | 0.0010763 | 0.0010763 | 0.0010763 | 0.0010763 | 0.0010763 | 0.0010763 | 0.0010763 | 0.0010763 | 0.0010763 | 0.0010763 | 0.0010763 | 0.0010763 | 0.0010763 | 0.0010763 | 0.0010763 | 0.0010763 | 0.0010763 | 0.0010763 | 0.0010763 | 0.0010763 | 0.0010763 | 0.0010763 | 0.0010763 | 0.0010763 | 0.0010763 | 0.0010763 | 0.0010763 | 0.0010763 | 0.0010763 | 0.0010763 | 0.0010763 | 0.0010763 | 0.0010763 | 0.0010763 | 0.0010763 | 0.0010763 | 0.0010763 | 0.0010763 | 0.0010763 | 0.0010763 | 0.0010763 | 0.0010763 | 0.0010763 | 0.0010763 | 0.0010763 | 0.0010763 | 0.0010763 | 0.0010763 | 0.0010763 | 0.0010763 | 0.0010763 | 0.0010763 | 0.0010763 | 0.0010763 | 0.0010763 | 0.0010763 | 0.0010763 | 0.0010763 | 0.0010763 | 0.0010763 | 0.0010763 | 0.0010763 | 0.0010763 | 0.0010763 | 0.0010763 | 0.0010763 | 0.0010763 | 0.0010763 | 0.0010763 | 0.0010763 | 0.0010763 | 0.0010763 | 0.0010763 | 0.0010763 | 0.0010763 | 0.0010763 | 0.0010763 | 0.0010763 | 0.0010763 | 0.0010763 | 0.0010763 | 0.0010763 | 0.0010763 | 0.0010763 | 0.0010763 | 0.0010763 | 0.0010763 | 0.0010763 | 0.0010763 | 0.0010763 | 0.0010763 | 0.0010763 | 0.0010763 | 0.0010763 | 0.0010763 | 0.0010763 | 0.0010763 | 0.0010763 | 0.0010763 | 0.0010763 | 0.0010763 | 0.0010763 | 0.0010763 | 0.0010763 | 0.0010763 | 0.0010763 | 0.0010763 | 0.0010763 | 0.0010763 | 0.0010763 | 0.0010763 | 0.0010763 | 0.0010763 | 0.0010763 | 0.0010763 | 0.0010763 | 0.0010763 | 0.0010763 | 0.0010763 | 0.0010763 | 0.0010763 | 0.0010763 | 0.0010763 | 0.0010763 | 0.0010763 | 0.0010763 | 0.0010763 | 0.0010763 | 0.0010763 | 0.0010763 | 0.0010763 | 0.0010763 | 0.0010763 | 0.0010763 | 0.0010763 | 0.0010763 | 0.0010763 | 0.0010763 | 0.0010763 | 0.0010763 | 0.0010763 | 0.0010763 | 0.0010763 | 0.0010763 | 0.0010763 | 0.0010763 | 0.0010763 | 0.0010763 | 0.0010763 | 0.0010763 | 0.0010763 | 0.0010763 | 0.0010763 | 0.0010763 | 0.0010763 | 0.0010763 | 0.0010763 | 0.0010763 | 0.0010763 | 0.0010763 | 0.0010763 | 0.0010763 | 0.0010763 | 0.0010763 | 0.0010763 | 0.0010763 | 0.0010763 | 0.0010763 | 0.0010763 | 0.0010763 | 0.0010763 | 0.0010763 | 0.0010763 | 0.0010763 | 0.0010763 | 0.0010763 | 0.0010763 | 0.0010763 | 0.0010763 | 0.0010763 | 0.0010763 | 0.0010763 | 0.0010763 | 0.0010763 | 0.0010763 | 0.0010763 | 0.0010763 | 0.0010763 | 0.0010763 | 0.0010763 | 0.0010763 | 0.0010763 | 0.0010763 | 0.0010763 | 0.0010763 | 0.0010763 | 0.0010763 | 0.0010763 | 0.0010763 | 0.0010763 | 0.0010763 | 0.0010763 | 0.0010763 | 0.0010763 | 0.0010763 | 0.0010763 | 0.0010763 | 0.0010763 | 0.0010763 | 0.0010763 | 0.0010763 | 0.0010763 | 0.0010763 | 0.0010763 | 0.0010763 | 0.0010763 | 0.0010763 | 0.0010763 | 0.0010763 | 0.0010763 | 0.0010763 | 0.0010763 | 0.0010763 | 0.0010763 | 0.0010763 | 0.0010763 | 0.0010763 | 0.0010763 | 0.0010763 | 0.0010763 | 0.0010763 | 0.0010763 | 0.0010763 | 0.0010763 | 0.0010763 | 0.0010763 | 0.0010763 | 0.0010763 | 0.0010763 | 0.0010763 | 0.0010763 | 0.0010763 | 0.0010763 | 0.0010763 | 0.0010763 | 0.0010763 | 0.0010763 | 0.0010763 | 0.0010763 | 0.0010763 | 0.0010763 | 0.0010763 | 0.0010763 | 0.0010763 | 0.0010763 | 0.0010763 | 0.0010763 | 0.0010763 | 0.0010763 | 0.0010763 | 0.0010763 | 0.0010763 | 0.0010763 | 0.0010763 | 0.0010763 | 0.0010763 | 0.0010763 | 0.0010763 | 0.0010763 | 0.0010763 | 0.0010763 | 0.0010763 | 0.0010763 | 0.0010763 | 0.0010763 | 0.0010763 | 0.0010763 | 0.0010763 | 0.0010763 | 0.0010763 | 0.0010763 | 0.0010763 | 0.0010763 | 0.0010763 | 0.0010763 | 0.0010763 | 0.0010763 | 0.0010763 | 0.0010763 | 0.0010763 | 0.0010763 | 0.0010763 | 0.0010763 | 0.0010763 | 0.0010763 | 0.0010763 | 0.0010763 | 0.0010763 | 0.0010763 | 0.0010763 | 0.0010763 | 0.0010763 | 0.0010763 | 0.0010763 | 0.0010763 | 0.0010763 | 0.0010763 | 0.0010763 | 0.0010763 | 0.0010763 | 0.0010763 | 0.0010763 | 0.0010763 | 0.0010763 | 0.0010763 | 0.0010763 | 0.0010763 | 0.0010763 | 0.0010763 | 0.0010763 | 0.0010763 | 0.0010763 | 0.0010763 | 0.0010763 | 0.0010763 | 0.0010763 | 0.0010763 | 0.0010763 | 0.0010763 | 0.0010763 | 0.0010763 | 0.0010763 | 0.0010763 | 0.0010763 | 0.0010763 | 0.0010763 | 0.0010763 | 0.0010763 | 0.0010763 | 0.0010763 | 0.0010763 | 0.0010763 | 0.0010763 | 0.0010763 | 0.0010763 | 0.0010763 | 0.0010763 | 0.0010763 | 0.0010763 | 0.0010763 | 0.0010763 | 0.0010763 | 0.0010763 | 0.0010763 | 0.0010763 | 0.0010763 | 0.0010763 | 0.0010763 | 0.0010763 | 0.0010763 | 0.0010763 | 0.0010763 | 0.0010763 | 0.0010763 | 0.0010763 | 0.0010763 | 0.0010763 | 0.0010763 | 0.0010763 | 0.0010763 | 0.0010763 | 0.0010763 | 0.0010763 | 0.0010763 | 0.0010763 | 0.0010763 | 0.0010763 | 0.0010763 | 0.0010763 | 0.0010763 | 0.0010763 | 0.0010763 | 0.0010763 | 0.0010763 | 0.0010763 | 0.0010763 | 0.0010763 | 0.0010763 | 0.0010763 | 0.0010763 | 0.0010763 | 0.0010763 | 0.0010763 | 0.0010763 | 0.0010763 | 0.0010763 | 0.0010763 | 0.0010763 | 0.0010763 | 0.0010763 | 0.0010763 | 0.0010763 | 0.0010763 | 0.0010763 | 0.0010763 | 0.0010763 | 0.0010763 | 0.0010763 | 0.0010763 | 0.0010763 | 0.0010763 | 0.0010763 | 0.0010763 | 0.0010763 | 0.0010763 | 0.0010763 | 0.0010763 | 0.0010763 | 0.0010763 | 0.0010763 | 0.0010763 | 0.0010763 | 0.0010763 | 0.0010763 | 0.0010763 | 0.0010763 | 0.0010763 | 0.0010763 | 0.0010763 | 0.0010763 | 0.0010763 | 0.0010763 | 0.0010763 | 0.0010763 | 0.0010763 | 0.0010763 | 0.0010763 | 0.0010763 | 0.0010763 | 0.0010763 | 0.0010763 | 0.0010763 | 0.0010763 | 0.0010763 | 0.0010763 | 0.0010763 | 0.0010763 | 0.0010763 | 0.0010763 | 0.0010763 | 0.0010763 | 0.0010763 | 0.0010763 | 0.0010763 | 0.0010763 | 0.0010763 | 0.0010763 | 0.0010763 | 0.0010763 | 0.0010763 | 0.0010763 | 0.0010763 | 0.0010763 | 0.0010763 | 0.0010763 | 0.0010763 | 0.0010763 | 0.0010763 | 0.0010763 | 0.0010763 | 0.0010763 | 0.0010763 | 0.0010763 | 0.0010763 | 0.0010763 | 0.0010763 | 0.0010763 | 0.0010763 | 0.0010763 | 0.0010763 | 0.0010763 | 0.0010763 | 0.0010763 | 0.0010763 | 0.0010763 | 0.0010763 | 0.0010763 | 0.0010763 | 0.0010763 | 0.0010763 | 0.0010763 | 0.0010763 | 0.0010763 | 0.0010763 | 0.0010763 | 0.0010763 | 0.0010763 | 0.0010763 | 0.0010763 | 0.0010763 | 0.0010763 | 0.0010763 | 0.0010763 | 0.0010763 | 0.0010763 | 0.0010763 | 0.0010763 | 0.0010763 | 0.0010763 | 0.0010763 | 0.0010763 | 0.0010763 | 0.0010763 | 0.0010763 | 0.0010763 | 0.0010763 | 0.0010763 | 0.0010763 | 0.0010763 | 0.0010763 | 0.0010763 | 0.0010763 | 0.0010763 | 0.0010763 | 0.0010763 | 0.0010763 | 0.0010763 | 0.0010763 | 0.0010763 | 0.0010763 | 0.0010763 | 0.0010763 | 0.0010763 | 0.0010763 | 0.0010763 | 0.0010763 | 0.0010763 | 0.0010763 | 0.0010763 | 0.0010763 | 0.0010763 | 0.0010763 | 0.0010763 | 0.0010763 | 0.0010763 | 0.0010763 | 0.0010763 | 0.0010763 | 0.0010763 | 0.0010763 | 0.0010763 | 0.0010763 | 0.0010763 | 0.0010763 | 0.0010763 | 0.0010763 | 0.0010763 | 0.0010763 | 0.0010763 | 0.0010763 | 0.0010763 | 0.0010763 | 0.0010763 | 0.0010763 | 0.0010763 | 0.0010763 | 0.0010763 | 0.0010763 | 0.0010763 | 0.0010763 | 0.0010763 | 0.0010763 | 0.0010763 | 0.0010763 | 0.0010763 | 0.0010763 | 0.0010763 | 0.0010763 | 0.0010763 | 0.0010763 | 0.0010763 | 0.0010763 | 0.0010763 | 0.0010763 | 0.0010763 | 0.0010763 | 0.0010763 | 0.0010763 | 0.0010763 | 0.0010763 | 0.0010763 | 0.0010763 | 0.0010763 | 0.0010763 | 0.0010763 | 0.0010763 | 0.0010763 | 0.0010763 | 0.0010763 | 0.0010763 | 0.0010763 | 0.0010763 | 0.0010763 | 0.0010763 | 0.0010763 | 0.0010763 | 0.0010763 | 0.0010763 | 0.0010763 | 0.0010763 | 0.0010763 | 0.0010763 | 0.0010763 | 0.0010763 | 0.0010763 | 0.0010763 | 0.0010763 | 0.0010763 | 0.0010763 | 0.0010763 | 0.0010763 | 0.0010763 | 0.0010763 | 0.0010763 | 0.0010763 | 0.0010763 | 0.0010763 | 0.0010763 | 0.0010763 | 0.0010763 | 0.0010763 | 0.0010763 | 0.0010763 | 0.0010763 | 0.0010763 | 0.0010763 | 0.0010763 | 0.0010763 | 0.0010763 | 0.0010763 | 0.0010763 | 0.0010763 | 0.0010763 | 0.0010763 | 0.0010763 | 0.0010763 | 0.0010763 | 0.0010763 | 0.0010763 | 0.0010763 | 0.0010763 | 0.0010763 | 0.0010763 | 0.0010763 | 0.0010763 | 0.0010763 | 0.0010763 | 0.0010763 | 0.0010763 | 0.0010763 | 0.0010763 | 0.0010763 | 0.0010763 | 0.0010763 | 0.0010763 | 0.0010763 | 0.0010763 | 0.0010763 | 0.0010763 | 0.0010763 | 0.0010763 | 0.0010763 | 0.0010763 | 0.0010763 | 0.0010763 | 0.0010763 | 0.0010763 | 0.0010763 | 0.0010763 | 0.0010763 | 0.0010763 | 0.0010763 | 0.0010763 | 0.0010763 | 0.0010763 | 0.0010763 | 0.0010763 | 0.0010763 | 0.0010763 | 0.0010763 | 0.0010763 | 0.0010763 | 0.0010763 | 0.0010763 | 0.0010763 | 0.0010763 | 0.0010763 | 0.0010763 | 0.0010763 | 0.0010763 | 0.0010763 | 0.0010763 | 0.0010763 | 0.0010763 | 0.0010763 | 0.0010763 | 0.0010763 | 0.0010763 | 0.0010763 | 0.0010763 | 0.0010763 | 0.0010763 | 0.0010763 | 0.0010763 | 0.0010763 | 0.0010763 | 0.0010763 | 0.0010763 | 0.0010763 | 0.0010763 | 0.0010763 | 0.0010763 | 0.0010763 | 0.0010763 | 0.0010763 | 0.0010763 | 0.0010763 | 0.0010763 | 0.0010763 | 0.0010763 | 0.0010763 | 0.0010763 | 0.0010763 | 0.0010763 | 0.0010763 | 0.0010763 | 0.0010763 | 0.0010763 | 0.0010763 | 0.0010763 | 0.0010763 | 0.0010763 | 0.0010763 | 0.0010763 | 0.0010763 | 0.0010763 | 0.0010763 | 0.0010763 | 0.0010763 | 0.0010763 | 0.0010763 | 0.0010763 | 0.0010763 | 0.0010763 | 0.0010763 | 0.0010763 | 0.0010763 | 0.0010763 | 0.0010763 | 0.0010763 | 0.0010763 | 0.0010763 | 0.0010763 | 0.0010763 | 0.0010763 | 0.0010763 | 0.0010763 | 0.0010763 | 0.0010763 | 0.0010763 | 0.0010763 | 0.0010763 | 0.0010763 | 0.0010763 | 0.0010763 | 0.0010763 | 0.0010763 | 0.0010763 | 0.0010763 | 0.0010763 | 0.0010763 | 0.0010763 | 0.0010763 | 0.0010763 | 0.0010763 | 0.0010763 | 0.0010763 | 0.0010763 | 0.0010763 | 0.0010763 | 0.0010763 | 0.0010763 | 0.0010763 | 0.0010763 | 0.0010763 | 0.0010763 | 0.0010763 | 0.0010763 | 0.0010763 | 0.0010763 | 0.0010763 | 0.0010763 | 0.0010763 | 0.0010763 | 0.0010763 | 0.0010763 | 0.0010763 | 0.0010763 | 0.0010763 | 0.0010763 | 0.0010763 | 0.0010763 | 0.0010763 | 0.0010763 | 0.0010763 | 0.0010763 | 0.0010763 | 0.0010763 | 0.0010763 | 0.0010763 | 0.0010763 | 0.0010763 | 0.0010763 | 0.0010763 | 0.0010763 | 0.0010763 | 0.0010763 | 0.0010763 | 0.0010763 | 0.0010763 | 0.0010763 | 0.0010763 | 0.0010763 | 0.0010763 | 0.0010763 | 0.0010763 | 0.0010763 | 0.0010763 | 0.0010763 | 0.0010763 | 0.0010763 | 0.0010763 | 0.0010763 | 0.0010763 | 0.0010763 | 0.0010763 | 0.0010763 | 0.0010763 | 0.0010763 | 0.0010763 | 0.0010763 | 0.0010763 | 0.0010763 | 0.0010763 | 0.0010763 | 0.0010763 | 0.0010763 | 0.0010763 | 0.0010763 | 0.0010763 | 0.0010763 | 0.0010763 | 0.0010763 | 0.0010763 | 0.0010763 | 0.0010763 | 0.0010763 | 0.0010763 | 0.0010763 | 0.0010763 | 0.0010763 | 0.0010763 | 0.0010763 | 0.0010763 | 0.0010763 | 0.0010763 | 0.0010763 | 0.0010763 | 0.0010763 | 0.0010763 | 0.0010763 | 0.0010763 | 0.0010763 | 0.0010763 | 0.0010763 | 0.0010763 | 0.0010763 | 0.0010763 | 0.0010763 | 0.0010763 | 0.0010763 | 0.0010763 | 0.0010763 | 0.0010763 | 0.0010763 | 0.0010763 | 0.0010763 | 0.0010763 | 0.0010763 | 0.0010763 | 0.0010763 | 0.0010763 | 0.0010763 | 0.0010763 | 0.0010763 | 0.0010763 | 0.0010763 | 0.0010763 | 0.0010763 | 0.0010763 | 0.0010763 | 0.0010763 | 0.0010763 | 0.0010763 | 0.0010763 | 0.0010763 | 0.0010763 | 0.0010763 | 0.0010763 | 0.0010763 | 0.0010763 | 0.0010763 | 0.0010763 | 0.0010763 | 0.0010763 | 0.0010763 | 0.0010763 | 0.0010763 | 0.0010763 | 0.0010763 | 0.0010763 | 0.0010763 | 0.0010763 | 0.0010763 | 0.0010763 | 0.0010763 | 0.0010763 | 0.0010763 | 0.0010763 | 0.0010763 | 0.0010763 | 0.0010763 | 0.0010763 | 0.0010763 | 0.0010763 | 0.0010763 | 0.0010763 | 0.0010763 | 0.0010763 | 0.0010763 | 0.0010763 | 0.0010763 | 0.0010763 | 0.0010763 | 0.0010763 | 0.0010763 | 0.0010763 | 0.0010763 | 0.0010763 | 0.0010763 | 0.0010763 | 0.0010763 | 0.0010763 | 0.0010763 | 0.0010763 | 0.0010763 | 0.0010763 | 0.0010763 | 0.0010763 | 0.0010763 | 0.0010763 | 0.0010763 | 0.0010763 | 0.0010763 | 0.0010763 | 0.0010763 | 0.0010763 | 0.0010763 | 0.0010763 | 0.0010763 | 0.0010763 | 0.0010763 | 0.0010763 | 0.0010763 | 0.0010763 | 0.0010763 | 0.0010763 | 0.0010763 | 0.0010763 | 0.0010763 | 0.0010763 | 0.0010763 | 0.0010763 | 0.0010763 | 0.0010763 | 0.0010763 | 0.0010763 | 0.0010763 | 0.0010763 | 0.0010763 | 0.0010763 | 0.0010763 | 0.0010763 | 0.0010763 | 0.0010763 | 0.0010763 | 0.0010763 | 0.0010763 | 0.0010763 | 0.0010763 | 0.0010763 | 0.0010763 | 0.0010763 | 0.0010763 | 0.0010763 | 0.0010763 | 0.0010763 | 0.0010763 | 0.0010763 | 0.0010763 | 0.0010763 | 0.0010763 | 0.0010763 | 0.0010763 | 0.0010763 | 0.0010763 | 0.0010763 | 0.0010763 | 0.0010763 | 0.0010763 | 0.0010763 | 0.0010763 | 0.0010763 | 0.0010763 | 0.0010763 | 0.0010763 | 0.0010763 | 0.0010763 | 0.0010763 | 0.0010763 | 0.0010763 | 0.0010763 | 0.0010763 | 0.0010763 | 0.0010763 | 0.0010763 | 0.0010763 | 0.0010763 | 0.0010763 | 0.0010763 | 0.0010763 | 0.0010763 | 0.0010763 | 0.0010763 | 0.0010763 | 0.0010763 | 0.0010763 | 0.0010763 | 0.0010763 | 0.0010763 | 0.0010763 | 0.0010763 | 0.0010763 | 0.0010763 | 0.0010763 | 0.0010763 | 0.0010763 | 0.0010763 | 0.0010763 | 0.0010763 | 0.0010763 | 0.0010763 | 0.0010763 | 0.0010763 | 0.0010763 | 0.0010763 | 0.0010763 | 0.0010763 | 0.0010763 | 0.0010763 | 0.0010763 | 0.0010763 | 0.0010763 | 0.0010763 | 0.0010763 | 0.0010763 | 0.0010763 | 0.0010763 | 0.0010763 | 0.0010763 | 0.0010763 | 0.0010763 | 0.0010763 | 0.0010763 | 0.0010763 | 0.0010763 | 0.0010763 | 0.0010763 | 0.0010763 | 0.0010763 | 0.0010763 | 0.0010763 | 0.0010763 | 0.0010763 | 0.0010763 | 0.0010763 | 0.0010763 | 0.0010763 | 0.0010763 | 0.0010763 | 0.0010763 | 0.0010763 | 0.0010763 | 0.0010763 | 0.0010763 | 0.0010763 | 0.0010763 | 0.0010763 | 0.0010763 | 0.0010763 | 0.0010763 | 0.0010763 | 0.0010763 | 0.0010763 | 0.0010763 | 0.0010763 | 0.0010763 | 0.0010763 | 0.0010763 | 0.0010763 | 0.0010763 | 0.0010763 | 0.0010763 | 0.0010763 | 0.0010763 | 0.0010763 | 0.0010763 | 0.0010763 | 0.0010763 | 0.0010763 | 0.0010763 | 0.0010763 | 0.0010763 | 0.0010763 | 0.0010763 | 0.0010763 | 0.0010763 | 0.0010763 | 0.0010763 | 0.0010763 | 0.0010763 | 0.0010763 | 0.0010763 | 0.0010763 | 0.0010763 | 0.0010763 | 0.0010763 | 0.0010763 | 0.0010763 | 0.0010763 | 0.0010763 | 0.0010763 | 0.0010763 | 0.0010763 | 0.0010763 | 0.0010763 | 0.0010763 | 0.0010763 | 0.0010763 | 0.0010763 | 0.0010763 | 0.0010763 | 0.0010763 | 0.0010763 | 0.0010763 | 0.0010763 | 0.0010763 | 0.0010763 | 0.0010763 | 0.0010763 | 0.0010763 | 0.0010763 | 0.0010763 | 0.0010763 | 0.0010763 | 0.0010763 | 0.0010763 | 0.0010763 | 0.0010763 | 0.0010763 | 0.0010763 | 0.0010763 | 0.0010763 | 0.0010763 | 0.0010763 | 0.0010763 | 0.0010763 | 0.0010763 | 0.0010763 | 0.0010763 | 0.0010763 | 0.0010763 | 0.0010763 | 0.0010763 | 0.0010763 | 0.0010763 | 0.0010763 | 0.0010763 | 0.0010763 | 0.0010763 | 0.0010763 | 0.0010763 | 0.0010763 | 0.0010763 | 0.0010763 | 0.0010763 | 0.0010763 | 0.0010763 | 0.0010763 | 0.0010763 | 0.0010763 | 0.0010763 | 0.0010763 | 0.0010763 | 0.0010763 | 0.0010763 | 0.0010763 | 0.0010763 | 0.0010763 | 0.0010763 | 0.0010763 | 0.0010763 | 0.0010763 | 0.0010763 | 0.0010763 | 0.0010763 | 0.0010763 | 0.0010763 | 0.0010763 | 0.0010763 | 0.0010763 | 0.0010763 | 0.0010763 | 0.0010763 | 0.0010763 | 0.0010763 | 0.0010763 | 0.0010763 | 0.0010763 | 0.0010763 | 0.0010763 | 0.0010763 | 0.0010763 | 0.0010763 | 0.0010763 | 0.0010763 | 0.0010763 | 0.0010763 | 0.0010763 | 0.0010763 | 0.0010763 | 0.0010763 | 0.0010763 | 0.0010763 | 0.0010763 | 0.0010763 | 0.0010763 | 0.0010763 | 0.0010763 | 0.0010763 | 0.0010763 | 0.0010763 | 0.0010763 | 0.0010763 | 0.0010763 | 0.0010763 | 0.0010763 | 0.0010763 | 0.0010763 | 0.0010763 | 0.0010763 | 0.0010763 | 0.0010763 | 0.0010763 | 0.0010763 | 0.0010763 | 0.0010763 | 0.0010763 | 0.0010763 | 0.0010763 | 0.0010763 | 0.0010763 | 0.0010763 | 0.0010763 | 0.0010763 | 0.0010763 | 0.0010763 | 0.0010763 | 0.0010763 | 0.0010763 | 0.0010763 | 0.0010763 | 0.0010763 | 0.0010763 | 0.0010763 | 0.0010763 | 0.0010763 | 0.0010763 | 0.0010763 | 0.0010763 | 0.0010763 | 0.0010763 | 0.0010763 | 0.0010763 | 0.0010763 | 0.0010763 | 0.0010763 | 0.0010763 | 0.0010763 | 0.0010763 | 0.0010763 | 0.0010763 | 0.0010763 | 0.0010763 | 0.0010763 | 0.0010763 | 0.0010763 | 0.0010763 | 0.0010763 | 0.0010763 | 0.0010763 | 0.0010763 | 0.0010763 | 0.0010763 | 0.0010763 | 0.0010763 | 0.0010763 | 0.0010763 | 0.0010763 | 0.0010763 | 0.0010763 | 0.0010763 | 0.0010763 | 0.0010763 | 0.0010763 | 0.0010763 | 0.0010763 | 0.0010763 | 0.0010763 | 0.0010763 | 0.0010763 | 0.0010763 | 0.0010763 | 0.0010763 | 0.0010763 | 0.0010763 | 0.0010763 | 0.0010763 | 0.0010763 | 0.0010763 | 0.0010763 | 0.0010763 | 0.0010763 | 0.0010763 | 0.0010763 | 0.0010763 | 0.0010763 | 0.0010763 | 0.0010763 | 0.0010763 | 0.0010763 | 0.0010763 | 0.0010763 | 0.0010763 | 0.0010763 | 0.0010763 | 0.0010763 | 0.0010763 | 0.0010763 | 0.0010763 | 0.0010763 | 0.0010763 | 0.0010763 | 0.0010763 | 0.0010763 | 0.0010763 | 0.0010763 | 0.0010763 | 0.0010763 | 0.0010763 | 0.0010763 | 0.0010763 | 0.0010763 | 0.0010763 | 0.0010763 | 0.0010763 | 0.0010763 | 0.0010763 | 0.0010763 | 0.0010763 | 0.0010763 | 0.0010763 | 0.0010763 | 0.0010763 | 0.0010763 | 0.0010763 | 0.0010763 | 0.0010763 | 0.0010763 | 0.0010763 | 0.0010763 | 0.0010763 | 0.0010763 | 0.0010763 | 0.0010763 | 0.0010763 | 0.0010763 | 0.0010763 | 0.0010763 | 0.0010763 | 0.0010763 | 0.0010763 | 0.0010763 | 0.0010763 | 0.0010763 | 0.0010763 | 0.0010763 | 0.0010763 | 0.0010763 | 0.0010763 | 0.0010763 | 0.0010763 | 0.0010763 | 0.0010763 | 0.0010763 | 0.0010763 | 0.0010763 | 0.0010763 | 0.0010763 | 0.0010763 | 0.0010763 | 0.0010763 | 0.0010763 | 0.0010763 | 0.0010763 | 0.0010763 | 0.0010763 | 0.0010763 | 0.0010763 | 0.0010763 | 0.0010763 | 0.0010763 | 0.0010763 | 0.0010763 | 0.0010763 | 0.0010763 | 0.0010763 | 0.0010763 | 0.0010763 | 0.0010763 | 0.0010763 | 0.0010763 | 0.0010763 | 0.0010763 | 0.0010763 | 0.0010763 | 0.0010763 | 0.0010763 | 0.0010763 | 0.0010763 | 0.0010763 | 0.0010763 | 0.0010763 | 0.0010763 | 0.0010763 | 0.0010763 | 0.0010763 | 0.0010763 | 0.0010763 | 0.0010763 | 0.0010763 | 0.0010763 | 0.0010763 | 0.0010763 | 0.0010763 | 0.0010763 | 0.0010763 | 0.0010763 | 0.0010763 | 0.0010763 | 0.0010763 | 0.0010763 | 0.0010763 | 0.0010763 | 0.0010763 | 0.0010763 | 0.0010763 | 0.0010763 | 0.0010763 | 0.0010763 | 0.0010763 | 0.0010763 | 0.0010763 | 0.0010763 | 0.0010763 | 0.0010763 | 0.0010763 | 0.0010763 | 0.0010763 | 0.0010763 | 0.0010763 | 0.0010763 | 0.0010763 | 0.0010763 | 0.0010763 | 0.0010763 | 0.0010763 | 0.0010763 | 0.0010763 | 0.0010763 | 0.0010763 | 0.0010763 | 0.0010763 | 0.0010763 | 0.0010763 | 0.0010763 | 0.0010763 | 0.0010763 | 0.0010763 | 0.0010763 | 0.0010763 | 0.0010763 | 0.0010763 | 0.0010763 | 0.0010763 | 0.0010763 | 0.0010763 | 0.0010763 | 0.0010763 | 0.0010763 | 0.0010763 | 0.0010763 | 0.0010763 | 0.0010763 | 0.0010763 | 0.0010763 | 0.0010763 | 0.0010763 | 0.0010763 | 0.0010763 | 0.0010763 | 0.0010763 | 0.0010763 | 0.0010763 | 0.0010763 | 0.0010763 | 0.0010763 | 0.0010763 | 0.0010763 | 0.0010763 | 0.0010763 | 0.0010763 | 0.0010763 | 0.0010763 | 0.0010763 | 0.0010763 | 0.0010763 | 0.0010763 | 0.0010763 | 0.0010763 | 0.0010763 | 0.0010763 | 0.0010763 | 0.0010763 | 0.0010763 | 0.0010763 | 0.0010763 | 0.0010763 | 0.0010763 | 0.0010763 | 0.0010763 | 0.0010763 | 0.0010763 | 0.0010763 | 0.0010763 | 0.0010763 | 0.0010763 | 0.0010763 | 0.0010763 | 0.0010763 | 0.0010763 | 0.0010763 | 0.0010763 | 0.0010763 | 0.0010763 | 0.0010763 | 0.0010763 | 0.0010763 | 0.0010763 | 0.0010763 | 0.0010763 | 0.0010763 | 0.0010763 | 0.0010763 | 0.0010763 | 0.0010763 | 0.0010763 | 0.0010763 | 0.0010763 | 0.0010763 | 0.0010763 | 0.0010763 | 0.0010763 | 0.0010763 | 0.0010763 | 0.0010763 | 0.0010763 | 0.0010763 | 0.0010763 | 0.0010763 | 0.0010763 | 0.0010763 | 0.0010763 | 0.0010763 | 0.0010763 | 0.0010763 | 0.0010763 | 0.0010763 | 0.0010763 | 0.0010763 | 0.0010763 | 0.0010763 | 0.0010763 | 0.0010763 | 0.0010763 | 0.0010763 | 0.0010763 | 0.0010763 | 0.0010763 | 0.0010763 | 0.0010763 | 0.0010763 | 0.0010763 | 0.0010763 | 0.0010763 | 0.0010763 | 0.0010763 | 0.0010763 | 0.0010763 | 0.0010763 | 0.0010763 | 0.0010763 | 0.0010763 | 0.0010763 | 0.0010763 | 0.0010763 | 0.0010763 | 0.0010763 | 0.0010763 | 0.0010763 | 0.0010763 | 0.0010763 | 0.0010763 | 0.0010763 | 0.0010763 | 0.0010763 | 0.0010763 | 0.0010763 | 0.0010763 | 0.0010763 | 0.0010763 | 0.0010763 | 0.0010763 | 0.0010763 | 0.0010763 | 0.0010763 | 0.0010763 | 0.0010763 | 0.0010763 | 0.0010763 | 0.0010763 | 0.0010763 | 0.0010763 | 0.0010763 | 0.0010763 | 0.0010763 | 0.0010763 | 0.0010763 | 0.0010763 | 0.0010763 | 0.0010763 | 0.0010763 | 0.0010763 | 0.0010763 | 0.0010763 | 0.0010763 | 0.0010763 | 0.0010763 | 0.0010763 | 0.0010763 | 0.0010763 | 0.0010763 | 0.0010763 | 0.0010763 | 0.0010763 | 0.0010763 | 0.0010763 | 0.0010763 | 0.0010763 | 0.0010763 | 0.0010763 | 0.0010763 | 0.0010763 | 0.0010763 | 0.0010763 | 0.0010763 | 0.0010763 | 0.0010763 | 0.0010763 | 0.0010763 | 0.0010763 | 0.0010763 | 0.0010763 | 0.0010763 | 0.0010763 | 0.0010763 | 0.0010763 | 0.0010763 | 0.0010763 | 0.0010763 | 0.0010763 | 0.0010763 | 0.0010763 | 0.0010763 | 0.0010763 | 0.0010763 | 0.0010763 | 0.0010763 | 0.0010763 | 0.0010763 | 0.0010763 | 0.0010763 | 0.0010763 | 0.0010763 | 0.0010763 | 0.0010763 | 0.0010763 | 0.0010763 | 0.0010763 | 0.0010763 | 0.0010763 | 0.0010763 | 0.0010763 | 0.0010763 | 0.0010763 | 0.0010763 | 0.0010763 | 0.0010763 | 0.0010763 | 0.0010763 | 0.0010763 | 0.0010763 | 0.0010763 | 0.0010763 | 0.0010763 | 0.0010763 | 0.0010763 | 0.0010763 | 0.0010763 | 0.0010763 | 0.0010763 | 0.0010763 | 0.0010763 | 0.0010763 | 0.0010763 | 0.0010763 | 0.0010763 | 0.0010763 | 0.0010763 | 0.0010763 | 0.0010763 | 0.0010763 | 0.0010763 | 0.0010763 | 0.0010763 | 0.0010763 | 0.0010763 | 0.0010763 | 0.0010763 | 0.0010763 | 0.0010763 | 0.0010763 | 0.0010763 | 0.0010763 | 0.0010763 | 0.0010763 | 0.0010763 | 0.0010763 | 0.0010763 | 0.0010763 | 0.0010763 | 0.0010763 | 0.0010763 | 0.0010763 | 0.0010763 | 0.0010763 | 0.0010763 | 0.0010763 | 0.0010763 | 0.0010763 | 0.0010763 | 0.0010763 | 0.0010763 | 0.0010763 | 0.0010763 | 0.0010763 | 0.0010763 | 0.0010763 | 0.0010763 | 0.0010763 | 0.0010763 | 0.0010763 | 0.0010763 | 0.0010763 | 0.0010763 | 0.0010763 | 0.0010763 | 0.0010763 | 0.0010763 | 0.0010763 | 0.0010763 | 0.0010763 | 0.0010763 | 0.0010763 | 0.0010763 | 0.0010763 | 0.0010763 | 0.0010763 | 0.0010763 | 0.0010763 | 0.0010763 | 0.0010763 | 0.0010763 | 0.0010763 | 0.0010763 | 0.0010763 | 0.0010763 | 0.0010763 | 0.0010763 | 0.0010763 | 0.0010763 | 0.0010763 | 0.0010763 | 0.0010763 | 0.0010763 | 0.0010763 | 0.0010763 | 0.0010763 | 0.0010763 | 0.0010763 | 0.0010763 | 0.0010763 | 0.0010763 | 0.0010763 | 0.0010763 | 0.0010763 | 0.0010763 | 0.0010763 | 0.0010763 | 0.0010763 | 0.0010763 | 0.0010763 | 0.0010763 | 0.0010763 | 0.0010763 | 0.0010763 | 0.0010763 | 0.0010763 | 0.0010763 | 0.0010763 | 0.0010763 | 0.0010763 | 0.0010763 | 0.0010763 | 0.0010763 | 0.0010763 | 0.0010763 | 0.0010763 | 0.0010763 | 0.0010763 | 0.0010763 | 0.0010763 | 0.0010763 | 0.0010763 | 0.0010763 | 0.0010763 | 0.0010763 | 0.0010763 | 0.0010763 | 0.0010763 | 0.0010763 | 0.0010763 | 0.0010763 | 0.0010763 | 0.0010763 | 0.0010763 | 0.0010763 | 0.0010763 | 0.0010763 | 0.0010763 | 0.0010763 | 0.0010763 | 0.0010763 | 0.0010763 | 0.0010763 | 0.0010763 | 0.0010763 | 0.0010763 | 0.0010763 | 0.0010763 | 0.0010763 | 0.0010763 | 0.0010763 | 0.0010763 | 0.0010763 | 0.0010763 | 0.0010763 | 0.0010763 | 0.0010763 | 0.0010763 | 0.0010763 | 0.0010763 | 0.0010763 | 0.0010763 | 0.0010763 | 0.0010763 | 0.0010763 | 0.0010763 | 0.0010763 | 0.0010763 | 0.0010763 | 0.0010763 | 0.0010763 | 0.0010763 | 0.0010763 | 0.0010763 | 0.0010763 | 0.0010763 | 0.0010763 | 0.0010763 | 0.0010763 | 0.0010763 | 0.0010763 | 0.0010763 | 0.0010763 | 0.0010763 | 0.0010763 | 0.0010763 | 0.0010763 | 0.0010763 | 0.0010763 | 0.0010763 | 0.0010763 | 0.0010763 | 0.0010763 | 0.0010763 | 0.0010763 | 0.0010763 | 0.0010763 | 0.0010763 | 0.0010763 | 0.0010763 | 0.0010763 | 0.0010763 | 0.0010763 | 0.0010763 | 0.0010763 | 0.0010763 | 0.0010763 | 0.0010763 | 0.0010763 | 0.0010763 | 0.0010763 | 0.0010763 | 0.0010763 | 0.0010763 | 0.0010763 | 0.0010763 | 0.0010763 | 0.0010763 | 0.0010763 | 0.0010763 | 0.0010763 | 0.0010763 | 0.0010763 | 0.0010763 | 0.0010763 | 0.0010763 | 0.0010763 | 0.0010763 | 0.0010763 | 0.0010763 | 0.0010763 | 0.0010763 | 0.0010763 | 0.0010763 | 0.0010763 | 0.0010763 | 0.0010763 | 0.0010763 | 0.0010763 | 0.0010763 | 0.0010763 | 0.0010763 | 0.0010763 | 0.0010763 | 0.0010763 | 0.0010763 | 0.0010763 | 0.0010763 | 0.0010763 | 0.0010763 | 0.0010763 | 0.0010763 | 0.0010763 | 0.0010763 | 0.0010763 | 0.0010763 | 0.0010763 | 0.0010763 | 0.0010763 | 0.0010763 | 0.0010763 | 0.0010763 | 0.0010763 | 0.0010763 | 0.0010763 | 0.0010763 | 0.0010763 | 0.0010763 | 0.0010763 | 0.0010763 | 0.0010763 | 0.0010763 | 0.0010763 | 0.0010763 | 0.0010763 | 0.0010763 | 0.0010763 | 0.0010763 | 0.0010763 | 0.0010763 | 0.0010763 | 0.0010763 | 0.0010763 | 0.0010763 | 0.0010763 | 0.0010763 | 0.0010763 | 0.0010763 | 0.0010763 | 0.0010763 | 0.0010763 | 0.0010763 | 0.0010763 | 0.0010763 | 0.0010763 | 0.0010763 | 0.0010763 | 0.0010763 | 0.0010763 | 0.0010763 | 0.0010763 | 0.0010763 | 0.0010763 | 0.0010763 | 0.0010763 | 0.0010763 | 0.0010763 | 0.0010763 | 0.0010763 | 0.0010763 | 0.0010763 | 0.0010763 | 0.0010763 | 0.0010763 | 0.0010763 | 0.0010763 | 0.0010763 | 0.0010763 | 0.0010763 | 0.0010763 | 0.0010763 | 0.0010763 | 0.0010763 | 0.0010763 | 0.0010763 | 0.0010763 | 0.0010763 | 0.0010763 | 0.0010763 | 0.0010763 | 0.0010763 | 0.0010763 | 0.0010763 | 0.0010763 | 0.0010763 | 0.0010763 | 0.0010763 | 0.0010763 | 0.0010763 | 0.0010763 | 0.0010763 | 0.0010763 | 0.0010763 | 0.0010763 | 0.0010763 | 0.0010763 | 0.0010763 | 0.0010763 | 0.0010763 | 0.0010763 | 0.0010763 | 0.0010763 | 0.0010763 | 0.0010763 | 0.0010763 | 0.0010763 | 0.0010763 | 0.0010763 | 0.0010763 | 0.0010763 | 0.0010763 | 0.0010763 | 0.0010763 | 0.0010763 | 0.0010763 | 0.0010763 | 0.0010763 | 0.0010763 | 0.0010763 | 0.0010763 | 0.0010763 | 0.0010763 | 0.0010763 | 0.0010763 | 0.0010763 | 0.0010763 | 0.0010763 | 0.0010763 | 0.0010763 | 0.0010763 | 0.0010763 | 0.0010763 | 0.0010763 | 0.0010763 | 0.0010763 | 0.0010763 | 0.0010763 | 0.0010763 | 0.0010763 | 0.0010763 | 0.0010763 | 0.0010763 | 0.0010763 | 0.0010763 | 0.0010763 | 0.0010763 | 0.0010763 | 0.0010763 | 0.0010763 | 0.0010763 | 0.0010763 | 0.0010763 | 0.0010763 | 0.0010763 | 0.0010763 | 0.0010763 | 0.0010763 | 0.0010763 | 0.0010763 | 0.0010763 | 0.0010763 | 0.0010763 | 0.0010763 | 0.0010763 | 0.0010763 | 0.0010763 | 0.0010763 | 0.0010763 | 0.0010763 | 0.0010763 | 0.0010763 | 0.0010763 | 0.0010763 | 0.0010763 | 0.0010763 | 0.0010763 | 0.0010763 | 0.0010763 | 0.0010763 | 0.0010763 | 0.0010763 | 0.0010763 | 0.0010763 | 0.0010763 | 0.0010763 | 0.0010763 | 0.0010763 | 0.0010763 | 0.0010763 | 0.0010763 | 0.0010763 | 0.0010763 | 0.0010763 | 0.0010763 | 0.0010763 | 0.0010763 | 0.0010763 | 0.0010763 | 0.0010763 | 0.0010763 | 0.0010763 | 0.0010763 | 0.0010763 | 0.0010763 | 0.0010763 | 0.0010763 | 0.0010763 | 0.0010763 | 0.0010763 | 0.0010763 | 0.0010763 | 0.0010763 | 0.0010763 | 0.0010763 | 0.0010763 | 0.0010763 | 0.0010763 | 0.0010763 | 0.0010763 | 0.0010763 | 0.0010763 | 0.0010763 | 0.0010763 | 0.0010763 | 0.0010763 | 0.0010763 | 0.0010763 | 0.0010763 | 0.0010763 | 0.0010763 | 0.0010763 | 0.0010763 | 0.0010763 | 0.0010763 | 0.0010763 | 0.0010763 | 0.0010763 | 0.0010763 | 0.0010763 | 0.0010763 | 0.0010763 | 0.0010763 | 0.0010763 | 0.0010763 | 0.0010763 | 0.0010763 | 0.0010763 | 0.0010763 | 0.0010763 | 0.0010763 | 0.0010763 | 0.0010763 | 0.0010763 | 0.0010763 | 0.0010763 | 0.0010763 | 0.0010763 | 0.0010763 | 0.0010763 | 0.0010763 | 0.0010763 | 0.0010763 | 0.0010763 | 0.0010763 | 0.0010763 | 0.0010763 | 0.0010763 | 0.0010763 | 0.0010763 | 0.0010763 | 0.0010763 | 0.0010763 | 0.0010763 | 0.0010763 | 0.0010763 | 0.0010763 | 0.0010763 | 0.0010763 | 0.0010763 | 0.0010763 | 0.0010763 | 0.0010763 | 0.0010763 | 0.0010763 | 0.0010763 | 0.0010763 | 0.0010763 | 0.0010763 | 0.0010763 | 0.0010763 | 0.0010763 | 0.0010763 | 0.0010763 | 0.0010763 | 0.0010763 | 0.0010763 | 0.0010763 | 0.0010763 | 0.0010763 | 0.0010763 | 0.0010763 | 0.0010763 | 0.0010763 | 0.0010763 | 0.0010763 | 0.0010763 | 0.0010763 | 0.0010763 | 0.0010763 | 0.0010763 | 0.0010763 | 0.0010763 | 0.0010763 | 0.0010763 | 0.0010763 | 0.0010763 | 0.0010763 | 0.0010763 | 0.0010763 | 0.0010763 | 0.0010763 | 0.0010763 | 0.0010763 | 0.0010763 | 0.0010763 | 0.0010763 | 0.0010763 | 0.0010763 | 0.0010763 | 0.0010763 | 0.0010763 | 0.0010763 | 0.0010763 | 0.0010763 | 0.0010763 | 0.0010763 | 0.0010763 | 0.0010763 | 0.0010763 | 0.0010763 | 0.0010763 | 0.0010763 | 0.0010763 | 0.0010763 | 0.0010763 | 0.0010763 | 0.0010763 | 0.0010763 | 0.0010763 | 0.0010763 | 0.0010763 | 0.0010763 | 0.0010763 | 0.0010763 | 0.0010763 | 0.0010763 | 0.0010763 | 0.0010763 | 0.0010763 | 0.0010763 | 0.0010763 | 0.0010763 | 0.0010763 | 0.0010763 | 0.0010763 | 0.0010763 | 0.0010763 | 0.0010763 | 0.0010763 | 0.0010763 | 0.0010763 | 0.0010763 | 0.0010763 | 0.0010763 | 0.0010763 | 0.0010763 | 0.0010763 | 0.0010763 | 0.0010763 | 0.0010763 | 0.0010763 | 0.0010763 | 0.0010763 | 0.0010763 | 0.0010763 | 0.0010763 | 0.0010763 | 0.0010763 | 0.0010763 | 0.0010763 | 0.0010763 | 0.0010763 | 0.0010763 | 0.0010763 | 0.0010763 | 0.0010763 | 0.0010763 | 0.0010763 | 0.0010763 | 0.0010763 | 0.0010763 | 0.0010763 | 0.0010763 | 0.0010763 | 0.0010763 | 0.0010763 | 0.0010763 | 0.0010763 | 0.0010763 | 0.0010763 | 0.0010763 | 0.0010763 | 0.0010763 | 0.0010763 | 0.0010763 | 0.0010763 | 0.0010763 | 0.0010763 | 0.0010763 | 0.0010763 | 0.0010763 | 0.0010763 | 0.0010763 | 0.0010763 | 0.0010763 | 0.0010763 | 0.0010763 | 0.0010763 | 0.0010763 | 0.0010763 | 0.0010763 | 0.0010763 | 0.0010763 | 0.0010763 | 0.0010763 | 0.0010763 | 0.0010763 | 0.0010763 | 0.0010763 | 0.0010763 | 0.0010763 | 0.0010763 | 0.0010763 | 0.0010763 | 0.0010763 | 0.0010763 | 0.0010763 | 0.0010763 | 0.0010763 | 0.0010763 | 0.0010763 | 0.0010763 | 0.0010763 | 0.0010763 | 0.0010763 | 0.0010763 | 0.0010763 | 0.0010763 | 0.0010763 | 0.0010763 | 0.0010763 | 0.0010763 | 0.0010763 | 0.0010763 | 0.0010763 | 0.0010763 | 0.0010763 | 0.0010763 | 0.0010763 | 0.0010763 | 0.0010763 | 0.0010763 | 0.0010763 | 0.0010763 | 0.0010763 | 0.0010763 | 0.0010763 | 0.0010763 | 0.0010763 | 0.0010763 | 0.0010763 | 0.0010763 | 0.0010763 | 0.0010763 | 0.0010763 | 0.0010763 | 0.0010763 | 0.0010763 | 0.0010763 | 0.0010763 | 0.0010763 | 0.0010763 | 0.0010763 | 0.0010763 | 0.0010763 | 0.0010763 | 0.0010763 | 0.0010763 | 0.0010763 | 0.0010763 | 0.0010763 | 0.0010763 | 0.0010763 | 0.0010763 | 0.0010763 | 0.0010763 | 0.0010763 | 0.0010763 | 0.0010763 | 0.0010763 | 0.0010763 | 0.0010763 | 0.0010763 | 0.0010763 | 0.0010763 | 0.0010763 | 0.0010763 | 0.0010763 | 0.0010763 | 0.0010763 | 0.0010763 | 0.0010763 | 0.0010763 | 0.0010763 | 0.0010763 | 0.0010763 | 0.0010763 | 0.0010763 | 0.0010763 | 0.0010763 | 0.0010763 | 0.0010763 | 0.0010763 | 0.0010763 | 0.0010763 | 0.0010763 | 0.0010763 | 0.0010763 | 0.0010763 | 0.0010763 | 0.0010763 | 0.0010763 | 0.0010763 | 0.0010763 | 0.0010763 | 0.0010763 | 0.0010763 | 0.0010763 | 0.0010763 | 0.0010763 | 0.0010763 | 0.0010763 | 0.0010763 | 0.0010763 | 0.0010763 | 0.0010763 | 0.0010763 | 0.0010763 | 0.0010763 | 0.0010763 | 0.0010763 | 0.0010763 | 0.0010763 | 0.0010763 | 0.0010763 | 0.0010763 | 0.0010763 | 0.0010763 | 0.0010763 | 0.0010763 | 0.0010763 | 0.0010763 | 0.0010763 | 0.0010763 | 0.0010763 | 0.0010763 | 0.0010763 | 0.0010763 | 0.0010763 | 0.0010763 | 0.0010763 | 0.0010763 | 0.0010763 | 0.0010763 | 0.0010763 | 0.0010763 | 0.0010763 | 0.0010763 | 0.0010763 | 0.0010763 | 0.0010763 | 0.0010763 | 0.0010763 | 0.0010763 | 0.0010763 | 0.0010763 | 0.0010763 | 0.0010763 | 0.0010763 | 0.0010763 | 0.0010763 | 0.0010763 | 0.0010763 | 0.0010763 | 0.0010763 | 0.0010763 | 0.0010763 | 0.0010763 | 0.0010763 | 0.0010763 | 0.0010763 | 0.0010763 | 0.0010763 | 0.0010763 | 0.0010763 | 0.0010763 | 0.0010763 | 0.0010763 | 0.0010763 | 0.0010763 | 0.0010763 | 0.0010763 | 0.0010763 | 0.0010763 | 0.0010763 | 0.0010763 | 0.0010763 | 0.0010763 | 0.0010763 | 0.0010763 | 0.0010763 | 0.0010763 | 0.0010763 | 0.0010763 | 0.0010763 | 0.0010763 | 0.0010763 | 0.0010763 | 0.0010763 | 0.0010763 | 0.0010763 | 0.0010763 | 0.0010763 | 0.0010763 | 0.0010763 | 0.0010763 | 0.0010763 | 0.0010763 | 0.0010763 | 0.0010763 | 0.0010763 | 0.0010763 | 0.0010763 | 0.0010763 | 0.0010763 | 0.0010763 | 0.0010763 | 0.0010763 | 0.0010763 | 0.0010763 | 0.0010763 | 0.0010763 | 0.0010763 | 0.0010763 | 0.0010763 | 0.0010763 | 0.0010763 | 0.0010763 | 0.0010763 | 0.0010763 | 0.0010763 | 0.0010763 | 0.0010763 | 0.0010763 | 0.0010763 | 0.0010763 | 0.0010763 | 0.0010763 | 0.0010763 | 0.0010763 | 0.0010763 | 0.0010763 | 0.0010763 | 0.0010763 | 0.0010763 | 0.0010763 | 0.0010763 | 0.0010763 | 0.0010763 | 0.0010763 | 0.0010763 | 0.0010763 | 0.0010763 | 0.0010763 | 0.0010763 | 0.0010763 | 0.0010763 | 0.0010763 | 0.0010763 | 0.0010763 | 0.0010763 | 0.0010763 | 0.0010763 | 0.0010763 | 0.0010763 | 0.0010763 | 0.0010763 | 0.0010763 | 0.0010763 | 0.0010763 | 0.0010763 | 0.0010763 | 0.0010763 | 0.0010763 | 0.0010763 | 0.0010763 | 0.0010763 | 0.0010763 | 0.0010763 | 0.0010763 | 0.0010763 | 0.0010763 | 0.0010763 | 0.0010763 | 0.0010763 | 0.0010763 | 0.0010763 | 0.0010763 | 0.0010763 | 0.0010763 | 0.0010763 | 0.0010763 | 0.0010763 | 0.0010763 | 0.0010763 | 0.0010763 | 0.0010763 | 0.0010763 | 0.0010763 | 0.0010763 | 0.0010763 | 0.0010763 | 0.0010763 | 0.0010763 | 0.0010763 | 0.0010763 | 0.0010763 | 0.0010763 | 0.0010763 | 0.0010763 | 0.0010763 | 0.0010763 | 0.0010763 | 0.0010763 | 0.0010763 | 0.0010763 | 0.0010763 | 0.0010763 | 0.0010763 | 0.0010763 | 0.0010763 | 0.0010763 | 0.0010763 | 0.0010763 | 0.0010763 | 0.0010763 | 0.0010763 | 0.0010763 | 0.0010763 | 0.0010763 | 0.0010763 | 0.0010763 | 0.0010763 | 0.0010763 | 0.0010763 | 0.0010763 | 0.0010763 | 0.0010763 | 0.0010763 | 0.0010763 | 0.0010763 | 0.0010763 | 0.0010763 | 0.0010763 | 0.0010763 | 0.0010763 | 0.0010763 | 0.0010763 | 0.0010763 | 0.0010763 | 0.0010763 | 0.0010763 | 0.0010763 | 0.0010763 | 0.0010763 | 0.0010763 | 0.0010763 | 0.0010763 | 0.0010763 | 0.0010763 | 0.0010763 | 0.0010763 | 0.0010763 | 0.0010763 | 0.0010763 | 0.0010763 | 0.0010763 | 0.0010763 | 0.0010763 | 0.0010763 | 0.0010763 | 0.0010763 | 0.0010763 | 0.0010763 | 0.0010763 | 0.0010763 | 0.0010763 | 0.0010763 | 0.0010763 | 0.0010763 | 0.0010763 | 0.0010763 | 0.0010763 | 0.0010763 | 0.0010763 | 0.0010763 | 0.0010763 | 0.0010763 | 0.0010763 | 0.0010763 | 0.0010763 | 0.0010763 | 0.0010763 | 0.0010763 | 0.0010763 | 0.0010763 | 0.0010763 | 0.0010763 | 0.0010763 | 0.0010763 | 0.0010763 | 0.0010763 | 0.0010763 | 0.0010763 | 0.0010763 | 0.0010763 | 0.0010763 | 0.0010763 | 0.0010763 | 0.0010763 | 0.0010763 | 0.0010763 | 0.0010763 | 0.0010763 | 0.0010763 | 0.0010763 | 0.0010763 | 0.0010763 | 0.0010763 | 0.0010763 | 0.0010763 | 0.0010763 | 0.0010763 | 0.0010763 | 0.0010763 | 0.0010763 | 0.0010763 | 0.0010763 | 0.0010763 | 0.0010763 | 0.0010763 | 0.0010763 | 0.0010763 | 0.0010763 | 0.0010763 | 0.0010763 | 0.0010763 | 0.0010763 | 0.0010763 | 0.0010763 | 0.0010763 | 0.0010763 | 0.0010763 | 0.0010763 | 0.0010763 | 0.0010763 | 0.0010763 | 0.0010763 | 0.0010763 | 0.0010763 | 0.0010763 | 0.0010763 | 0.0010763 | 0.0010763 | 0.0010763 | 0.0010763 | 0.0010763 | 0.0010763 | 0.0010763 | 0.0010763 | 0.0010763 | 0.0010763 | 0.0010763 | 0.0010763 | 0.0010763 | 0.0010763 | 0.0010763 | 0.0010763 | 0.0010763 | 0.0010763 | 0.0010763 | 0.0010763 | 0.0010763 | 0.0010763 | 0.0010763 | 0.0010763 | 0.0010763 | 0.0010763 | 0.0010763 | 0.0010763 | 0.0010763 | 0.0010763 | 0.0010763 | 0.0010763 | 0.0010763 | 0.0010763 | 0.0010763 | 0.0010763 | 0.0010763 | 0.0010763 | 0.0010763 | 0.0010763 | 0.0010763 | 0.0010763 | 0.0010763 | 0.0010763 | 0.0010763 | 0.0010763 | 0.0010763 | 0.0010763 | 0.0010763 | 0.0010763 | 0.0010763 | 0.0010763 | 0.0010763 | 0.0010763 | 0.0010763 | 0.0010763 | 0.0010763 | 0.0010763 | 0.0010763 | 0.0010763 | 0.0010763 | 0.0010763 | 0.0010763 | 0.0010763 | 0.0010763 | 0.0010763 | 0.0010763 | 0.0010763 | 0.0010763 | 0.0010763 | 0.0010763 | 0.0010763 | 0.0010763 | 0.0010763 | 0.0010763 | 0.0010763 | 0.0010763 | 0.0010763 | 0.0010763 | 0.0010763 | 0.0010763 | 0.0010763 | 0.0010763 | 0.0010763 | 0.0010763 | 0.0010763 | 0.0010763 | 0.0010763 | 0.0010763 | 0.0010763 | 0.0010763 | 0.0010763 | 0.0010763 | 0.0010763 | 0.0010763 | 0.0010763 | 0.0010763 | 0.0010763 | 0.0010763 | 0.0010763 | 0.0010763 | 0.0010763 | 0.0010763 | 0.0010763 | 0.0010763 | 0.0010763 | 0.0010763 | 0.0010763 | 0.0010763 | 0.0010763 | 0.0010763 | 0.0010763 | 0.0010763 | 0.0010763 | 0.0010763 | 0.0010763 | 0.0010763 | 0.0010763 | 0.0010763 | 0.0010763 | 0.0010763 | 0.0010763 | 0.0010763 | 0.0010763 | 0.0010763 | 0.0010763 | 0.0010763 | 0.0010763 | 0.0010763 | 0.0010763 | 0.0010763 | 0.0010763 | 0.0010763 | 0.0010763 | 0.0010763 | 0.0010763 | 0.0010763 | 0.0010763 | 0.0010763 | 0.0010763 | 0.0010763 | 0.0010763 | 0.0010763 | 0.0010763 | 0.0010763 | 0.0010763 | 0.0010763 | 0.0010763 | 0.0010763 | 0.0010763 | 0.0010763 | 0.0010763 | 0.0010763 | 0.0010763 | 0.0010763 | 0.0010763 | 0.0010763 | 0.0010763 | 0.0010763 | 0.0010763 | 0.0010763 | 0.0010763 | 0.0010763 | 0.0010763 | 0.0010763 | 0.0010763 | 0.0010763 | 0.0010763 | 0.0010763 | 0.0010763 | 0.0010763 | 0.0010763 | 0.0010763 | 0.0010763 | 0.0010763 | 0.0010763 | 0.0010763 | 0.0010763 | 0.0010763 | 0.0010763 | 0.0010763 | 0.0010763 | 0.0010763 | 0.0010763 | 0.0010763 | 0.0010763 | 0.0010763 | 0.0010763 | 0.0010763 | 0.0010763 | 0.0010763 | 0.0010763 | 0.0010763 | 0.0010763 | 0.0010763 | 0.0010763 | 0.0010763 | 0.0010763 | 0.0010763 | 0.0010763 | 0.0010763 | 0.0010763 | 0.0010763 | 0.0010763 | 0.0010763 | 0.0010763 | 0.0010763 | 0.0010763 | 0.0010763 | 0.0010763 | 0.0010763 | 0.0010763 | 0.0010763 | 0.0010763 | 0.0010763 | 0.0010763 | 0.0010763 | 0.0010763 | 0.0010763 | 0.0010763 | 0.0010763 | 0.0010763 | 0.0010763 | 0.0010763 | 0.0010763 | 0.0010763 | 0.0010763 | 0.0010763 | 0.0010763 | 0.0010763 | 0.0010763 | 0.0010763 | 0.0010763 | 0.0010763 | 0.0010763 | 0.0010763 | 0.0010763 | 0.0010763 | 0.0010763 | 0.0010763 | 0.0010763 | 0.0010763 | 0.0010763 | 0.0010763 | 0.0010763 | 0.0010763 | 0.0010763 | 0.0010763 | 0.0010763 | 0.0010763 | 0.0010763 | 0.0010763 | 0.0010763 | 0.0010763 | 0.0010763 | 0.0010763 | 0.0010763 | 0.0010763 | 0.0010763 | 0.0010763 | 0.0010763 | 0.0010763 | 0.0010763 | 0.0010763 | 0.0010763 | 0.0010763 | 0.0010763 | 0.0010763 | 0.0010763 | 0.0010763 | 0.0010763 | 0.0010763 | 0.0010763 | 0.0010763 | 0.0010763 | 0.0010763 | 0.0010763 | 0.0010763 | 0.0010763 | 0.0010763 | 0.0010763 | 0.0010763 | 0.0010763 | 0.0010763 | 0.0010763 | 0.0010763 | 0.0010763 | 0.0010763 | 0.0010763 | 0.0010763 | 0.0010763 | 0.0010763 | 0.0010763 | 0.0010763 | 0.0010763 | 0.0010763 | 0.0010763 | 0.0010763 | 0.0010763 | 0.0010763 | 0.0010763 | 0.0010763 | 0.0010763 | 0.0010763 | 0.0010763 | 0.0010763 | 0.0010763 | 0.0010763 | 0.0010763 | 0.0010763 | 0.0010763 | 0.0010763 | 0.0010763 | 0.0010763 | 0.0010763 | 0.0010763 | 0.0010763 | 0.0010763 | 0.0010763 | 0.0010763 | 0.0010763 | 0.0010763 | 0.0010763 | 0.0010763 | 0.0010763 | 0.0010763 | 0.0010763 | 0.0010763 | 0.0010763 | 0.0010763 | 0.0010763 | 0.0010763 | 0.0010763 | 0.0010763 | 0.0010763 | 0.0010763 | 0.0010763 | 0.0010763 | 0.0010763 | 0.0010763 | 0.0010763 | 0.0010763 | 0.0010763 | 0.0010763 | 0.0010763 | 0.0010763 | 0.0010763 | 0.0010763 | 0.0010763 | 0.0010763 | 0.0010763 | 0.0010763 | 0.0010763 | 0.0010763 | 0.0010763 | 0.0010763 | 0.0010763 | 0.0010763 | 0.0010763 | 0.0010763 | 0.0010763 | 0.0010763 | 0.0010763 | 0.0010763 | 0.0010763 | 0.0010763 | 0.0010763 | 0.0010763 | 0.0010763 | 0.0010763 | 0.0010763 | 0.0010763 | 0.0010763 | 0.0010763 | 0.0010763 | 0.0010763 | 0.0010763 | 0.0010763 | 0.0010763 | 0.0010763 | 0.0010763 | 0.0010763 | 0.0010763 | 0.0010763 | 0.0010763 | 0.0010763 | 0.0010763 | 0.0010763 | 0.0010763 | 0.0010763 | 0.0010763 | 0.0010763 | 0.0010763 | 0.0010763 | 0.0010763 | 0.0010763 | 0.0010763 | 0.0010763 | 0.0010763 | 0.0010763 | 0.0010763 | 0.0010763 | 0.0010763 | 0.0010763 | 0.0010763 | 0.0010763 | 0.0010763 | 0.0010763 | 0.0010763 | 0.0010763 | 0.0010763 | 0.0010763 | 0.0010763 | 0.0010763 | 0.0010763 | 0.0010763 | 0.0010763 | 0.0010763 | 0.0010763 | 0.0010763 | 0.0010763 | 0.0010763 | 0.0010763 | 0.0010763 | 0.0010763 | 0.0010763 | 0.0010763 | 0.0010763 | 0.0010763 | 0.0010763 | 0.0010763 | 0.0010763 | 0.0010763 | 0.0010763 | 0.0010763 | 0.0010763 | 0.0010763 | 0.0010763 | 0.0010763 | 0.0010763 | 0.0010763 | 0.0010763 | 0.0010763 | 0.0010763 | 0.0010763 | 0.0010763 | 0.0010763 | 0.0010763 | 0.0010763 | 0.0010763 | 0.0010763 | 0.0010763 | 0.0010763 | 0.0010763 | 0.0010763 | 0.0010763 | 0.0010763 | 0.0010763 | 0.0010763 | 0.0010763 | 0.0010763 | 0.0010763 | 0.0010763 | 0.0010763 | 0.0010763 | 0.0010763 | 0.0010763 | 0.0010763 | 0.0010763 | 0.0010763 | 0.0010763 | 0.0010763 | 0.0010763 | 0.0010763 | 0.0010763 | 0.0010763 | 0.0010763 | 0.0010763 | 0.0010763 | 0.0010763 | 0.0010763 | 0.0010763 | 0.0010763 | 0.0010763 | 0.0010763 | 0.0010763 | 0.0010763 | 0.0010763 | 0.0010763 | 0.0010763 | 0.0010763 | 0.0010763 | 0.0010763 | 0.0010763 | 0.0010763 | 0.0010763 | 0.0010763 | 0.0010763 | 0.0010763 | 0.0010763 | 0.0010763 | 0.0010763 | 0.0010763 | 0.0010763 | 0.0010763 | 0.0010763 | 0.0010763 | 0.0010763 | 0.0010763 | 0.0010763 | 0.0010763 | 0.0010763 | 0.0010763 | 0.0010763 | 0.0010763 | 0.0010763 | 0.0010763 | 0.0010763 | 0.0010763 | 0.0010763 | 0.0010763 | 0.0010763 | 0.0010763 | 0.0010763 | 0.0010763 | 0.0010763 | 0.0010763 | 0.0010763 | 0.0010763 | 0.0010763 | 0.0010763 | 0.0010763 | 0.0010763 | 0.0010763 | 0.0010763 | 0.0010763 | 0.0010763 | 0.0010763 | 0.0010763 | 0.0010763 | 0.0010763 | 0.0010763 | 0.0010763 | 0.0010763 | 0.0010763 | 0.0010763 | 0.0010763 | 0.0010763 | 0.0010763 | 0.0010763 | 0.0010763 | 0.0010763 | 0.0010763 | 0.0010763 | 0.0010763 | 0.0010763 | 0.0010763 | 0.0010763 | 0.0010763 | 0.0010763 | 0.0010763 | 0.0010763 | 0.0010763 | 0.0010763 | 0.0010763 | 0.0010763 | 0.0010763 | 0.0010763 | 0.0010763 | 0.0010763 | 0.0010763 | 0.0010763 | 0.0010763 | 0.0010763 | 0.0010763 | 0.0010763 | 0.0010763 | 0.0010763 | 0.0010763 | 0.0010763 | 0.0010763 | 0.0010763 | 0.0010763 | 0.0010763 | 0.0010763 | 0.0010763 | 0.0010763 | 0.0010763 | 0.0010763 | 0.0010763 | 0.0010763 | 0.0010763 | 0.0010763 | 0.0010763 | 0.0010763 | 0.0010763 | 0.0010763 | 0.0010763 | 0.0010763 | 0.0010763 | 0.0010763 | 0.0010763 | 0.0010763 | 0.0010763 | 0.0010763 | 0.0010763 | 0.0010763 | 0.0010763 | 0.0010763 | 0.0010763 | 0.0010763 | 0.0010763 | 0.0010763 | 0.0010763 | 0.0010763 | 0.0010763 | 0.0010763 | 0.0010763 | 0.0010763 | 0.0010763 | 0.0010763 | 0.0010763 | 0.0010763 | 0.0010763 | 0.0010763 | 0.0010763 | 0.0010763 | 0.0010763 | 0.0010763 | 0.0010763 | 0.0010763 | 0.0010763 | 0.0010763 | 0.0010763 | 0.0010763 | 0.0010763 | 0.0010763 | 0.0010763 | 0.0010763 | 0.0010763 | 0.0010763 | 0.0010763 | 0.0010763 | 0.0010763 | 0.0010763 | 0.0010763 | 0.0010763 | 0.0010763 | 0.0010763 | 0.0010763 | 0.0010763 | 0.0010763 | 0.0010763 | 0.0010763 | 0.0010763 | 0.0010763 | 0.0010763 | 0.0010763 | 0.0010763 | 0.0010763 | 0.0010763 | 0.0010763 | 0.0010763 | 0.0010763 | 0.0010763 | 0.0010763 | 0.0010763 | 0.0010763 | 0.0010763 | 0.0010763 | 0.0010763 | 0.0010763 | 0.0010763 | 0.0010763 | 0.0010763 | 0.0010763 | 0.0010763 | 0.0010763 | 0.0010763 | 0.0010763 | 0.0010763 | 0.0010763 | 0.0010763 | 0.0010763 | 0.0010763 | 0.0010763 | 0.0010763 | 0.0010763 | 0.0010763 | 0.0010763 | 0.0010763 | 0.0010763 | 0.0010763 | 0.0010763 | 0.0010763 | 0.0010763 | 0.0010763 | 0.0010763 | 0.0010763 | 0.0010763 | 0.0010763 | 0.0010763 | 0.0010763 | 0.0010763 | 0.0010763 | 0.0010763 | 0.0010763 | 0.0010763 | 0.0010763 | 0.0010763 | 0.0010763 | 0.0010763 | 0.0010763 | 0.0010763 | 0.0010763 | 0.0010763 | 0.0010763 | 0.0010763 | 0.0010763 | 0.0010763 | 0.0010763 | 0.0010763 | 0.0010763 | 0.0010763 | 0.0010763 | 0.0010763 | 0.0010763 | 0.0010763 | 0.0010763 | 0.0010763 | 0.0010763 | 0.0010763 | 0.0010763 | 0.0010763 | 0.0010763 | 0.0010763 | 0.0010763 | 0.0010763 | 0.0010763 | 0.0010763 | 0.0010763 | 0.0010763 | 0.0010763 | 0.0010763 | 0.0010763 | 0.0010763 | 0.0010763 | 0.0010763 | 0.0010763 | 0.0010763 | 0.0010763 | 0.0010763 | 0.0010763 | 0.0010763 | 0.0010763 | 0.0010763 | 0.0010763 | 0.0010763 | 0.0010763 | 0.0010763 | 0.0010763 | 0.0010763 | 0.0010763 | 0.0010763 | 0.0010763 | 0.0010763 | 0.0010763 | 0.0010763 | 0.0010763 | 0.0010763 | 0.0010763 | 0.0010763 | 0.0010763 | 0.0010763 | 0.0010763 | 0.0010763 | 0.0010763 | 0.0010763 | 0.0010763 | 0.0010763 | 0.0010763 | 0.0010763 | 0.0010763 | 0.0010763 | 0.0010763 | 0.0010763 | 0.0010763 | 0.0010763 | 0.0010763 | 0.0010763 | 0.0010763 | 0.0010763 | 0.0010763 | 0.0010763 | 0.0010763 | 0.0010763 | 0.0010763 | 0.0010763 | 0.0010763 | 0.0010763 | 0.0010763 | 0.0010763 | 0.0010763 | 0.0010763 | 0.0010763 | 0.0010763 | 0.0010763 | 0.0010763 | 0.0010763 | 0.0010763 | 0.0010763 | 0.0010763 | 0.0010763 | 0.0010763 | 0.0010763 | 0.0010763 | 0.0010763 | 0.0010763 | 0.0010763 | 0.0010763 | 0.0010763 | 0.0010763 | 0.0010763 | 0.0010763 | 0.0010763 | 0.0010763 | 0.0010763 | 0.0010763 | 0.0010763 | 0.0010763 | 0.0010763 | 0.0010763 | 0.0010763 | 0.0010763 | 0.0010763 | 0.0010763 | 0.0010763 | 0.0010763 | 0.0010763 | 0.0010763 | 0.0010763 | 0.0010763 | 0.0010763 | 0.0010763 | 0.0010763 | 0.0010763 | 0.0010763 | 0.0010763 | 0.0010763 | 0.0010763 | 0.0010763 | 0.0010763 | 0.0010763 | 0.0010763 | 0.0010763 | 0.0010763 | 0.0010763 | 0.0010763 | 0.0010763 | 0.0010763 | 0.0010763 | 0.0010763 | 0.0010763 | 0.0010763 | 0.0010763 | 0.0010763 | 0.0010763 | 0.0010763 | 0.0010763 | 0.0010763 | 0.0010763 | 0.0010763 | 0.0010763 | 0.0010763 | 0.0010763 | 0.0010763 | 0.0010763 | 0.0010763 | 0.0010763 | 0.0010763 | 0.0010763 | 0.0010763 | 0.0010763 | 0.0010763 | 0.0010763 | 0.0010763 | 0.0010763 | 0.0010763 | 0.0010763 | 0.0010763 | 0.0010763 | 0.0010763 | 0.0010763 | 0.0010763 | 0.0010763 | 0.0010763 | 0.0010763 | 0.0010763 | 0.0010763 | 0.0010763 | 0.0010763 | 0.0010763 | 0.0010763 | 0.0010763 | 0.0010763 | 0.0010763 | 0.0010763 | 0.0010763 | 0.0010763 | 0.0010763 | 0.0010763 | 0.0010763 | 0.0010763 | 0.0010763 | 0.0010763 | 0.0010763 | 0.0010763 | 0.0010763 | 0.0010763 | 0.0010763 | 0.0010763 | 0.0010763 | 0.0010763 | 0.0010763 | 0.0010763 | 0.0010763 | 0.0010763 | 0.0010763 | 0.0010763 | 0.0010763 | 0.0010763 | 0.0010763 | 0.0010763 | 0.0010763 | 0.0010763 | 0.0010763 | 0.0010763 | 0.0010763 | 0.0010763 | 0.0010763 | 0.0010763 | 0.0010763 | 0.0010763 | 0.0010763 | 0.0010763 | 0.0010763 | 0.0010763 | 0.0010763 | 0.0010763 | 0.0010763 | 0.0010763 | 0.0010763 | 0.0010763 | 0.0010763 | 0.0010763 | 0.0010763 | 0.0010763 | 0.0010763 | 0.0010763 | 0.0010763 | 0.0010763 | 0.0010763 | 0.0010763 | 0.0010763 | 0.0010763 | 0.0010763 | 0.0010763 | 0.0010763 | 0.0010763 | 0.0010763 | 0.0010763 | 0.0010763 | 0.0010763 | 0.0010763 | 0.0010763 | 0.0010763 | 0.0010763 | 0.0010763 | 0.0010763 | 0.0010763 | 0.0010763 | 0.0010763 | 0.0010763 | 0.0010763 | 0.0010763 | 0.0010763 | 0.0010763 | 0.0010763 | 0.0010763 | 0.0010763 | 0.0010763 | 0.0010763 | 0.0010763 | 0.0010763 | 0.0010763 | 0.0010763 | 0.0010763 | 0.0010763 | 0.0010763 | 0.0010763 | 0.0010763 | 0.0010763 | 0.0010763 | 0.0010763 | 0.0010763 | 0.0010763 | 0.0010763 | 0.0010763 | 0.0010763 | 0.0010763 | 0.0010763 | 0.0010763 | 0.0010763 | 0.0010763 | 0.0010763 | 0.0010763 | 0.0010763 | 0.0010763 | 0.0010763 | 0.0010763 | 0.0010763 | 0.0010763 | 0.0010763 | 0.0010763 | 0.0010763 | 0.0010763 | 0.0010763 | 0.0010763 | 0.0010763 | 0.0010763 | 0.0010763 | 0.0010763 | 0.0010763 | 0.0010763 | 0.0010763 | 0.0010763 | 0.0010763 | 0.0010763 | 0.0010763 | 0.0010763 | 0.0010763 | 0.0010763 | 0.0010763 | 0.0010763 | 0.0010763 | 0.0010763 | 0.0010763 | 0.0010763 | 0.0010763 | 0.0010763 | 0.0010763 | 0.0010763 | 0.0010763 | 0.0010763 | 0.0010763 | 0.0010763 | 0.0010763 | 0.0010763 | 0.0010763 | 0.0010763 | 0.0010763 | 0.0010763 | 0.0010763 | 0.0010763 | 0.0010763 | 0.0010763 | 0.0010763 | 0.0010763 | 0.0010763 | 0.0010763 | 0.0010763 | 0.0010763 | 0.0010763 | 0.0010763 | 0.0010763 | 0.0010763 | 0.0010763 | 0.0010763 | 0.0010763 | 0.0010763 | 0.0010763 | 0.0010763 | 0.0010763 | 0.0010763 | 0.0010763 | 0.0010763 | 0.0010763 | 0.0010763 | 0.0010763 | 0.0010763 | 0.0010763 | 0.0010763 | 0.0010763 | 0.0010763 | 0.0010763 | 0.0010763 | 0.0010763 | 0.0010763 | 0.0010763 | 0.0010763 | 0.0010763 | 0.0010763 | 0.0010763 | 0.0010763 | 0.0010763 | 0.0010763 | 0.0010763 | 0.0010763 | 0.0010763 | 0.0010763 | 0.0010763 | 0.0010763 | 0.0010763 | 0.0010763 | 0.0010763 | 0.0010763 | 0.0010763 | 0.0010763 | 0.0010763 | 0.0010763 | 0.0010763 | 0.0010763 | 0.0010763 | 0.0010763 | 0.0010763 | 0.0010763 | 0.0010763 | 0.0010763 | 0.0010763 | 0.0010763 | 0.0010763 | 0.0010763 | 0.0010763 | 0.0010763 | 0.0010763 | 0.0010763 | 0.0010763 | 0.0010763 | 0.0010763 | 0.0010763 | 0.0010763 | 0.0010763 | 0.0010763 | 0.0010763 | 0.0010763 | 0.0010763 | 0.0010763 | 0.0010763 | 0.0010763 | 0.0010763 | 0.0010763 | 0.0010763 | 0.0010763 | 0.0010763 | 0.0010763 | 0.0010763 | 0.0010763 | 0.0010763 | 0.0010763 | 0.0010763 | 0.0010763 | 0.0010763 | 0.0010763 | 0.0010763 | 0.0010763 | 0.0010763 | 0.0010763 | 0.0010763 | 0.0010763 | 0.0010763 | 0.0010763 | 0.0010763 | 0.0010763 | 0.0010763 | 0.0010763 | 0.0010763 | 0.0010763 | 0.0010763 | 0.0010763 | 0.0010763 | 0.0010763 | 0.0010763 | 0.0010763 | 0.0010763 | 0.0010763 | 0.0010763 | 0.0010763 | 0.0010763 | 0.0010763 | 0.0010763 | 0.0010763 | 0.0010763 | 0.0010763 | 0.0010763 | 0.0010763 | 0.0010763 | 0.0010763 | 0.0010763 | 0.0010763 | 0.0010763 | 0.0010763 | 0.0010763 | 0.0010763 | 0.0010763 | 0.0010763 | 0.0010763 | 0.0010763 | 0.0010763 | 0.0010763 | 0.0010763 | 0.0010763 | 0.0010763 | 0.0010763 | 0.0010763 | 0.0010763 | 0.0010763 | 0.0010763 | 0.0010763 | 0.0010763 | 0.0010763 | 0.0010763 | 0.0010763 | 0.0010763 | 0.0010763 | 0.0010763 | 0.0010763 | 0.0010763 | 0.0010763 | 0.0010763 | 0.0010763 | 0.0010763 | 0.0010763 | 0.0010763 | 0.0010763 | 0.0010763 | 0.0010763 | 0.0010763 | 0.0010763 | 0.0010763 | 0.0010763 | 0.0010763 | 0.0010763 | 0.0010763 | 0.0010763 | 0.0010763 | 0.0010763 | 0.0010763 | 0.0010763 | 0.0010763 | 0.0010763 | 0.0010763 | 0.0010763 | 0.0010763 | 0.0010763 | 0.0010763 | 0.0010763 | 0.0010763 | 0.0010763 | 0.0010763 | 0.0010763 | 0.0010763 | 0.0010763 | 0.0010763 | 0.0010763 | 0.0010763 | 0.0010763 | 0.0010763 | 0.0010763 | 0.0010763 | 0.0010763 | 0.0010763 | 0.0010763 | 0.0010763 | 0.0010763 | 0.0010763 | 0.0010763 | 0.0010763 | 0.0010763 | 0.0010763 | 0.0010763 | 0.0010763 | 0.0010763 | 0.0010763 | 0.0010763 | 0.0010763 | 0.0010763 | 0.0010763 | 0.0010763 | 0.0010763 | 0.0010763 | 0.0010763 | 0.0010763 | 0.0010763 | 0.0010763 | 0.0010763 | 0.0010763 | 0.0010763 | 0.0010763 | 0.0010763 | 0.0010763 | 0.0010763 | 0.0010763 | 0.0010763 | 0.0010763 | 0.0010763 | 0.0010763 | 0.0010763 | 0.0010763 | 0.0010763 | 0.0010763 | 0.0010763 | 0.0010763 | 0.0010763 | 0.0010763 | 0.0010763 | 0.0010763 | 0.0010763 | 0.0010763 | 0.0010763 | 0.0010763 | 0.0010763 | 0.0010763 | 0.0010763 | 0.0010763 | 0.0010763 | 0.0010763 | 0.0010763 | 0.0010763 | 0.0010763 | 0.0010763 | 0.0010763 | 0.0010763 | 0.0010763 | 0.0010763 | 0.0010763 | 0.0010763 | 0.0010763 | 0.0010763 | 0.0010763 | 0.0010763 | 0.0010763 | 0.0010763 | 0.0010763 | 0.0010763 | 0.0010763 | 0.0010763 | 0.0010763 | 0.0010763 | 0.0010763 | 0.0010763 | 0.0010763 | 0.0010763 | 0.0010763 | 0.0010763 | 0.0010763 | 0.0010763 | 0.0010763 | 0.0010763 | 0.0010763 | 0.0010763 | 0.0010763 | 0.0010763 | 0.0010763 | 0.0010763 | 0.0010763 | 0.0010763 | 0.0010763 | 0.0010763 | 0.0010763 | 0.0010763 | 0.0010763 | 0.0010763 | 0.0010763 | 0.0010763 | 0.0010763 | 0.0010763 | 0.0010763 | 0.0010763 | 0.0010763 | 0.0010763 | 0.0010763 | 0.0010763 | 0.0010763 | 0.0010763 | 0.0010763 | 0.0010763 | 0.0010763 | 0.0010763 | 0.0010763 | 0.0010763 | 0.0010763 | 0.0010763 | 0.0010763 | 0.0010763 | 0.0010763 | 0.0010763 | 0.0010763 | 0.0010763 | 0.0010763 | 0.0010763 | 0.0010763 | 0.0010763 | 0.0010763 | 0.0010763 | 0.0010763 | 0.0010763 | 0.0010763 | 0.0010763 | 0.0010763 | 0.0010763 | 0.0010763 | 0.0010763 | 0.0010763 | 0.0010763 | 0.0010763 | 0.0010763 | 0.0010763 | 0.0010763 | 0.0010763 | 0.0010763 | 0.0010763 | 0.0010763 | 0.0010763 | 0.0010763 | 0.0010763 | 0.0010763 | 0.0010763 | 0.0010763 | 0.0010763 | 0.0010763 | 0.0010763 | 0.0010763 | 0.0010763 | 0.0010763 | 0.0010763 | 0.0010763 | 0.0010763 | 0.0010763 | 0.0010763 | 0.0010763 | 0.0010763 | 0.0010763 | 0.0010763 | 0.0010763 | 0.0010763 | 0.0010763 | 0.0010763 | 0.0010763 | 0.0010763 | 0.0010763 | 0.0010763 | 0.0010763 | 0.0010763 | 0.0010763 | 0.0010763 | 0.0010763 | 0.0010763 | 0.0010763 | 0.0010763 | 0.0010763 | 0.0010763 | 0.0010763 | 0.0010763 | 0.0010763 | 0.0010763 | 0.0010763 | 0.0010763 | 0.0010763 | 0.0010763 | 0.0010763 | 0.0010763 | 0.0010763 | 0.0010763 | 0.0010763 | 0.0010763 | 0.0010763 | 0.0010763 | 0.0010763 | 0.0010763 | 0.0010763 | 0.0010763 | 0.0010763 | 0.0010763 | 0.0010763 | 0.0010763 | 0.0010763 | 0.0010763 | 0.0010763 | 0.0010763 | 0.0010763 | 0.0010763 | 0.0010763 | 0.0010763 | 0.0010763 | 0.0010763 | 0.0010763 | 0.0010763 | 0.0010763 | 0.0010763 | 0.0010763 | 0.0010763 | 0.0010763 | 0.0010763 | 0.0010763 | 0.0010763 | 0.0010763 | 0.0010763 | 0.0010763 | 0.0010763 | 0.0010763 | 0.0010763 | 0.0010763 | 0.0010763 | 0.0010763 | 0.0010763 | 0.0010763 | 0.0010763 | 0.0010763 | 0.0010763 | 0.0010763 | 0.0010763 | 0.0010763 | 0.0010763 | 0.0010763 | 0.0010763 | 0.0010763 | 0.0010763 | 0.0010763 | 0.0010763 | 0.0010763 | 0.0010763 | 0.0010763 | 0.0010763 | 0.0010763 | 0.0010763 | 0.0010763 | 0.0010763 | 0.0010763 | 0.0010763 | 0.0010763 | 0.0010763 | 0.0010763 | 0.0010763 | 0.0010763 | 0.0010763 | 0.0010763 | 0.0010763 | 0.0010763 | 0.0010763 | 0.0010763 | 0.0010763 | 0.0010763 | 0.0010763 | 0.0010763 | 0.0010763 | 0.0010763 | 0.0010763 | 0.0010763 | 0.0010763 | 0.0010763 | 0.0010763 | 0.0010763 | 0.0010763 | 0.0010763 | 0.0010763 | 0.0010763 | 0.0010763 | 0.0010763 | 0.0010763 | 0.0010763 | 0.0010763 | 0.0010763 | 0.0010763 | 0.0010763 | 0.0010763 | 0.0010763 | 0.0010763 | 0.0010763 | 0.0010763 | 0.0010763 | 0.0010763 | 0.0010763 | 0.0010763 | 0.0010763 | 0.0010763 | 0.0010763 | 0.0010763 | 0.0010763 | 0.0010763 | 0.0010763 | 0.0010763 | 0.0010763 | 0.0010763 | 0.0010763 | 0.0010763 | 0.0010763 | 0.0010763 | 0.0010763 | 0.0010763 | 0.0010763 | 0.0010763 | 0.0010763 | 0.0010763 | 0.0010763 | 0.0010763 | 0.0010763 | 0.0010763 | 0.0010763 | 0.0010763 | 0.0010763 | 0.0010763 | 0.0010763 | 0.0010763 | 0.0010763 | 0.0010763 | 0.0010763 | 0.0010763 | 0.0010763 | 0.0010763 | 0.0010763 | 0.0010763 | 0.0010763 | 0.0010763 | 0.0010763 | 0.0010763 | 0.0010763 | 0.0010763 | 0.0010763 | 0.0010763 | 0.0010763 | 0.0010763 | 0.0010763 | 0.0010763 | 0.0010763 | 0.0010763 | 0.0010763 | 0.0010763 | 0.0010763 | 0.0010763 | 0.0010763 | 0.0010763 | 0.0010763 | 0.0010763 | 0.0010763 | 0.0010763 | 0.0010763 | 0.0010763 | 0.0010763 | 0.0010763 | 0.0010763 | 0.0010763 | 0.0010763 | 0.0010763 | 0.0010763 | 0.0010763 | 0.0010763 | 0.0010763 | 0.0010763 | 0.0010763 | 0.0010763 | 0.0010763 | 0.0010763 | 0.0010763 | 0.0010763 | 0.0010763 | 0.0010763 | 0.0010763 | 0.0010763 | 0.0010763 | 0.0010763 | 0.0010763 | 0.0010763 | 0.0010763 | 0.0010763 | 0.0010763 | 0.0010763 | 0.0010763 | 0.0010763 | 0.0010763 | 0.0010763 | 0.0010763 | 0.0010763 | 0.0010763 | 0.0010763 | 0.0010763 | 0.0010763 | 0.0010763 | 0.0010763 | 0.0010763 | 0.0010763 | 0.0010763 | 0.0010763 | 0.0010763 | 0.0010763 | 0.0010763 | 0.0010763 | 0.0010763 | 0.0010763 | 0.0010763 | 0.0010763 | 0.0010763 | 0.0010763 | 0.0010763 | 0.0010763 | 0.0010763 | 0.0010763 | 0.0010763 | 0.0010763 | 0.0010763 | 0.0010763 | 0.0010763 | 0.0010763 | 0.0010763 | 0.0010763 | 0.0010763 | 0.0010763 | 0.0010763 | 0.0010763 | 0.0010763 | 0.0010763 | 0.0010763 | 0.0010763 | 0.0010763 | 0.0010763 | 0.0010763 | 0.0010763 | 0.0010763 | 0.0010763 | 0.0010763 | 0.0010763 | 0.0010763 | 0.0010763 | 0.0010763 | 0.0010763 | 0.0010763 | 0.0010763 | 0.0010763 | 0.0010763 | 0.0010763 | 0.0010763 | 0.0010763 | 0.0010763 | 0.0010763 | 0.0010763 | 0.0010763 | 0.0010763 | 0.0010763 | 0.0010763 | 0.0010763 | 0.0010763 | 0.0010763 | 0.0010763 | 0.0010763 | 0.0010763 | 0.0010763 | 0.0010763 | 0.0010763 | 0.0010763 | 0.0010763 | 0.0010763 | 0.0010763 | 0.0010763 | 0.0010763 | 0.0010763 | 0.0010763 | 0.0010763 | 0.0010763 | 0.0010763 | 0.0010763 | 0.0010763 | 0.0010763 | 0.0010763 | 0.0010763 | 0.0010763 | 0.0010763 | 0.0010763 | 0.0010763 | 0.0010763 | 0.0010763 | 0.0010763 | 0.0010763 | 0.0010763 | 0.0010763 | 0.0010763 | 0.0010763 | 0.0010763 | 0.0010763 | 0.0010763 | 0.0010763 | 0.0010763 | 0.0010763 | 0.0010763 | 0.0010763 | 0.0010763 | 0.0010763 | 0.0010763 | 0.0010763 | 0.0010763 | 0.0010763 | 0.0010763 | 0.0010763 | 0.0010763 | 0.0010763 | 0.0010763 | 0.0010763 | 0.0010763 | 0.0010763 | 0.0010763 | 0.0010763 | 0.0010763 | 0.0010763 | 0.0010763 | 0.0010763 | 0.0010763 | 0.0010763 | 0.0010763 | 0.0010763 | 0.0010763 | 0.0010763 | 0.0010763 | 0.0010763 | 0.0010763 | 0.0010763 | 0.0010763 | 0.0010763 | 0.0010763 | 0.0010763 | 0.0010763 | 0.0010763 | 0.0010763 | 0.0010763 | 0.0010763
Biological decay rate | λ | lognormal | 0.000175 | 0.43 | /s | Derived from van Doremalen (2020) | λ | 1.266e-07 | 4.777e-10 | 0.00073603 | 4.1817e-07 | 2.5079e-05 | 3.7711e-08 | 1.6278e-08 | 2.0485e-06 | 3.5289e-07 | 2.182e-10 | 4.3312e-07 | 3.7757e-09 | 2.0496e-06 | 3.1575e-05 | 3.735e-08 | 2.8578e-10 | 1.7732e-07 | 1.354e-07 | 1.2103e-07 | 1.0352e-07 | 1.6887e-08 | 7.3005e-09 | 3.4267e-09 | 9.2318e-07 | 2.8508e-09 | 1.083e-07 | 4.3834e-08 | 1.2914e-08 | 9.2353e-10 | 5.2231e-06 | 1.9586e-07 | 1.7898e-11 | 1.9506e-08 | 1.5803e-07 | 4.2904e-06 | 6.5735e-08 | 5.249e-07 | 1.1147e-07 | 5.8232e-08 | 2.622e-07 | 2.9187e-08 | 8.1142e-05 | 9.5825e-07 | 2.7011e-07 | 2.1773e-07 | 7.2552e-06 | 2.7189e-08 | 1.7189e-06 | 4.5764e-06 | 0.00012264 | 1.6521e-08 | 2.1078e-07 | 2.2373e-10 | 5.0599e-08 | 6.2778e-12 | 3.9748e-10 | 2.0273e-06 | 1.443e-09 | 7.3108e-09 | 6.1566e-07 | 4.5698e-09 | 4.7948e-07 | 1.4453e-07 | 5.3637e-05 | 4.0671e-10 | 8.0501e-09 | 8.0747e-09 | 4.3845e-06 | 7.4893e-10 | 8.8342e-06 | 2.8697e-09 | 1.4039e-07 | 2.4114e-09 | 4.5839e-09 | 1.1885e-07 | 1.9212e-07 | 3.7567e-06 | 1.2853e-07 | 8.4969e-08 | 1.5163e-06 | 2.6964e-07 | 6.4777e-10 | 2.7729e-06 | 3.9418e-08 | 1.0503e-06 | 4.1881e-06 | 9.6096e-08 | 2.9449e-08 | 3.4777e-09 | 4.4202e-06 | 2.5243e-07 | 1.1717e-06 | 5.7837e-09 | 6.4814e-07 | 1.6096e-08 | 2.1219e-06 | 1.6395e-08 | 2.2882e-08 | 5.5279e-08 | 0.00021878 | 5.2671e-06 | 2.6221e-08 | 1.5193e-10 | 4.8953e-10 | 1.6131e-05 | 4.2765e-08 | 1.1198e-07 | 6.0279e-07 | 7.1228e-09 | 1.0642e-06 | 7.4132e-09 | 6.0833e-06 | 8.2505e-10 | 9.5125e-07 | 5.1225e-06 | 1.7376e-09 | 1.6951e-07 | 1.973e-08 | 7.9395e-06 | 2.6635e-10 | 1.4873e-08 | 1.3673e-08 | 8.4787e-08 | 9.4538e-06 | 4.5906e-07 | 5.0429e-06 | 8.6051e-07 | 3.053e-09 | 1.2765e-07 | 4.7147e-09 | 1.7234e-07 | 6.1358e-08 | 1.107e-09 | 2.4155e-11 | 5.2533e-10 | 4.3275e-11 | 6.1589e-06 | 6.6188e-08 | 2.2633e-07 | 2.367e-07 | 1.1285e-07 | 1.0209e-09 | 1.2261e-07 | 2.1331e-06 | 3.1679e-08 | 8.171e-09 | 0.0003209 | 7.0793e-08 | 1.7047e-06 | 2.6758e-05 | 1.1774e-08 | 1.4508e-05 | 1.4817e-10 | 1.7751e-09 | 6.8109e-09 | 5.6915e-08 | 3.1042e-09 | 3.1946e-10 | 1.8554e-07 | 1.5886e-08 | 6.3373e-08 | 1.2972e-09 | 7.1638e-10 | 8.3224e-07 | 6.846e-13 | 2.1101e-08 | 9.6982e-10 | 4.2545e-09 | 7.8892e-09 | 1.8898e-06 | 1.6279e-06 | 1.5242e-07 | 1.1271e-10 | 8.6252e-05 | 3.2525e-09 | 1.7142e-07 | 2.3322e-09 | 6.4186e-08 | 8.0553e-08 | 3.7465e-08 | 2.3108e-05 | 3.8653e-09 | 2.8396e-06 | 2.4651e-05 | 9.6585e-07 | 1.1823e-08 | 5.1803e-07 | 8.35e-09 | 7.4364e-09 | 5.67e-06 | 4.6709e-07 | 2.1027e-07 | 5.5476e-09 | 7.6364e-10 | 3.5288e-10 | 8.653e-11 | 7.1189e-10 | 1.6347e-10 | 8.3179e-07 | 1.1888e-07 | 3.4417e-10 | 7.8901e-10 | 1.8917e-08 | 4.7428e-09 | 9.9259e-06 | 1.0003e-07 | 2.6427e-08 | 2.3838e-08 | 2.6799e-08 | 1.0564e-07 | 1.1377e-05 | 6.946e-06 | 8.4657e-08 | 5.3972e-07 | 7.7653e-09 | 1.676e-09 | 5.9034e-08 | 5.3317e-10 | 1.4335e-06 | 1.5993e-05 | 6.0301e-08 | 5.5126e-09 | 6.5662e-08 | 1.5991e-11 | 8.296e-05 | 2.521e-09 | 2.0649e-06 | 1.3532e-06 | 5.038e-11 | 7.2027e-07 | 1.2941e-07 | 2.9729e-07 | 5.6461e-11 | 2.1073e-10 | 6.1053e-09 | 1.9916e-08 | 2.4314e-05 | 2.1494e-09 | 1.234e-09 | 2.7675e-10 | 9.7026e-12 | 4.4088e-05 | 2.7002e-06 | 1.9377e-08 | 4.4195e-07 | 1.3667e-08 | 1.238e-07 | 1.8956e-08 | 3.7909e-08 | 1.2346e-06 | 6.4273e-08 | 2.2384e-08 | 3.9423e-08 | 4.0284e-05 | 2.11e-08 | 9.2258e-09 | 8.3383e-08 | 2.8634e-06 | 2.4942e-08 | 2.6957e-08 | 3.0037e-07 | 5.7602e-08 | 1.3295e-06 | 1.8142e-06 | 6.5879e-11 | 6.2216e-08 | 2.076e-06 | 2.6893e-09 | 1.8682e-08 | 8.9452e-05 | 1.5289e-08 | 2.14e-08 | 1.252e-07 | 9.3656e-08 | 0.00032686 | 2.7376e-10 | 0.0001552 | 3.4216e-08 | 4.697e-06 | 4.8241e-08 | 3.7873e-07 | 5.2005e-06 | 2.9693e-09 | 1.499e-11 | 9.6541e-08 | 9.3728e-08 | 6.3495e-09 | 5.9814e-07 | 2.9419e-08 | 6.1698e-09 | 6.9066e-05 | 2.593e-06 | 8.1534e-09 | 9.5079e-08 | 2.7728e-08 | 9.4705e-09 | 6.5479e-08 | 1.5606e-06 | 1.0249e-06 | 3.2041e-07 | 6.7551e-09 | 3.4359e-08 | 4.866e-09 | 4.3916e-09 | 9.5123e-07 | 1.0982e-07 | 9.2346e-09 | 3.0568e-09 | 1.8518e-07 | 5.4176e-06 | 1.3833e-08 | 6.0135e-08 | 9.185e-10 | 1.5988e-11 | 3.5102e-10 | 1.1027e-06 | 2.493e-08 | 1.1169e-07 | 1.6581e-05 | 1.8361e-06 | 1.2836e-07 | 8.9011e-09 | 4.8363e-09 | 7.0554e-06 | 1.5567e-06 | 2.6579e-07 | 2.8941e-05 | 1.3623e-09 | 0.0001073 | 1.7406e-06 | 1.6072e-07 | 1.5208e-08 | 1.9682e-07 | 2.2854e-06 | 1.0256e-09 | 3.8007e-07 | 2.0476e-08 | 3.04e-08 | 6.1046e-06 | 2.1157e-06 | 2.2337e-09 | 6.3226e-08 | 2.2177e-06 | 6.6496e-07 | 7.279e-08 | 2.1637e-05 | 1.3673e-05 | 5.5826e-09 | 3.4568e-08 | 3.1225e-08 | 2.6719e-09 | 7.3616e-08 | 3.8406e-10 | 6.1678e-07 | 1.9331e-08 | 7.6477e-08 | 0.00041269 | 1.7121e-07 | 3.0222e-06 | 6.0311e-07 | 9.6514e-08 | 2.9767e-11 | 5.7166e-08 | 6.8862e-12 | 4.5037e-07 | 8.2699e-07 | 9.0553e-09 | 2.7914e-07 | 1.1907e-08 | 4.7679e-09 | 5.1058e-12 | 6.7836e-14 | 3.5829e-07 | 2.1975e-09 | 6.3153e-06 | 3.6522e-06 | 8.5358e-09 | 2.1097e-08 | 7.8707e-09 | 1.0783e-09 | 2.7082e-08 | 1.7832e-07 | 1.2369e-08 | 4.914e-08 | 6.9714e-08 | 1.4082e-07 | 4.3804e-07 | 3.3358e-10 | 1.6124e-06 | 3.8598e-07 | 6.2907e-09 | 1.5073e-05 | 1.0768e-08 | 4.7001e-08 | 1.8909e-05 | 2.5917e-08 | 2.1897e-09 | 3.0275e-07 | 1.3845e-07 | 8.9641e-12 | 5.2954e-08 | 2.0164e-08 | 6.6383e-06 | 3.3773e-09 | 6.1915e-07 | 1.0776e-07 | 4.0308e-06 | 5.3635e-07 | 5.9066e-07 | 1.3733e-09 | 1.4916e-09 | 8.4481e-06 | 9.5553e-06 | 7.7856e-07 | 2.6677e-09 | 2.0621e-05 | 5.956e-08 | 1.1134e-07 | 8.4997e-09 | 3.4262e-10 | 2.8031e-09 | 4.6768e-07 | 1.353e-07 | 3.7958e-09 | 2.8328e-06 | 4.0299e-07 | 5.5411e-12 | 4.6951e-11 | 9.9551e-09 | 2.7734e-08 | 3.9615e-06 | 1.6641e-07 | 6.6536e-09 | 1.6015e-10 | 2.1518e-07 | 1.3937e-06 | 1.395e-07 | 4.9431e-06 | 0.00020469 | 7.1302e-11 | 6.9129e-07 | 2.6065e-08 | 2.5316e-09 | 3.4269e-11 | 1.5555e-07 | 3.9117e-09 | 9.7655e-11 | 5.8824e-08 | 2.4257e-07 | 5.7898e-11 | 6.8129e-06 | 1.4713e-07 | 4.2428e-07 | 4.2055e-10 | 2.5061e-06 | 1.826e-05 | 9.115e-07 | 8.0538e-09 | 1.2442e-10 | 6.6764e-07 | 2.1757e-10 | 6.7243e-07 | 2.5823e-07 | 2.0598e-11 | 2.6166e-07 | 4.4567e-06 | 3.7319e-09 | 1.0467e-09 | 0.00020471 | 1.7046e-09 | 6.1683e-10 | 5.2248e-07 | 5.5188e-11 | 2.1429e-07 | 4.3881e-09 | 5.69e-05 | 3.9194e-08 | 2.8092e-08 | 1.8317e-10 | 1.1505e-06 | 4.4189e-09 | 9.6913e-09 | 1.6848e-09 | 7.7167e-09 | 2.1539e-05 | 6.139e-09 | 0.00021078 | 2.0028e-07 | 5.7774e-05 | 5.8809e-08 | 3.4825e-09 | 5.3717e-07 | 5.5373e-07 | 5.2075e-07 | 1.4189e-07 | 2.8769e-09 | 4.5408e-06 | 1.3627e-06 | 0.00011508 | 2.7596e-08 | 2.0185e-08 | 2.7714e-11 | 3.4153e-08 | 1.276e-08 | 1.1139e-08 | 3.127e-05 | 7.1765e-09 | 8.4904e-06 | 1.1477e-06 | 1.8503e-08 | 2.7089e-10 | 1.3485e-09 | 6.9044e-08 | 9.9478e-10 | 4.1182e-07 | 8.3608e-08 | 3.0016e-08 | 2.4768e-07 | 1.8347e-08 | 1.2329e-08 | 2.4295e-07 | 1.055e-05 | 7.442e-09 | 4.4148e-08 | 6.9133e-09 | 2.8525e-07 | 2.7997e-11 | 1.5266e-07 | 1.2415e-08 | 2.9795e-05 | 3.3091e-08 | 1.286e-08 | 1.9335e-10 | 4.4434e-07 | 5.8064e-05 | 1.898e-08 | 3.0248e-06 | 1.8871e-07 | 3.7317e-09 | 3.3351e-09 | 4.6937e-06 | 1.1586e-05 | 2.0852e-08 | 6.2123e-07 | 6.8693e-07 | 8.9886e-07 | 7.5318e-11 | 1.5527e-06 | 0.005099 | 8.3103e-08 | 2.2705e-06 | 3.8915e-11 | 3.717e-08 | 1.6824e-07 | 1.3497e-10 | 3.1731e-06 | 4.3745e-05 | 2.6854e-06 | 9.4592e-08 | 9.4538e-10 | 1.2742e-05 | 1.2965e-07 | 1.0849e-06 | 2.9591e-08 | 1.8221e-07 | 3.3852e-08 | 2.7685e-06 | 1.0933e-08 | 2.4582e-07 | 4.1503e-09 | 4.2365e-05 | 0.00070288 | 1.0045e-05 | 5.6376e-11 | 1.2279e-10 | 4.2299e-05 | 4.7537e-06 | 2.4289e-10 | 2.9203e-05 | 1.0296e-09 | 4.3658e-09 | 1.0987e-09 | 0.00071514 | 1.2106e-07 | 8.5069e-09 | 8.5706e-10 | 1.4488e-07 | 1.3407e-06 | 6.6109e-06 | 3.5959e-06 | 1.344e-07 | 3.9664e-07 | 0.004448 | 2.2916e-07 | 1.3675e-07 | 4.8795e-06 | 3.319e-05 | 9.3199e-05 | 2.9763e-12 | 2.3786e-09 | 0.00016589 | 5.7932e-07 | 2.8947e-11 | 6.851e-10 | 0.00016203 | 3.4291e-08 | 1.5245e-07 | 1.1136e-10 | 1.1039e-06 | 4.3372e-10 | 2.5795e-07 | 1.1222e-09 | 6.3e-09 | 0.0013394 | 2.6115e-09 | 1.5537e-10 | 2.3204e-11 | 2.0017e-05 | 1.6367e-10 | 6.6811e-12 | 8.9535e-09 | 0.00023769 | 7.0267e-06 | 1.9432e-10 | 6.3513e-08 | 9.9189e-09 | 1.1022e-09 | 2.7432e-09 | 1.3372e-06 | 0.00012552 | 1.458e-05 | 4.5475e-06 | 3.7782e-09 | 7.9535e-08 | 4.2608e-06 | 2.5242e-10 | 5.2298e-08 | 2.2983e-06 | 5.1643e-08 | 1.0201e-09 | 2.5256e-11 | 0.00041083 | 6.6954e-06 | 3.1172e-07 | 1.0313e-10 | 4.3089e-06 | 1.1891e-06 | 6.2539e-08 | 1.592e-07 | 1.2025e-09 | 3.9143e-08 | 4.2851e-09 | 5.5786e-07 | 4.6499e-10 | 2.3577e-06 | 1.1827e-09 | 4.9771e-07 | 1.0589e-09 | 4.7977e-10 | 2.8346e-09 | 4.2229e-08 | 9.5526e-09 | 0.020377 | 3.5117e-09 | 2.4595e-08 | 0.00054417 | 1.1027e-05 | 4.0775e-08 | 1.0655e-05 | 1.3448e-06 | 2.1217e-08 | 1.2933e-08 | 8.4316e-08 | 4.2531e-06 | 8.5306e-11 | 2.3427e-05 | 7.7493e-06 | 3.0091e-09 | 3.9283e-07 | 7.2105e-08 | 1.4528e-09 | 7.8925e-05 | 1.1662e-10 | 2.2262e-06 | 1.058e-07 | 6.0201e-08 | 1.845e-06 | 2.8132e-08 | 2.2267e-09 | 4.4817e-05 | 3.2045e-07 | 1.5443e-06 | 1.2523e-09 | 7.9793e-08 | 4.4408e-07 | 1.6485e-10 | 8.0304e-06 | 9.0083e-08 | 6.8343e-07 | 4.7856e-08 | 5.0227e-08 | 3.364e-09 | 8.0859e-10 | 6.5028e-05 | 4.9471e-06 | 6.0798e-08 | 1.6362e-09 | 5.1996e-06 | 3.7152e-06 | 0.012169 | 1.2751e-06 | 6.939e-10 | 2.3919e-05 | 1.1908e-05 | 0.00015192 | 1.2912e-09 | 1.1474e-06 | 1.8388e-10 | 6.3018e-07 | 1.8646e-08 | 1.1262e-07 | 1.1342e-11 | 1.0093e-09 | 1.3001e-12 | 1.2245e-06 | 1.4393e-09 | 2.7563e-06 | 3.8554e-07 | 1.2642e-06 | 1.0258e-05 | 1.578e-08 | 6.5477e-09 | 1.2522e-07 | 2.1986e-06 | 1.2044e-08 | 1.7505e-07 | 7.7366e-10 | 2.1333e-05 | 9.1267e-09 | 5.4735e-06 | 2.0606e-09 | 4.3526e-09 | 6.7579e-06 | 2.7089e-11 | 5.007e-11 | 4.7147e-10 | 6.0479e-05 | 1.1928e-05 | 2.3629e-08 | 7.3769e-11 | 2.6758e-09 | 6.4769e-06 | 0.00011062 | 1.3179e-07 | 1.4027e-05 | 4.1944e-07 | 1.7603e-10 | 5.8873e-07 | 2.9056e-08 | 3.5858e-10 | 7.6559e-08 | 2.1293e-07 | 1.2158e-09 | 6.5119e-07 | 7.7412e-07 | 9.9496e-05 | 1.6796e-10 | 3.0122e-05 | 4.3917e-06 | 9.1151e-08 | 3.3234e-08 | 0.0001505 | 1.5663e-05 | 8.2592e-07 | 5.3524e-06 | 1.4801e-08 | 3.0769e-09 | 2.1926e-06 | 3.0626e-08 | 1.2642e-06 | 2.2667e-08 | 6.7406e-07 | 8.7493e-08 | 1.5369e-08 | 1.691e-08 | 6.0155e-09 | 6.5687e-06 | 4.6092e-06 | 4.1479e-06 | 1.2753e-08 | 8.1975e-10 | 6.2849e-09 | 2.1082e-09 | 1.481e-05 | 2.5064e-08 | 4.3413e-07 | 2.3613e-10 | 1.6129e-10 | 6.2011e-05 | 4.5071e-07 | 1.4613e-06 | 1.2807e-07 | 2.9642e-05 | 2.0504e-07 | 6.9943e-11 | 6.4053e-07 | 0.0032012 | 5.8863e-07 | 2.529e-09 | 2.3067e-08 | 9.6802e-10 | 4.0282e-05 | 2.6219e-08 | 3.0019e-07 | 6.6215e-08 | 1.5491e-09 | 1.1116e-06 | 8.1612e-10 | 2.7371e-08 | 1.1843e-05 | 9.4332e-08 | 7.5158e-08 | 1.0698e-07 | 4.3928e-05 | 3.654e-08 | 3.6263e-05 | 5.618e-08 | 5.5767e-08 | 0.00018943 | 2.2389e-08 | 4.9588e-06 | 3.0725e-09 | 7.8089e-09 | 1.4432e-06 | 6.3039e-08 | 3.5989e-09 | 3.1143e-06 | 6.4511e-09 | 1.6293e-07 | 3.3117e-09 | 7.4772e-09 | 2.3134e-08 | 1.2395e-06 | 4.3506e-05 | 1.8328e-06 | 1.7361e-10 | 2.1865e-08 | 1.6487e-09 | 1.31e-09 | 4.3633e-06 | 9.3227e-07 | 2.9627e-08 | 2.4529e-05 | 4.1725e-08 | 4.3387e-11 | 4.02e-07 | 1.2874e-07 | 1.2751e-07 | 2.2904e-12 | 1.7442e-07 | 1.214e-07 | 4.886e-07 | 8.0529e-08 | 5.1095e-07 | 1.2192e-06 | 5.3015e-07 | 9.8357e-06 | 1.4619e-07 | 4.4757e-09 | 5.9288e-11 | 1.1925e-06 | 6.3197e-09 | 4.5891e-06 | 5.9436e-09 | 2.7876e-06 | 2.5107e-09 | 1.2299e-07 | 5.749e-08 | 0.00066977 | 4.7781e-07 | 4.7318e-06 | 3.0455e-07 | 5.9451e-09 | 0.00011054 | 2.2353e-08 | 0.0026248 | 1.7832e-05 | 9.9013e-06 | 1.8373e-06 | 7.7399e-08 | 6.8556e-12 | 7.9247e-09 | 9.3304e-07 | 9.9862e-09 | 1.6381e-09 | 7.1085e-06 | 2.028e-08 | 1.3873e-06 | 3.6773e-09 | 1.1124e-06 | 4.1296e-05 | 4.704e-06 | 7.3602e-09 | 3.6835e-06 | 6.9042e-08 | 0.00015048 | 3.1479e-08 | 1.5643e-05 | 4.7647e-06 | 1.7092e-11 | 7.2088e-06 | 1.2637e-05 | 1.3287e-05 | 2.3198e-07 | 5.8283e-07 | 2.5425e-08 | 3.6998e-05 | 6.5881e-06 | 1.087e-08 | 4.2677e-07 | 3.9208e-12 | 1.0122e-06 | 3.2027e-07 | 1.161e-05 | 0.0002098 | 1.5272e-10 | 2.1873e-07 | 2.517e-09 | 2.0063e-06 | 4.0037e-08 | 6.1783e-11 | 5.7223e-06 | 2.0769e-08 | 3.4475e-09 | 6.6426e-06 | 4.8251e-07 | 7.4715e-09 | 4.839e-06 | 3.4959e-10 | 0.00019914 | 7.6449e-09 | 1.2013e-05 | 6.8824e-09 | 1.9176e-06 | 1.0939e-06 | 4.2438e-07 | 4.7138e-10 | 6.1927e-06 | 8.377e-05 | 7.0209e-07 | 1.6734e-08 | 0.00022112 | 4.0185e-10 | 8.6539e-07 | 6.6735e-08 | 2.7016e-05 | 6.9366e-07 | 6.371e-07 | 3.9602e-10 | 1.6793e-06 | 1.4024e-07 | 1.5426e-07 | 1.1652e-07 | 1.4704e-06 | 2.9447e-07 | 9.6958e-10 | 2.2406e-07 | 1.4159e-07 | 1.6163e-09 | 3.9107e-08 | 1.3643e-07 | 2.8977e-08 | 4.5444e-08 | 1.4324e-09 | 1.5687e-07 | 1.899e-11 | 7.3638e-09 | 3.5143e-06 | 4.3318e-09 | 8.1111e-07 | 5.3513e-09 | 8.8255e-08 | 3.0899e-09 | 5.4671e-09 | 5.5056e-08 | 3.7811e-06 | 3.1994e-07 | 3.936e-09 | 5.3957e-08 | 8.5716e-08 | 1.2575e-06 | 0.000592 | 4.4294e-09 | 8.5135e-09 | 2.3313e-09 | 5.511e-07 | 4.0104e-09 | 4.7675e-08 | 3.0383e-08 | 3.9012e-08 | 9.6472e-08 | 4.3815e-08 | 0.00019075 | 5.9587e-05 | 2.5262e-10 | 1.095e-09 | 5.0956e-05 | 5.4123e-07 | 6.2627e-09 | 9.6478e-07 | 3.2581e-08 | 1.4133e-05 | 4.7386e-07 | 9.1805e-10 | 3.7921e-07 | 9.8122e-05 | 3.1384e-07 | 5.5419e-08 | 2.1855e-08 | 6.5159e-07 | 4.9715e-08 | 5.3696e-10 | 1.6951e-10 | 6.7949e-08 | 1.7268e-06 | 2.5209e-06 | 1.026e-07 | 1.1256e-08 | 3.3563e-07 | 0.00026203 | 0.0016092 | 1.4124e-09 | 1.3689e-07 | 9.5411e-09 | 1.4873e-07 | 9.008e-08 | 3.8191e-09 | 9.9832e-07 | 3.5528e-05 | 6.6472e-06 | 4.2174e-07 | 2.024e-08 | 8.0781e-09 | 3.5796e-08 | 3.4384e-07 | 6.161e-06 | 5.1514e-08 | 2.5835e-08 | 6.6492e-09 | 2.5078e-09 | 2.8005e-08 | 1.7392e-11 | 5.0328e-06 | 4.5044e-07 | 2.0489e-08 | 1.0115e-07 | 3.7429e-12 | 2.1826e-07 | 3.8089e-07 | 1.4279e-08 | 9.1702e-09 | 3.4328e-06 | 2.0928e-06 | 1.1445e-06 | 1.4194e-10 | 1.1775e-06 | 3.7149e-08 | 8.8792e-09 | 2.6392e-09 | 8.6473e-06 | 1.0466e-11 | 5.1701e-06 | 8.3497e-07 | 3.5525e-08 | 1.3844e-08 | 1.5192e-07 | 6.0322e-11 | 4.017e-07 | 1.1118e-07 | 4.0144e-08 | 3.2548e-11 | 4.0087e-06 | 5.5679e-08 | 1.1536e-09 | 2.7246e-05 | 5.0272e-09 | 4.2605e-09 | 2.3156e-08 | 1.3696e-08 | 1.7199e-06 | 1.9168e-08 | 2.2165e-06 | 9.1664e-08 | 4.9773e-07 | 1.5942e-07 | 6.3697e-06 | 7.9498e-08 | 1.9188e-10 | 1.7233e-07 | 5.1257e-06 | 5.4551e-07 | 6.0297e-13 | 1.1639e-11 | 3.8244e-09 | 8.1493e-06 | 7.6229e-07 | 2.1158e-10 | 4.4597e-06 | 2.5734e-09 | 6.1696e-08 | 1.9219e-07 | 1.9591e-09 | 5.8395e-08 | 5.2457e-08 | 1.0056e-05 | 7.1485e-07 | 5.9635e-08 | 0.00010862 | 6.68e-07 | 7.2531e-10 | 7.0662e-09 | 7.3494e-08 | 3.2006e-06 | 3.9705e-08 | 1.8348e-10 | 7.4667e-07 | 5.9864e-07 | 2.4793e-06 | 2.3479e-06 | 5.3557e-11 | 1.1486e-06 | 2.4193e-05 | 1.8355e-07 | 7.6695e-09 | 2.5995e-13 | 5.5559e-06 | 2.1155e-07 | 2.8155e-12 | 1.5889e-07 | 0.00098838 | 7.6199e-10 | 0.00079006 | 3.5866e-09 | 1.4245e-08 | 9.4772e-08 | 2.1154e-09 | 7.0759e-05 | 8.5629e-10 | 1.0563e-06 | 1.8463e-07 | 2.7621e-07 | 4.9666e-11 | 8.8698e-12 | 9.7387e-06 | 3.2682e-10 | 3.3369e-09 | 5.69e-11 | 6.9984e-13 | 2.2751e-11 | 2.9124e-07 | 2.7293e-06 | 1.6855e-08 | 7.2256e-10 | 2.9673e-08 | 7.3456e-09 | 1.8174e-07 | 4.0324e-10 | 2.3211e-07 | 2.7967e-05 | 1.266e-06 | 2.9824e-08 | 9.0125e-06 | 2.0674e-11 | 2.5107e-10 | 7.5358e-08 | 6.1131e-11 | 1.3623e-08 | 1.1318e-05 | 1.6389e-08 | 6.2327e-08 | 7.3887e-08 | 9.1023e-08 | 4.4551e-08 | 6.5444e-06 | 5.1333e-08 | 1.9275e-09 | 0.00021347 | 7.9964e-09 | 1.3346e-07 | 4.7378e-07 | 5.2542e-06 | 1.628e-06 | 4.9779e-09 | 1.0957e-06 | 7.7675e-09 | 5.2616e-05 | 2.6939e-08 | 7.1567e-05 | 3.8818e-10 | 4.54e-08 | 2.6625e-09 | 5.3458e-13 | 8.9692e-06 | 9.4588e-06 | 3.8179e-06 | 3.2387e-07 | 3.927e-09 | 1.0249e-06 | 3.5639e-09 | 1.1329e-07 | 4.7288e-08 | 2.3007e-09 | 1.3847e-08 | 2.778e-08 | 4.8455e-09 | 1.7744e-07 | 1.0837e-06 | 0.003631 | 1.6904e-08 | 5.4201e-09 | 1.3992e-11 | 6.2597e-08 | 1.9943e-06 | 1.7986e-06 | 9.2291e-08 | 9.8526e-05 | 2.8483e-08 | 2.314e-09 | 2.4953e-10 | 1.5901e-08 | 4.7636e-08 | 4.3507e-06 | 1.9332e-12 | 5.1203e-10 | 0.00030889 | 6.4941e-05 | 6.8212e-09 | 3.5385e-07 | 3.1044e-12 | 3.2373e-09 | 4.8285e-05 | 1.9428e-06 | 6.2377e-10 | 5.4867e-05 | 7.0039e-09 | 8.696e-07 | 8.0037e-09 | 2.3498e-08 | 1.7286e-08 | 5.5485e-10 | 2.587e-07 | 2.3208e-08 | 9.4515e-11 | 1.8898e-09 | 1.3902e-07 | 9.2289e-07 | 1.4605e-11 | 1.4715e-06 | 0.00017504 | 9.1249e-09 | 4.5408e-07 | 4.9003e-09 | 2.3571e-08 | 5.1892e-11 | 3.484e-09 | 3.2072e-08 | 1.0841e-09 | 1.9334e-07 | 0.00015764 | 4.9875e-06 | 4.9382e-08 | 7.6643e-10 | 1.6051e-08 | 3.9087e-07 | 2.3572e-08 | 1.8085e-06 | 5.4009e-11 | 1.6159e-09 | 2.7882e-07 | 6.7127e-05 | 4.3409e-09 | 7.328e-06 | 2.1305e-09 | 9.5407e-08 | 6.2084e-06 | 5.1132e-05 | 2.7322e-09 | 1.0594e-06 | 3.3759e-09 | 1.0828e-05 | 4.0491e-07 | 2.9904e-08 | 7.5194e-07 | 2.6287e-07 | 2.2203e-06 | 2.7837e-08 | 1.2459e-07 | 1.0308e-06 | 1.3699e-09 | 0.00010723 | 4.7571e-08 | 2.3821e-08 | 2.3906e-08 | 9.6736e-09 | 1.042e-07 | 1.3298e-08 | 1.6064e-08 | 8.5534e-09 | 1.6091e-09 | 1.5562e-09 | 1.7959e-11 | 1.6054e-07 | 3.5043e-09 | 4.8244e-08 | 7.1283e-07 | 6.5211e-10 | 0.00011396 | 1.935e-07 | 8.0526e-09 | 2.0753e-09 | 4.2954e-09 | 2.8665e-12 | 3.8439e-07 | 2.6843e-07 | 5.407e-07 | 1.2676e-07 | 6.7233e-09 | 1.256e-08 | 5.8677e-08 | 1.3853e-05 | 8.2061e-07 | 1.1342e-06 | 1.5504e-07 | 5.1732e-08 | 7.3674e-10 | 3.7182e-07 | 2.3993e-09 | 2.6616e-06 | 1.5677e-08 | 4.0804e-11 | 0.00011045 | 1.3157e-07 | 3.0426e-08 | 1.5358e-07 | 3.3204e-05 | 8.9536e-10 | 2.2712e-06 | 1.3536e-07 | 0.00033839 | 3.0875e-09 | 2.1031e-07 | 1.138e-10 | 1.203e-10 | 2.3187e-06 | 5.8693e-10 | 2.2769e-09 | 3.6786e-11 | 1.2372e-06 | 1.4374e-08 | 6.6362e-05 | 6.6186e-08 | 2.6265e-06 | 1.3704e-07 | 1.7804e-06 | 4.1073e-07 | 2.5326e-09 | 1.8332e-06 | 1.7005e-08 | 1.1638e-09 | 3.181e-05 | 2.2305e-05 | 1.3668e-06 | 8.7325e-10 | 7.3017e-06 | 7.2811e-09 | 1.6659e-09 | 8.0479e-09 | 6.1498e-07 | 1.6127e-09 | 2.069e-07 | 6.1378e-07 | 2.0393e-11 | 2.4153e-07 | 1.9164e-08 | 7.8639e-06 | 1.9969e-06 | 6.8192e-09 | 2.4463e-09 | 1.3695e-09 | 4.4809e-08 | 2.142e-07 | 1.4055e-05 | 1.1959e-09 | 6.0112e-08 | 3.2223e-06 | 4.5022e-06 | 8.1987e-10 | 1.8488e-06 | 2.7458e-07 | 8.5276e-07 | 6.0542e-10 | 1.9441e-05 | 1.7691e-08 | 7.1602e-08 | 1.2324e-07 | 3.8099e-07 | 4.5611e-08 | 3.6453e-07 | 7.2206e-07 | 3.495e-09 | 4.6897e-07 | 1.1571e-08 | 3.2995e-09 | 7.3674e-10 | 3.8491e-08 | 7.7055e-08 | 1.1918e-06 | 9.6426e-06 | 4.6335e-05 | 2.2121e-06 | 3.4191e-08 | 4.6897e-08 | 5.7764e-08 | 8.3729e-09 | 1.0706e-07 | 1.9046e-10 | 1.7089e-09 | 1.2554e-09 | 1.8068e-09 | 2.491e-08 | 2.0563e-06 | 1.1062e-08 | 1.4913e-09 | 4.4107e-07 | 1.427e-05 | 7.5432e-10 | 1.0217e-08 | 1.8849e-06 | 1.5398e-07 | 2.7224e-07 | 4.2858e-05 | 3.2102e-10 | 4.8177e-09 | 1.0276e-07 | 8.6776e-07 | 0.0001661 | 2.7579e-05 | 5.555e-07 | 0.00087081 | 6.1927e-06 | 1.6267e-05 | 1.8395e-08 | 2.4229e-08 | 3.5195e-10 | 1.7913e-10 | 2.3472e-07 | 2.4303e-06 | 3.353e-06 | 0.00020177 | 3.0084e-05 | 3.6411e-07 | 2.8175e-07 | 4.941e-05 | 9.5536e-08 | 7.2663e-06 | 1.0238e-06 | 6.399e-06 | 5.5208e-07 | 2.7592e-09 | 2.3381e-07 | 5.2542e-09 | 3.7089e-10 | 3.1823e-09 | 1.0097e-09 | 3.3767e-07 | 6.878e-09 | 2.9518e-11 | 1.8647e-07 | 0.00014046 | 1.7555e-08 | 7.9235e-08 | 2.9069e-09 | 6.4496e-05 | 3.977e-09 | 0.00017208 | 2.2053e-08 | 6.0295e-08 | 6.7466e-06 | 3.712e-09 | 1.2324e-05 | 1.6466e-07 | 0.00037353 | 5.6791e-12 | 5.1153e-07 | 6.5581e-09 | 1.0893e-09 | 3.6097e-06 | 9.4601e-10 | 7.0841e-11 | 1.0926e-05 | 2.966e-07 | 2.3427e-07 | 2.167e-06 | 0.00085857 | 1.7491e-09 | 7.8297e-08 | 5.9791e-05 | 2.487e-07 | 7.0787e-07 | 1.6359e-08 | 3.6266e-08 | 1.5741e-09 | 1.7094e-05 | 2.0245e-05 | 4.9218e-07 | 3.5942e-10 | 6.617e-08 | 1.2638e-10 | 1.24e-07 | 1.6942e-11 | 3.9993e-10 | 2.5039e-08 | 1.0206e-08 | 2.43e-06 | 1.9122e-07 | 4.7608e-07 | 1.0624e-07 | 1.0589e-07 | 1.0286e-06 | 3.202e-07 | 1.3281e-07 | 4.0473e-11 | 1.1436e-09 | 4.7832e-09 | 2.0999e-09 | 7.9879e-07 | 7.1438e-08 | 1.9128e-05 | 1.8304e-06 | 1.122e-07 | 5.705e-10 | 7.3863e-11 | 1.6897e-07 | 3.8686e-06 | 3.8815e-09 | 2.6528e-08 | 1.3929e-07 | 4.3069e-08 | 2.1457e-10 | 3.4575e-06 | 2.2152e-08 | 3.8809e-08 | 7.3681e-09 | 2.2182e-09 | 1.0439e-06 | 5.9427e-05 | 5.1692e-06 | 5.0193e-11 | 2.5731e-07 | 4.2116e-07 | 1.2527e-09 | 6.2763e-05 | 1.7646e-10 | 1.3398e-07 | 0.00011913 | 5.6048e-11 | 1.6196e-08 | 5.3389e-12 | 6.2124e-06 | 7.9511e-07 | 6.6675e-07 | 1.7413e-10 | 2.9538e-09 | 1.172e-08 | 1.9034e-08 | 1.7517e-07 | 2.3902e-09 | 7.0593e-06 | 7.8627e-09 | 1.7944e-06 | 2.9008e-10 | 4.26e-07 | 1.7256e-08 | 9.2092e-06 | 2.3673e-07 | 5.4452e-05 | 6.629e-08 | 1.609e-08 | 1.4177e-07 | 6.4985e-06 | 6.5297e-09 | 2.5174e-08 | 3.8861e-08 | 9.6962e-07 | 1.1285e-10 | 2.4651e-07 | 6.8911e-09 | 1.1628e-08 | 9.0198e-09 | 1.0619e-09 | 1.2129e-07 | 1.1105e-06 | 6.4891e-09 | 8.316e-07 | 6.7147e-13 | 2.6385e-08 | 1.029e-06 | 8.3742e-07 | 6.0547e-10 | 2.2699e-08 | 4.4987e-07 | 3.8695e-07 | 4.3404e-07 | 7.7648e-09 | 7.2046e-12 | 1.1504e-08 | 1.0695e-08 | 3.2208e-09 | 9.5802e-09 | 6.062e-06 | 8.1692e-08 | 2.5742e-09 | 5.1387e-08 | 1.1246e-10 | 9.1328e-09 | 4.1072e-10 | 1.4448e-06 | 1.7286e-08 | 7.544e-09 | 1.3997e-08 | 1.6022e-07 | 7.8034e-07 | 1.9092e-05 | 1.0837e-07 | 1.6723e-06 | 6.2833e-07 | 5.8153e-06 | 4.3386e-07 | 9.6097e-08 | 1.6871e-08 | 4.2608e-09 | 3.538e-08 | 3.8308e-07 | 0.00013432 | 5.4533e-09 | 4.147e-10 | 4.0087e-09 | 1.2825e-07 | 0.000672 | 4.3812e-08 | 2.8722e-09 | 2.8349e-06 | 1.8359e-05 | 4.8327e-08 | 3.4496e-06 | 7.5184e-06 | 1.3844e-09 | 8.5237e-06 | 2.0221e-09 | 2.575e-07 | 4.1263e-08 | 6.1887e-11 | 7.3231e-09 | 3.7242e-09 | 8.4134e-07 | 7.7703e-06 | 1.3197e-08 | 3.3874e-10 | 1.1433e-10 | 8.2975e-09 | 2.5585e-06 | 7.9076e-09 | 1.0838e-06 | 2.8374e-10 | 3.9964e-09 | 1.1058e-07 | 2.0123e-07 | 1.6153e-08 | 4.0729e-07 | 2.3403e-07 | 2.6781e-09 | 5.1661e-08 | 1.1053e-05 | 1.8604e-07 | 6.3102e-08 | 3.4843e-06 | 4.8997e-07 | 3.647e-07 | 2.0852e-08 | 1.8928e-08 | 1.2383e-05 | 4.5904e-06 | 5.1599e-06 | 6.8524e-05 | 1.231e-06 | 6.2895e-08 | 4.9749e-08 | 2.3205e-08 | 2.203e-05 | 5.108e-06 | 3.9429e-10 | 5.2762e-07 | 3.9626e-07 | 1.7976e-09 | 1.3954e-08 | 6.7142e-07 | 8.1783e-06 | 1.5456e-06 | 5.9072e-07 | 1.9603e-06 | 6.7694e-08 | 9.0275e-09 | 7.964e-08 | 5.5382e-10 | 8.7228e-10 | 3.4218e-07 | 8.1672e-08 | 9.1063e-09 | 1.8909e-09 | 5.4065e-09 | 2.9631e-07 | 6.3316e-08 | 5.1733e-06 | 2.7319e-05 | 1.5602e-08 | 7.4388e-12 | 6.6796e-07 | 4.1964e-08 | 1.2418e-07 | 0.0011955 | 3.0995e-09 | 4.5758e-07 | 9.7678e-06 | 4.1904e-08 | 1.4493e-09 | 1.0303e-06 | 1.959e-10 | 3.1334e-06 | 1.7739e-05 | 8.7958e-06 | 6.5553e-06 | 4.2188e-10 | 3.1117e-09 | 2.0509e-08 | 6.5471e-09 | 1.3547e-08 | 1.0743e-11 | 3.8652e-08 | 3.4261e-06 | 2.7499e-07 | 1.7543e-08 | 1.3548e-08 | 6.4668e-07 | 7.4043e-09 | 3.015e-08 | 4.0036e-06 | 2.1492e-07 | 2.7465e-06 | 2.0491e-08 | 6.4691e-09 | 2.797e-07 | 1.4447e-08 | 3.9569e-08 | 2.3163e-09 | 1.5315e-07 | 0.00014872 | 1.9411e-08 | 5.5385e-08 | 1.1827e-05 | 8.758e-09 | 1.2065e-05 | 3.1764e-06 | 1.0356e-08 | 2.4911e-09 | 6.451e-09 | 4.2886e-09 | 2.3095e-06 | 9.7089e-08 | 5.7732e-08 | 2.6067e-06 | 3.959e-09 | 1.121e-07 | 5.3744e-07 | 5.1523e-08 | 1.3539e-11 | 4.8986e-08 | 4.2091e-10 | 3.2046e-08 | 1.9549e-06 | 1.895e-08 | 8.0295e-09 | 3.7309e-09 | 9.0858e-07 | 1.0878e-05 | 3.1459e-07 | 2.448e-07 | 1.9275e-06 | 3.0823e-08 | 0.0010151 | 1.5931e-08 | 7.7104e-10 | 1.2066e-07 | 1.1575e-07 | 2.9705e-08 | 3.2917e-08 | 4.676e-07 | 1.6146e-05 | 8.6943e-08 | 7.5053e-09 | 6.716e-08 | 2.1216e-07 | 2.6233e-07 | 8.4333e-09 | 1.4125e-07 | 1.2394e-07 | 8.6429e-09 | 4.883e-06 | 4.5986e-08 | 6.2775e-10 | 5.9251e-10 | 2.0039e-05 | 4.2228e-05 | 3.0807e-05 | 9.2899e-10 | 0.00014415 | 1.064e-05 | 1.5559e-06 | 1.0512e-09 | 5.383e-09 | 3.9882e-07 | 4.3992e-10 | 1.4356e-08 | 2.3183e-06 | 2.035e-09 | 1.1514e-07 | 1.4475e-07 | 1.224e-07 | 4.8176e-07 | 4.7052e-10 | 1.2324e-07 | 1.6609e-06 | 3.238e-09 | 4.8971e-07 | 3.0074e-07 | 5.3808e-10 | 2.4108e-08 | 4.1099e-10 | 2.765e-08 | 1.4008e-08 | 5.6541e-09 | 3.7732e-06 | 2.7055e-09 | 1.3863e-10 | 1.4908e-07 | 7.968e-09 | 3.08e-08 | 3.2817e-05 | 5.7953e-07 | 0.00031358 | 1.4968e-07 | 9.1549e-10 | 2.0302e-06 | 1.3459e-07 | 1.0527e-08 | 4.1093e-10 | 1.4089e-09 | 7.1923e-08 | 3.5856e-06 | 3.5841e-08 | 3.1755e-06 | 8.5247e-05 | 9.8368e-07 | 5.0757e-05 | 3.7844e-07 | 1.4029e-10 | 2.314e-07 | 0.00027995 | 1.26e-10 | 7.5215e-08 | 1.3474e-06 | 2.5331e-06 | 2.9624e-08 | 8.2231e-07 | 9.8115e-11 | 5.3733e-09 | 1.4151e-07 | 1.2327e-09 | 2.9044e-06 | 1.2861e-09 | 2.0125e-06 | 5.2961e-09 | 2.0719e-07 | 1.4532e-10 | 3.6312e-07 | 1.5855e-06 | 4.1391e-09 | 7.3148e-11 | 1.0175e-05 | 2.5946e-07 | 7.5337e-06 | 0.0001315 | 8.6442e-11 | 1.4884e-09 | 2.0069e-06 | 9.1812e-11 | 6.4456e-05 | 3.1649e-07 | 1.648e-07 | 0.0020645 | 8.6567e-06 | 3.7455e-06 | 4.8568e-10 | 3.4742e-07 | 3.899e-07 | 7.8378e-06 | 2.7151e-08 | 2.2367e-08 | 1.2266e-06 | 9.9532e-09 | 2.5769e-09 | 5.1347e-06 | 2.509e-07 | 1.1318e-08 | 1.7379e-05 | 7.1436e-09 | 5.1492e-08 | 3.6515e-08 | 8.1819e-08 | 1.5051e-07 | 5.3738e-08 | 6.5208e-06 | 1.3725e-06 | 7.0207e-07 | 5.6541e-08 | 4.6909e-10 | 2.9082e-08 | 1.0136e-06 | 9.7551e-08 | 6.6183e-09 | 4.1952e-06 | 0.72548 | 2.6924e-08 | 1.4979e-07 | 3.0454e-06 | 5.6245e-07 | 3.3739e-08 | 1.1506e-09 | 7.2849e-07 | 8.6971e-05 | 3.8015e-11 | 7.6044e-09 | 3.5131e-05 | 5.2512e-06 | 7.6917e-05 | 5.7953e-10 | 1.3091e-07 | 3.2749e-10 | 2.6449e-08 | 7.8862e-06 | 2.0125e-11 | 8.4364e-07 | 2.373e-09 | 1.2823e-11 | 6.2155e-10 | 1.2784e-09 | 1.2689e-06 | 3.2731e-08 | 1.6281e-05 | 2.103e-08 | 1.3689e-05 | 2.4589e-06 | 1.1636e-07 | 2.1493e-07 | 4.671e-10 | 2.1847e-10 | 3.4004e-09 | 4.2191e-06 | 5.4416e-07 | 1.5558e-05 | 2.5438e-06 | 1.1852e-08 | 1.2963e-06 | 4.7194e-07 | 3.2445e-10 | 0.00024902 | 1.4788e-08 | 6.8353e-10 | 2.999e-06 | 5.7982e-06 | 3.8289e-06 | 1.9005e-09 | 3.2426e-11 | 3.2184e-09 | 0.003846 | 5.82e-09 | 4.1374e-05 | 7.3078e-08 | 1.907e-05 | 1.3697e-09 | 2.4416e-06 | 1.4755e-06 | 2.928e-07 | 4.2184e-09 | 5.0973e-06 | 2.0901e-06 | 1.0056e-07 | 1.073e-05 | 3.7852e-08 | 1.3791e-11 | 2.2518e-07 | 1.8392e-09 | 3.6459e-09 | 4.4912e-08 | 5.6707e-07 | 1.2552e-09 | 2.5088e-09 | 6.1887e-08 | 4.424e-09 | 1.5e-06 | 1.7902e-07 | 5.0163e-08 | 3.9371e-08 | 3.6253e-09 | 3.1436e-09 | 1.0503e-06 | 3.3731e-09 | 1.1945e-05 | 1.5931e-06 | 3.7685e-05 | 2.5435e-09 | 1.0923e-08 | 2.2705e-07 | 1.294e-05 | 8.7509e-08 | 1.6881e-07 | 1.4523e-07 | 8.9447e-09 | 4.5071e-09 | 1.3471e-06 | 6.4885e-09 | 4.1894e-09 | 9.8016e-09 | 1.8891e-10 | 5.0288e-10 | 1.5981e-07 | 7.5416e-07 | 8.3354e-06 | 1.7995e-10 | 6.8873e-11 | 7.4221e-06 | 7.7834e-05 | 5.1128e-07 | 8.7921e-06 | 8.6718e-09 | 3.6139e-06 | 9.7175e-09 | 4.417e-11 | 6.3056e-09 | 5.7761e-07 | 7.5326e-05 | 1.5991e-08 | 8.0781e-10 | 7.1119e-10 | 6.4829e-11 | 2.5789e-07 | 1.4935e-08 | 1.8701e-07 | 4.3442e-09 | 5.9545e-09 | 1.0457e-07 | 1.0475e-08 | 1.8624e-07 | 2.0835e-06 | 5.8801e-08 | 2.2355e-06 | 3.2528e-12 | 4.6679e-09 | 1.5331e-08 | 5.5171e-07 | 4.7362e-10 | 7.2214e-06 | 3.2181e-08 | 5.8505e-08 | 1.1442e-07 | 1.6716e-07 | 8.2179e-09 | 7.8061e-07 | 1.4351e-10 | 2.1376e-06 | 2.1749e-06 | 1.0814e-07 | 1.9488e-07 | 1.7624e-09 | 1.8603e-06 | 1.0551e-08 | 2.6701e-09 | 1.0649e-07 | 2.9177e-12 | 4.6378e-07 | 4.2228e-10 | 3.6256e-08 | 1.0342e-07 | 3.6417e-08 | 3.3472e-08 | 1.6491e-07 | 1.2086e-05 | 3.8826e-06 | 9.0605e-08 | 1.0859e-07 | 4.2106e-10 | 4.977e-09 | 5.2462e-06 | 4.6897e-07 | 2.279e-08 | 2.3314e-09 | 9.8404e-08 | 5.5924e-09 | 1.4435e-07 | 1.2045e-09 | 4.1885e-08 | 4.1505e-11 | 1.7232e-07 | 2.754e-07 | 1.9283e-08 | 2.0868e-06 | 2.0744e-07 | 2.8289e-11 | 1.3447e-08 | 2.544e-06 | 1.8585e-09 | 5.3179e-09 | 5.9421e-09 | 5.2168e-08 | 2.2496e-07 | 1.5573e-07 | 1.3379e-05 | 2.7343e-07 | 4.6651e-09 | 7.7501e-10 | 3.6755e-07 | 1.3639e-06 | 2.5498e-06 | 7.8205e-07 | 5.4542e-14 | 1.9467e-08 | 4.2813e-08 | 2.3934e-09 | 7.5392e-09 | 4.8268e-11 | 9.6093e-06 | 7.561e-05 | 2.192e-05 | 1.7002e-07 | 3.6651e-07 | 3.8411e-08 | 2.1915e-09 | 2.8356e-11 | 2.9154e-10 | 1.7788e-07 | 3.4251e-07 | 4.4664e-10 | 5.1955e-07 | 1.1401e-09 | 5.3442e-09 | 2.3461e-05 | 0.0005972 | 2.711e-05 | 9.7183e-09 | 2.7924e-08 | 1.9829e-10 | 2.8049e-09 | 2.8423e-07 | 3.2375e-09 | 5.4468e-07 | 3.9983e-09 | 1.6336e-07 | 7.5452e-08 | 1.2673e-07 | 1.4422e-06 | 4.9708e-09 | 2.2658e-06 | 2.3324e-05 | 1.8035e-09 | 2.0989e-10 | 4.0994e-08 | 4.2635e-07 | 3.469e-06 | 8.7836e-06 | 2.2498e-06 | 9.0198e-08 | 1.7754e-07 | 4.2858e-08 | 2.994e-06 | 1.4379e-10 | 5.975e-12 | 7.0226e-10 | 4.238e-07 | 2.3134e-08 | 2.9016e-09 | 5.0756e-06 | 5.6167e-05 | 1.9414e-10 | 2.0471e-10 | 1.0863e-09 | 2.8703e-07 | 5.1714e-07 | 2.7833e-07 | 1.4528e-06 | 5.3778e-07 | 1.2907e-07 | 6.372e-06 | 7.8825e-09 | 1.7969e-09 | 2.1121e-08 | 1.7575e-07 | 2.958e-09 | 6.1655e-07 | 2.3694e-07 | 6.5411e-09 | 0.00013028 | 2.4356e-09 | 2.0331e-10 | 3.4165e-07 | 1.3134e-09 | 6.2624e-09 | 4.2565e-09 | 2.9215e-06 | 0.00044054 | 6.3979e-05 | 6.5674e-10 | 7.6099e-09 | 8.0624e-10 | 5.532e-09 | 0.00050578 | 3.6194e-10 | 1.2398e-08 | 3.847e-07 | 1.7721e-08 | 8.3051e-08 | 2.3685e-11 | 1.972e-06 | 3.7382e-07 | 6.8234e-09 | 2.1724e-06 | 3.3224e-09 | 1.5693e-10 | 3.2794e-08 | 5.9604e-06 | 3.707e-07 | 3.7897e-07 | 1.3819e-09 | 1.7617e-10 | 1.5767e-07 | 4.4587e-06 | 5.5031e-09 | 5.9473e-06 | 3.7949e-07 | 1.3575e-09 | 9.5173e-10 | 2.8935e-07 | 2.2812e-08 | 9.6453e-10 | 1.5763e-09 | 1.3967e-07 | 2.975e-09 | 3.4674e-11 | 1.5141e-06 | 4.4666e-08 | 4.4301e-06 | 4.8087e-10 | 4.9707e-07 | 3.0664e-07 | 0.00026616 | 3.8933e-05 | 2.0547e-09 | 1.042e-08 | 2.006e-09 | 3.5782e-07 | 1.2838e-06 | 2.5475e-07 | 4.1207e-09 | 2.775e-06 | 0.00034579 | 4.3849e-10 | 7.9872e-10 | 1.8815e-06 | 4.5956e-08 | 5.7646e-07 | 3.3267e-07 | 6.9071e-08 | 3.0619e-07 | 6.9392e-09 | 3.5753e-08 | 1.4684e-08 | 1.3539e-08 | 1.9262e-06 | 1.2706e-13 | 9.9132e-08 | 4.974e-08 | 2.5209e-07 | 3.3692e-06 | 1.6927e-08 | 2.164e-07 | 4.9592e-06 | 3.3953e-09 | 4.8932e-10 | 5.553e-09 | 3.9153e-06 | 9.5378e-07 | 2.3617e-06 | 6.927e-08 | 4.9321e-08 | 5.1332e-10 | 3.1316e-07 | 9.5714e-10 | 2.1891e-08 | 3.9256e-07 | 6.1727e-09 | 1.8675e-08 | 6.9851e-10 | 8.7312e-09 | 7.2972e-09 | 1.6199e-10 | 1.0252e-07 | 1.5695e-09 | 3.0154e-09 | 2.2969e-10 | 9.688e-09 | 2.8058e-09 | 4.103e-10 | 5.2767e-07 | 3.2411e-08 | 4.6635e-10 | 1.0667e-07 | 4.1223e-05 | 4.4946e-06 | 2.9564e-10 | 1.481e-09 | 1.7003e-06 | 2.1152e-09 | 1.1826e-06 | 2.6077e-08 | 2.2428e-08 | 7.8506e-11 | 6.9285e-09 | 6.399e-10 | 9.3011e-07 | 7.1691e-06 | 4.9628e-09 | 3.1619e-06 | 2.7679e-09 | 4.2195e-09 | 9.6701e-05 | 2.3973e-06 | 6.7078e-11 | 3.5335e-08 | 1.4905e-09 | 7.098e-08 | 3.4521e-07 | 3.5031e-07 | 5.2253e-05 | 1.9241e-07 | 1.1893e-07 | 3.6853e-07 | 1.0578e-06 | 1.4279e-09 | 9.479e-10 | 1.0612e-08 | 5.8089e-06 | 9.9774e-08 | 1.4538e-07 | 2.8795e-05 | 2.4005e-08 | 2.2299e-08 | 1.5408e-09 | 2.0732e-10 | 2.3702e-10 | 1.0696e-06 | 1.6571e-11 | 4.6616e-06 | 1.4632e-08 | 5.2221e-09 | 1.171e-09 | 1.6093e-07 | 1.8754e-08 | 1.6116e-09 | 2.8323e-10 | 1.471e-07 | 3.6178e-07 | 1.3287e-05 | 9.7233e-10 | 3.4903e-10 | 4.9655e-09 | 1.2734e-08 | 6.4293e-07 | 2.3879e-06 | 2.0974e-09 | 8.3962e-07 | 1.7756e-07 | 1.4951e-05 | 6.7072e-07 | 1.0732e-08 | 0.0025439 | 3.2167e-05 | 2.9801e-09 | 3.5373e-07 | 2.7042e-06 | 3.7986e-07 | 1.0303e-07 | 1.3272e-05 | 3.0329e-09 | 8.8852e-08 | 9.038e-10 | 2.2494e-07 | 7.7799e-09 | 9.9522e-08 | 2.5797e-07 | 1.4643e-09 | 4.1824e-08 | 2.8927e-08 | 1.9209e-08 | 4.3701e-07 | 1.8029e-06 | 3.6343e-07 | 7.7222e-09 | 2.1232e-06 | 4.1024e-05 | 1.3971e-07 | 9.1831e-09 | 3.6739e-10 | 7.3247e-07 | 1.0833e-05 | 6.8728e-07 | 1.0556e-08 | 2.5625e-07 | 7.0201e-08 | 2.0513e-08 | 8.9987e-08 | 7.8494e-08 | 2.6433e-08 | 0.0015923 | 2.6687e-07 | 1.1781e-10 | 1.8289e-09 | 5.5267e-08 | 7.8447e-08 | 1.3075e-06 | 5.4286e-08 | 2.4679e-09 | 2.7178e-08 | 4.5341e-13 | 2.496e-11 | 4.3201e-08 | 2.1469e-05 | 8.5212e-08 | 3.3391e-06 | 5.7395e-07 | 6.721e-09 | 2.3116e-08 | 9.7772e-10 | 4.0954e-06 | 4.1921e-09 | 5.8673e-08 | 2.3822e-09 | 1.28e-08 | 1.1407e-08 | 1.9296e-09 | 4.0444e-07 | 3.3563e-06 | 7.1605e-07 | 4.8146e-08 | 1.0267e-08 | 9.7473e-06 | 9.5194e-08 | 9.4363e-09 | 4.1113e-07 | 2.2613e-08 | 1.2485e-05 | 1.1546e-08 | 1.7884e-07 | 2.4017e-09 | 1.7057e-06 | 2.3658e-08 | 1.0469e-07 | 1.1181e-06 | 5.2701e-08 | 9.1129e-09 | 3.2264e-05 | 1.8376e-08 | 2.2762e-09 | 2.0467e-06 | 6.2612e-10 | 4.5604e-06 | 5.5949e-07 | 6.1798e-08 | 4.7465e-06 | 8.9234e-09 | 2.0196e-08 | 1.768e-07 | 2.1256e-09 | 1.4945e-06 | 1.6189e-12 | 2.3332e-09 | 3.5739e-08 | 4.5189e-06 | 8.1015e-08 | 1.9066e-08 | 4.4793e-09 | 3.8529e-09 | 9.2932e-11 | 1.2332e-08 | 3.9578e-10 | 7.0927e-06 | 1.9833e-05 | 3.0922e-09 | 1.8128e-09 | 9.7208e-07 | 0.00041045 | 1.3571e-08 | 5.439e-08 | 7.9989e-08 | 3.0986e-07 | 3.1231e-07 | 7.6326e-07 | 1.3679e-06 | 6.1929e-11 | 1.8089e-05 | 1.4412e-05 | 4.8658e-06 | 2.761e-06 | 1.2941e-09 | 2.1429e-09 | 2.3924e-08 | 1.303e-07 | 7.4081e-07 | 7.5471e-10 | 2.4229e-05 | 1.093e-05 | 1.1006e-06 | 2.5959e-05 | 1.0587e-08 | 1.4563e-06 | 6.9069e-05 | 4.4245e-07 | 1.5776e-08 | 1.5915e-06 | 2.5503e-08 | 3.5842e-09 | 7.8134e-07 | 1.7547e-09 | 1.8854e-11 | 2.0807e-13 | 7.8183e-09 | 6.5806e-09 | 2.3957e-08 | 7.998e-08 | 6.8442e-08 | 7.0616e-08 | 2.9496e-09 | 3.5405e-07 | 1.1678e-08 | 1.9584e-09 | 4.8405e-07 | 6.0207e-09 | 9.8152e-09 | 4.1889e-10 | 5.5733e-06 | 1.8602e-08 | 3.5828e-05 | 2.7874e-08 | 8.2146e-10 | 2.6397e-07 | 4.9103e-06 | 3.1981e-05 | 2.3851e-10 | 5.5157e-10 | 2.6353e-05 | 2.2471e-08 | 1.2395e-11 | 3.5072e-08 | 2.6241e-10 | 4.1734e-05 | 6.8763e-09 | 8.4623e-09 | 3.7397e-09 | 3.8107e-06 | 1.5106e-07 | 8.4658e-08 | 7.5954e-08 | 3.1534e-07 | 2.4516e-08 | 2.2917e-07 | 1.5897e-06 | 5.6869e-10 | 2.5453e-08 | 5.363e-10 | 5.7854e-10 | 6.5278e-07 | 5.6879e-08 | 5.6757e-08 | 1.2551e-05 | 1.1598e-07 | 0.0011724 | 1.131e-06 | 2.9792e-09 | 4.7494e-07 | 1.4565e-08 | 2.8577e-09 | 2.3311e-08 | 2.0603e-08 | 9.2473e-06 | 3.1827e-07 | 1.4911e-11 | 1.3353e-10 | 1.0337e-07 | 1.5005e-06 | 1.197e-10 | 4.8245e-07 | 1.1083e-08 | 1.5584e-07 | 7.101e-08 | 7.4058e-08 | 7.3974e-09 | 3.4166e-07 | 4.8341e-11 | 5.544e-08 | 2.0857e-07 | 1.6804e-07 | 2.3085e-09 | 1.3697e-07 | 4.0004e-07 | 2.4754e-08 | 7.9275e-08 | 2.0135e-09 | 6.9436e-08 | 1.2848e-07 | 6.5011e-09 | 7.5182e-07 | 0.00060491 | 5.5785e-08 | 4.4132e-06 | 2.7117e-07 | 1.927e-10 | 2.3672e-07 | 1.5056e-09 | 3.3635e-07 | 3.1891e-07 | 9.5228e-11 | 2.4578e-06 | 2.1639e-05 | 2.9112e-12 | 5.5954e-09 | 2.8469e-07 | 1.022e-08 | 1.8412e-06 | 7.6361e-06 | 6.3072e-09 | 8.8688e-08 | 2.9945e-09 | 1.5436e-08 | 3.4496e-08 | 1.7883e-06 | 2.5697e-09 | 3.0448e-07 | 2.4523e-07 | 7.8714e-07 | 9.3859e-09 | 2.0058e-05 | 1.5217e-07 | 3.9147e-11 | 0.0032596 | 2.6715e-07 | 4.5354e-07 | 8.1983e-06 | 1.6722e-09 | 4.6434e-07 | 3.7043e-07 | 2.9196e-10 | 1.9294e-06 | 4.7227e-06 | 2.0112e-07 | 1.574e-08 | 7.8355e-06 | 5.0606e-10 | 4.7249e-08 | 1.1697e-10 | 8.3263e-08 | 5.9038e-08 | 2.5334e-08 | 4.7334e-06 | 0.00038476 | 1.4911e-05 | 2.9426e-08 | 4.5835e-07 | 6.2904e-08 | 1.4126e-08 | 1.928e-10 | 1.1908e-10 | 4.1728e-06 | 4.4259e-07 | 1.4898e-08 | 6.4931e-08 | 6.3953e-09 | 1.0173e-09 | 4.9285e-05 | 7.4222e-09 | 0.0010264 | 1.8815e-07 | 9.5876e-07 | 1.4519e-07 | 3.7185e-08 | 2.185e-05 | 8.7399e-06 | 1.2316e-06 | 1.3042e-09 | 1.0918e-07 | 2.5934e-11 | 9.1734e-06 | 5.0455e-08 | 7.0078e-07 | 1.0214e-10 | 2.073e-08 | 3.0614e-08 | 1.9699e-05 | 4.4023e-10 | 1.6027e-07 | 1.3479e-10 | 7.6626e-05 | 3.5898e-10 | 1.4344e-07 | 7.9748e-10 | 5.4629e-08 | 1.4827e-09 | 2.4227e-06 | 0.00010421 | 4.077e-08 | 1.0771e-06 | 2.8612e-09 | 1.073e-07 | 9.9587e-09 | 3.2995e-05 | 7.1949e-08 | 2.6001e-05 | 1.7201e-08 | 1.5089e-09 | 1.1834e-07 | 2.0751e-08 | 6.7285e-06 | 3.8079e-09 | 3.149e-08 | 2.4088e-06 | 2.0419e-06 | 5.8319e-08 | 9.0872e-08 | 4.1551e-08 | 7.2325e-11 | 3.6109e-08 | 8.1515e-06 | 1.8712e-10 | 6.9506e-11 | 1.6999e-09 | 1.917e-07 | 9.7634e-09 | 2.6081e-09 | 0.0026623 | 2.6572e-06 | 2.7273e-09 | 1.2559e-06 | 3.8123e-10 | 6.7502e-07 | 2.7541e-05 | 9.5121e-09 | 1.8744e-09 | 4.0877e-08 | 2.2811e-05 | 6.6653e-10 | 8.2252e-09 | 4.827e-07 | 1.3144e-10 | 1.1343e-05 | 6.383e-10 | 1.9706e-08 | 3.791e-10 | 1.0303e-05 | 1.0113e-09 | 3.452e-05 | 5.5037e-09 | 2.0611e-07 | 4.2135e-05 | 4.5481e-07 | 1.722e-09 | 3.6127e-11 | 6.0276e-05 | 4.6989e-10 | 6.256e-10 | 1.1376e-09 | 2.7527e-10 | 2.1303e-05 | 1.1061e-07 | 1.1337e-09 | 1.6509e-06 | 2.4738e-08 | 1.4036e-08 | 2.0545e-07 | 3.8361e-06 | 4.7338e-07 | 9.4791e-09 | 2.5652e-05 | 1.1992e-07 | 7.0408e-09 | 7.7e-11 | 0.00010458 | 2.3652e-08 | 7.8637e-10 | 1.0241e-08 | 1.0407e-07 | 8.5668e-10 | 4.9288e-09 | 3.6343e-08 | 2.5459e-05 | 2.6886e-06 | 5.7455e-07 | 6.4565e-09 | 2.1831e-10 | 4.0144e-06 | 0.00027995 | 9.3769e-07 | 2.7135e-09 | 1.7092e-06 | 1.7308e-07 | 5.5523e-06 | 2.2198e-08 | 3.5639e-09 | 1.3335e-08 | 9.1748e-07 | 3.0422e-09 | 1.2378e-07 | 2.8093e-05 | 2.0179e-05 | 1.3333e-09 | 1.3758e-06 | 3.4603e-07 | 1.6312e-08 | 2.0388e-06 | 8.118e-09 | 1.8744e-06 | 5.0367e-10 | 2.4725e-09 | 6.2369e-11 | 8.9808e-08 | 2.7818e-08 | 5.8824e-10 | 9.2612e-11 | 7.49e-05 | 9.9436e-09 | 2.1407e-06 | 2.1164e-09 | 6.7388e-05 | 3.8747e-07 | 3.0923e-08 | 0.0011572 | 2.1739e-07 | 5.4209e-08 | 2.2985e-06 | 9.0599e-11 | 4.5474e-09 | 2.3394e-09 | 2.4041e-07 | 1.5551e-06 | 8.7114e-06 | 1.1269e-09 | 4.6913e-07 | 1.2493e-06 | 2.3859e-07 | 1.155e-05 | 6.7808e-06 | 1.5186e-06 | 6.8546e-08 | 4.6919e-06 | 3.6308e-10 | 3.8245e-07 | 3.1086e-09 | 1.1233e-06 | 8.2176e-09 | 6.1426e-10 | 1.0797e-08 | 1.2325e-08 | 9.2604e-08 | 2.6547e-07 | 0.00099053 | 1.6857e-10 | 0.00034685 | 2.0561e-07 | 7.2454e-08 | 3.6701e-09 | 4.7972e-06 | 1.0851e-08 | 1.1501e-08 | 2.8753e-10 | 9.5917e-07 | 5.1093e-07 | 7.7076e-09 | 7.8699e-08 | 8.4061e-10 | 0.00031313 | 0.010474 | 1.9437e-08 | 2.1825e-07 | 9.2082e-10 | 1.2993e-10 | 2.6796e-07 | 2.1601e-06 | 0.00033802 | 1.8505e-09 | 7.7732e-06 | 9.2034e-09 | 2.4448e-07 | 4.2198e-07 | 1.904e-05 | 6.2044e-08 | 4.0205e-07 | 1.2851e-07 | 8.9535e-05 | 1.029e-07 | 5.4215e-11 | 6.2985e-11 | 4.8892e-06 | 3.0769e-07 | 8.0798e-08 | 4.3523e-08 | 3.7939e-07 | 3.245e-08 | 2.3611e-09 | 1.7536e-09 | 0.0042796 | 2.5615e-07 | 2.5441e-11 | 6.6013e-08 | 8.6911e-05 | 7.6034e-10 | 2.6106e-07 | 6.7339e-06 | 5.9558e-09 | 2.3513e-09 | 2.3785e-07 | 5.8259e-08 | 1.879e-05 | 3.6876e-09 | 1.9776e-06 | 5.7319e-08 | 1.0159e-08 | 0.00033111 | 1.4623e-08 | 8.3143e-07 | 4.617e-08 | 1.1698e-05 | 3.0817e-06 | 2.7908e-08 | 0.00014985 | 0.015781 | 2.0796e-10 | 1.7713e-06 | 3.9647e-09 | 0.0054909 | 1.7693e-06 | 3.2117e-06 | 1.2973e-07 | 5.8131e-07 | 5.9116e-11 | 2.0743e-05 | 3.419e-08 | 4.8195e-06 | 6.0888e-07 | 4.9706e-09 | 3.8813e-07 | 9.7828e-08 | 4.2163e-08 | 2.4752e-07 | 4.5818e-06 | 2.3916e-07 | 6.1186e-09 | 4.2083e-09 | 8.0081e-09 | 3.2629e-10 | 3.0655e-06 | 3.5944e-08 | 1.1965e-05 | 1.0097e-08 | 1.373e-09 | 3.7415e-08 | 4.6922e-08 | 7.907e-13 | 1.4817e-05 | 6.1393e-07 | 8.2942e-11 | 2.3085e-10 | 4.503e-08 | 4.4789e-06 | 5.9446e-09 | 1.9425e-07 | 8.9604e-08 | 4.3614e-06 | 3.0313e-13 | 7.6957e-06 | 9.5499e-05 | 1.8246e-06 | 1.153e-07 | 7.7571e-05 | 2.6482e-08 | 8.4116e-07 | 3.7878e-06 | 8.7199e-08 | 4.2366e-08 | 4.2937e-08 | 3.4304e-06 | 1.7747e-06 | 2.4556e-05 | 1.5951e-06 | 5.2232e-12 | 2.9482e-09 | 6.9253e-09 | 1.9244e-08 | 4.7076e-05 | 2.0871e-07 | 1.2674e-05 | 1.6505e-07 | 1.4665e-06 | 8.285e-09 | 7.6505e-07 | 7.0894e-08 | 1.1427e-05 | 5.3724e-09 | 7.8751e-12 | 7.6273e-09 | 2.9317e-12 | 1.1789e-08 | 1.2097e-05 | 2.4667e-09 | 7.1996e-06 | 7.3936e-08 | 7.4742e-07 | 5.8307e-09 | 9.4489e-07 | 1.9411e-10 | 1.9568e-11 | 1.0506e-07 | 0.0014837 | 8.5035e-06 | 2.0405e-09 | 1.14e-07 | 2.2427e-07 | 1.6569e-07 | 3.3254e-05 | 4.8421e-07 | 3.7026e-06 | 1.9959e-07 | 5.4728e-11 | 2.4953e-07 | 5.8417e-10 | 2.7203e-07 | 4.6188e-06 | 8.8081e-08 | 9.8581e-08 | 3.9742e-05 | 3.8502e-11 | 9.6363e-10 | 8.6393e-07 | 2.574e-08 | 2.4372e-08 | 6.7876e-09 | 1.3392e-06 | 9.6575e-07 | 2.1404e-05 | 4.1807e-06 | 4.1535e-10 | 7.7389e-05 | 1.4195e-10 | 2.4837e-07 | 7.6294e-09 | 3.8566e-07 | 2.7441e-06 | 3.3101e-07 | 1.3572e-08 | 5.0874e-07 | 9.8804e-08 | 9.0576e-07 | 6.2358e-09 | 2.2459e-09 | 3.4782e-05 | 0.00031349 | 3.8631e-08 | 7.3828e-05 | 8.4411e-08 | 2.7682e-06 | 2.747e-08 | 6.8752e-11 | 1.9809e-11 | 5.9811e-06 | 1.0686e-07 | 1.2506e-08 | 1.5766e-07 | 5.8875e-06 | 2.0096e-09 | 1.7454e-10 | 2.9712e-08 | 1.567e-06 | 1.5939e-08 | 1.2638e-07 | 7.7786e-08 | 1.0127e-10 | 4.0962e-06 | 2.4329e-07 | 2.6964e-08 | 2.2047e-06 | 3.9691e-05 | 2.0428e-09 | 7.2674e-08 | 7.7417e-10 | 1.1236e-10 | 2.9853e-10 | 3.7211e-08 | 4.1323e-11 | 3.9324e-06 | 5.7501e-09 | 0.00044323 | 3.2043e-08 | 2.7047e-09 | 1.7438e-11 | 3.8506e-08 | 5.3316e-05 | 1.6456e-07 | 5.3155e-08 | 3.502e-10 | 4.8626e-06 | 1.5459e-09 | 1.7987e-10 | 1.3699e-07 | 7.1436e-07 | 2.4577e-05 | 1.2397e-08 | 3.6743e-09 | 8.1306e-08 | 1.8793e-08 | 9.3333e-07 | 3.2124e-07 | 3.4123e-12 | 6.3389e-06 | 8.8342e-11 | 1.2133e-06 | 1.4741e-08 | 2.216e-08 | 3.2041e-06 | 5.5353e-10 | 3.4466e-08 | 4.4496e-07 | 2.7039e-09 | 7.0957e-06 | 1.7693e-11 | 7.7292e-07 | 7.3384e-11 | 5.1186e-07 | 4.2991e-07 | 8.6132e-08 | 5.3768e-10 | 3.0745e-07 | 0.00070116 | 9.9075e-09 | 2.6766e-09 | 0.0017409 | 4.5556e-05 | 5.9479e-06 | 0.00013505 | 1.688e-10 | 1.3282e-09 | 2.7711e-11 | 3.196e-09 | 1.4783e-11 | 2.4247e-10 | 2.0272e-07 | 7.8301e-10 | 2.9012e-09 | 3.1737e-07 | 1.7821e-09 | 3.5565e-06 | 0.00094759 | 2.1246e-06 | 2.5676e-09 | 1.3401e-08 | 2.1259e-07 | 9.2257e-07 | 1.6984e-07 | 2.2874e-09 | 3.386e-09 | 1.3794e-05 | 5.5629e-09 | 1.0063e-05 | 6.5664e-12 | 2.852e-08 | 6.3966e-08 | 1.321e-09 | 1.3883e-09 | 9.6929e-09 | 1.1128e-06 | 2.5993e-05 | 1.3899e-07 | 8.5787e-09 | 7.1886e-06 | 5.9944e-09 | 4.8775e-09 | 9.3193e-08 | 5.3578e-08 | 2.7557e-09 | 4.0736e-09 | 1.0234e-10 | 6.84e-08 | 1.9736e-07 | 3.2971e-09 | 1.4657e-08 | 5.0322e-06 | 6.8716e-09 | 1.0403e-06 | 1.2708e-09 | 2.3023e-07 | 1.8156e-10 | 1.0435e-07 | 1.8308e-07 | 4.9654e-05 | 2.0651e-10 | 1.9755e-12 | 2.74e-08 | 2.199e-08 | 6.0545e-08 | 1.1615e-10 | 4.2551e-10 | 6.8259e-07 | 7.5658e-06 | 2.5957e-08 | 8.2307e-12 | 2.8704e-09 | 1.2419e-09 | 1.2703e-05 | 6.3306e-08 | 9.6804e-05 | 6.1796e-10 | 1.8916e-07 | 7.6402e-09 | 1.1482e-07 | 2.6185e-06 | 1.0552e-07 | 5.1285e-08 | 9.2573e-06 | 2.4232e-12 | 5.0215e-06 | 5.4491e-09 | 5.6894e-09 | 2.147e-10 | 3.0986e-09 | 4.6438e-08 | 7.0905e-07 | 6.0898e-10 | 2.7806e-09 | 2.5556e-06 | 1.6951e-11 | 1.8282e-10 | 4.2008e-07 | 7.0852e-10 | 5.1005e-08 | 5.2581e-11 | 1.5027e-07 | 1.516e-06 | 2.2635e-09 | 2.9237e-07 | 3.4872e-09 | 6.3617e-05 | 5.4601e-05 | 0.08653 | 5.8806e-11 | 2.5482e-10 | 2.5248e-08 | 3.9121e-07 | 4.4252e-09 | 6.0288e-08 | 2.2317e-09 | 1.8977e-07 | 1.7842e-06 | 7.0493e-06 | 2.293e-06 | 1.5659e-09 | 2.9069e-07 | 4.7947e-05 | 1.4013e-11 | 0.00049977 | 4.8682e-06 | 9.8587e-08 | 6.3237e-06 | 8.2012e-08 | 4.9124e-06 | 3.303e-09 | 2.9623e-06 | 3.2755e-07 | 3.9992e-09 | 7.8604e-07 | 1.4168e-07 | 2.1392e-07 | 2.0975e-05 | 6.1166e-07 | 1.1563e-07 | 8.1503e-08 | 1.4714e-09 | 4.3984e-08 | 5.9833e-06 | 1.1411e-06 | 1.1663e-09 | 1.2829e-08 | 4.3067e-09 | 3.2597e-09 | 4.8498e-05 | 1.8571e-06 | 2.5275e-06 | 5.4476e-11 | 8.1646e-10 | 5.22e-10 | 6.8149e-10 | 2.7028e-09 | 2.6121e-06 | 1.4613e-09 | 1.0272e-05 | 3.587e-13 | 1.0606e-07 | 1.1858e-08 | 6.3439e-07 | 3.9465e-09 | 1.2787e-09 | 1.3885e-07 | 1.9908e-10 | 3.2547e-09 | 6.701e-09 | 2.4613e-06 | 5.6724e-08 | 1.5596e-10 | 2.4555e-09 | 5.6312e-07 | 8.2574e-08 | 1.9036e-07 | 0.00066386 | 1.7292e-08 | 8.9101e-09 | 9.9864e-07 | 6.9204e-07 | 1.1295e-10 | 4.5154e-07 | 2.3822e-08 | 2.4876e-09 | 5.5144e-08 | 3.996e-07 | 6.1465e-10 | 1.7825e-09 | 0.0019847 | 1.461e-10 | 2.918e-08 | 2.5996e-05 | 3.8575e-08 | 2.046e-06 | 1.5307e-07 | 2.0089e-07 | 0.0038058 | 2.185e-11 | 4.7637e-05 | 3.9107e-09 | 1.7347e-08 | 9.0382e-09 | 1.6369e-08 | 2.3875e-06 | 1.2418e-08 | 1.0819e-10 | 1.4234e-05 | 3.5293e-11 | 7.928e-11 | 4.1124e-06 | 1.1229e-07 | 5.6856e-05 | 5.1256e-08 | 2.4272e-06 | 8.5707e-09 | 6.4883e-08 | 1.7388e-07 | 2.6644e-07 | 7.7971e-09 | 5.0089e-07 | 4.4371e-08 | 4.3614e-09 | 1.8832e-09 | 2.5594e-08 | 3.7603e-08 | 1.4433e-08 | 2.3732e-07 | 6.5053e-07 | 7.8836e-07 | 1.2715e-07 | 4.6669e-07 | 1.8249e-08 | 1.7554e-08 | 8.5316e-08 | 1.9965e-09 | 2.6174e-07 | 2.5985e-09 | 6.7865e-10 | 3.6694e-08 | 4.9683e-11 | 3.2728e-05 | 5.8099e-08 | 1.1393e-08 | 8.5732e-08 | 2.523e-05 | 6.5581e-09 | 9.1183e-08 | 2.0908e-05 | 0.00033422 | 4.9367e-10 | 0.00017429 | 2.315e-08 | 9.8947e-08 | 1.8581e-11 | 1.4571e-05 | 9.1681e-11 | 1.767e-06 | 4.147e-08 | 2.9533e-06 | 2.9503e-05 | 5.9222e-09 | 1.599e-06 | 6.9871e-08 | 4.2028e-06 | 5.403e-08 | 9.3267e-08 | 7.1958e-07 | 1.4307e-10 | 4.7669e-08 | 8.469e-06 | 1.653e-08 | 5.3329e-09 | 4.1334e-10 | 7.3662e-08 | 1.4973e-05 | 5.6153e-07 | 8.201e-07 | 3.1138e-08 | 8.9754e-10 | 1.0432e-07 | 1.8985e-11 | 3.14e-07 | 1.566e-08 | 0.0016037 | 1.0984e-06 | 3.3733e-08 | 2.9752e-07 | 5.4859e-08 | 8.8455e-08 | 1.2206e-09 | 5.3024e-06 | 1.6636e-05 | 6.3162e-08 | 3.8153e-05 | 5.2472e-11 | 2.8422e-09 | 5.8432e-09 | 3.4882e-09 | 1.2789e-09 | 5.7164e-10 | 3.2656e-07 | 2.1667e-12 | 8.7062e-09 | 0.00043859 | 6.4193e-09 | 2.9711e-06 | 2.952e-07 | 1.3757e-08 | 3.687e-07 | 1.5811e-06 | 3.1284e-08 | 8.0797e-07 | 3.5876e-11 | 5.387e-07 | 7.0453e-06 | 6.1158e-08 | 3.9041e-07 | 1.3178e-05 | 1.3858e-09 | 4.0465e-10 | 4.2065e-08 | 1.319e-07 | 3.7917e-10 | 6.8879e-09 | 1.5325e-07 | 4.5427e-09 | 1.1316e-09 | 2.5217e-05 | 4.0406e-09 | 4.8814e-09 | 1.8855e-05 | 1.4111e-07 | 2.4271e-09 | 2.8582e-11 | 1.1097e-10 | 6.3186e-06 | 4.6733e-09 | 8.6066e-08 | 0.00018942 | 5.7018e-10 | 1.0839e-05 | 4.1458e-05 | 5.7164e-07 | 4.0452e-06 | 3.3843e-08 | 7.7356e-07 | 5.7789e-07 | 2.5675e-06 | 2.3588e-06 | 1.8673e-07 | 1.5092e-09 | 3.4263e-08 | 4.1224e-10 | 2.5865e-06 | 9.4933e-07 | 2.5666e-06 | 3.2574e-11 | 3.7211e-07 | 3.3541e-08 | 1.2519e-10 | 1.9997e-09 | 5.0306e-08 | 2.5594e-08 | 5.1946e-07 | 1.317e-07 | 3.5857e-07 | 4.2367e-07 | 5.4236e-10 | 2.5717e-07 | 4.4447e-07 | 8.4064e-07 | 5.4237e-08 | 7.9477e-06 | 1.9641e-07 | 3.3722e-11 | 0.00039147 | 2.8287e-08 | 0.00014824 | 2.6406e-08 | 2.0868e-09 | 1.4429e-10 | 2.5778e-07 | 2.2349e-08 | 3.8917e-07 | 7.0898e-07 | 3.0428e-07 | 1.2961e-07 | 6.6623e-10 | 8.4149e-10 | 3.1393e-08 | 3.5583e-09 | 2.7291e-05 | 1.8247e-10 | 7.1186e-08 | 6.8012e-08 | 6.5267e-12 | 2.4486e-07 | 1.1412e-06 | 1.022e-05 | 4.4931e-09 | 1.5495e-08 | 5.4606e-09 | 1.1863e-07 | 2.6225e-09 | 9.5011e-08 | 8.0837e-10 | 3.7348e-05 | 6.7012e-09 | 2.673e-07 | 1.2963e-10 | 6.0827e-08 | 3.7967e-05 | 7.5738e-07 | 1.7582e-08 | 1.4102e-07 | 0.00066439 | 7.8116e-10 | 3.0302e-08 | 2.3968e-07 | 2.6225e-08 | 6.1911e-08 | 3.7782e-07 | 8.3173e-10 | 3.5915e-06 | 6.9289e-08 | 1.337e-07 | 1.544e-09 | 2.5315e-05 | 3.1566e-10 | 2.263e-08 | 7.1719e-09 | 9.7312e-07 | 4.6434e-05 | 5.3136e-08 | 5.5114e-09 | 5.9065e-07 | 2.9338e-11 | 7.972e-06 | 1.0634e-08 | 0.00011211 | 1.1651e-07 | 9.4318e-09 | 2.4381e-06 | 3.8863e-07 | 5.7959e-11 | 1.1555e-05 | 2.895e-10 | 3.122e-10 | 5.5491e-05 | 2.237e-08 | 1.171e-07 | 9.8781e-08 | 7.0802e-12 | 1.0633e-06 | 1.5271e-10 | 1.2535e-09 | 4.127e-05 | 5.2935e-06 | 2.7362e-07 | 3.2247e-07 | 5.3296e-08 | 4.1629e-06 | 2.8637e-05 | 1.8522e-09 | 1.6433e-06 | 3.0947e-07 | 2.2492e-10 | 5.957e-08 | 5.032e-09 | 3.4029e-09 | 2.3698e-06 | 1.5002e-09 | 9.5177e-08 | 8.6988e-09 | 6.0029e-07 | 2.0551e-08 | 1.5487e-06 | 1.3092e-08 | 0.00023181 | 3.3769e-09 | 4.1363e-06 | 1.5625e-08 | 5.5608e-08 | 6.4865e-07 | 0.00012552 | 3.7276e-09 | 1.2156e-07 | 1.878e-07 | 1.7618e-08 | 2.6872e-08 | 3.3346e-12 | 0.024869 | 1.5804e-07 | 2.1016e-07 | 6.0318e-08 | 1.96e-09 | 2.9982e-10 | 2.5416e-07 | 2.5935e-10 | 1.2116e-09 | 9.7663e-08 | 3.0728e-07 | 1.414e-05 | 2.4597e-09 | 4.9852e-09 | 1.2145e-08 | 2.0292e-08 | 6.0555e-06 | 7.483e-10 | 1.0274e-07 | 1.0798e-08 | 8.7095e-07 | 1.1147e-09 | 2.509e-09 | 5.6858e-07 | 6.0102e-08 | 0.0004211 | 0.00042 | 1.897e-05 | 0.0089863 | 1.4909e-05 | 4.1621e-06 | 4.0245e-08 | 5.2284e-08 | 9.5541e-10 | 0.00019375 | 4.7448e-09 | 7.6366e-08 | 5.2349e-10 | 2.0641e-06 | 1.0154e-10 | 1.4695e-09 | 1.402e-12 | 8.929e-07 | 2.3723e-09 | 2.9455e-08 | 8.2117e-08 | 1.0183e-10 | 4.4946e-06 | 1.0553e-10 | 5.2277e-10 | 3.5413e-07 | 1.2679e-09 | 1.0342e-11 | 1.9004e-05 | 2.12e-07 | 1.4603e-06 | 1.386e-07 | 2.8521e-09 | 4.5593e-07 | 1.5383e-08 | 2.1199e-06 | 5.2549e-10 | 1.7843e-10 | 1.3986e-08 | 1.6566e-06 | 1.0977e-06 | 7.8174e-09 | 9.6813e-07 | 7.6597e-09 | 2.4875e-07 | 1.2689e-07 | 9.0969e-07 | 0.00020278 | 2.2988e-09 | 7.48e-07 | 1.712e-07 | 4.9804e-08 | 3.063e-06 | 7.6362e-09 | 1.9391e-05 | 5.7049e-06 | 2.8508e-06 | 1.1325e-07 | 4.0975e-07 | 8.4601e-09 | 3.0825e-07 | 1.1243e-07 | 3.3655e-05 | 1.2121e-05 | 8.3414e-11 | 3.0527e-07 | 2.152e-10 | 8.2253e-06 | 7.1845e-06 | 7.0763e-07 | 5.6006e-06 | 4.0477e-07 | 0.00014172 | 6.5363e-09 | 8.4484e-07 | 1.2071e-08 | 4.1017e-06 | 5.3892e-08 | 1.0835e-05 | 1.8289e-07 | 1.6097e-06 | 1.993e-06 | 3.7333e-10 | 1.027e-07 | 2.4331e-08 | 8.9436e-08 | 1.5317e-07 | 3.165e-09 | 4.4651e-06 | 1.2047e-10 | 1.267e-06 | 4.9804e-08 | 2.3228e-06 | 2.8126e-06 | 2.8175e-08 | 4.7194e-07 | 2.9839e-06 | 2.574e-09 | 9.515e-05 | 2.321e-09 | 1.4454e-07 | 2.5058e-08 | 1.2832e-07 | 6.5047e-06 | 1.9501e-07 | 9.1045e-08 | 0.00012137 | 1.5286e-06 | 8.9872e-07 | 5.3011e-10 | 3.7415e-10 | 8.208e-08 | 3.8529e-10 | 1.8957e-06 | 9.3988e-11 | 3.6657e-09 | 6.3428e-08 | 1.3063e-10 | 6.3296e-09 | 1.596e-09 | 3.1021e-08 | 1.4655e-10 | 1.3629e-05 | 3.8691e-11 | 5.2932e-10 | 8.7051e-07 | 5.8284e-10 | 1.6004e-08 | 0.00017793 | 1.847e-08 | 3.4763e-08 | 1.9475e-07 | 5.7918e-07 | 3.3288e-09 | 7.5101e-10 | 3.4741e-05 | 9.0354e-08 | 2.8181e-07 | 7.7715e-07 | 6.8423e-09 | 5.6511e-06 | 6.784e-07 | 5.5551e-05 | 9.4341e-05 | 2.2598e-11 | 1.2902e-11 | 2.1149e-10 | 5.4494e-05 | 3.0222e-06 | 5.6051e-09 | 6.4764e-08 | 1.3517e-05 | 1.5818e-07 | 2.1144e-07 | 1.18e-09 | 2.5963e-07 | 7.6515e-09 | 2.322e-07 | 8.7005e-09 | 1.012e-05 | 3.8599e-10 | 3.0693e-09 | 3.778e-09 | 1.0262e-07 | 1.208e-07 | 9.1168e-11 | 8.4641e-06 | 1.0579e-08 | 5.6968e-07 | 3.2137e-06 | 1.3376e-09 | 5.3529e-09 | 6.5413e-07 | 8.1827e-06 | 7.5462e-07 | 4.1314e-09 | 5.7874e-11 | 7.3583e-07 | 5.9955e-08 | 1.5633e-07 | 2.9579e-08 | 8.4416e-09 | 9.1757e-11 | 5.4257e-10 | 5.0592e-09 | 1.4188e-09 | 1.3533e-06 | 1.8271e-07 | 5.1937e-07 | 3.6162e-08 | 1.6752e-08 | 2.0151e-08 | 8.1455e-06 | 5.7412e-13 | 1.8962e-05 | 2.4558e-07 | 3.3711e-06 | 1.1239e-07 | 3.2289e-10 | 2.5452e-05 | 0.0017339 | 2.281e-09 | 2.0573e-09 | 3.0714e-07 | 2.31e-06 | 5.4117e-07 | 2.1898e-06 | 4.8476e-09 | 5.1364e-09 | 1.7082e-07 | 3.6801e-05 | 2.4394e-10 | 2.2949e-05 | 9.922e-09 | 4.1467e-06 | 4.4527e-08 | 1.0337e-08 | 6.7939e-06 | 6.8523e-08 | 2.1098e-06 | 3.7295e-09 | 8.4905e-07 | 3.2359e-10 | 3.506e-08 | 8.881e-09 | 1.1624e-07 | 8.1229e-10 | 7.6094e-08 | 2.4642e-05 | 3.798e-10 | 6.211e-11 | 4.0257e-08 | 2.2818e-11 | 6.2979e-09 | 5.2726e-07 | 9.5302e-08 | 5.3571e-07 | 3.0685e-06 | 8.7091e-08 | 1.1297e-10 | 5.8229e-08 | 5.1986e-08 | 2.2371e-06 | 8.1947e-09 | 3.105e-08 | 0.0040139 | 1.1407e-06 | 1.7999e-10 | 4.8475e-08 | 2.5064e-09 | 1.1327e-09 | 8.9802e-09 | 2.3482e-08 | 2.4982e-08 | 2.8544e-08 | 9.2719e-09 | 8.4476e-07 | 3.7168e-06 | 2.6e-07 | 6.4053e-09 | 9.5661e-08 | 8.059e-09 | 1.3899e-07 | 1.7128e-09 | 1.0336e-05 | 3.2927e-07 | 6.9834e-06 | 1.3274e-09 | 2.5971e-09 | 0.000146 | 1.9203e-07 | 7.3047e-11 | 6.5506e-07 | 2.4631e-10 | 6.5658e-10 | 6.5946e-05 | 1.4517e-10 | 6.1527e-07 | 4.082e-09 | 3.8703e-07 | 4.037e-12 | 3.8183e-09 | 1.2315e-06 | 1.8511e-08 | 8.9547e-06 | 1.5885e-09 | 5.8188e-08 | 6.4053e-07 | 2.1094e-10 | 1.7941e-09 | 2.4505e-07 | 7.8645e-09 | 1.2907e-06 | 5.497e-08 | 2.7069e-11 | 1.161e-08 | 2.3338e-07 | 1.533e-08 | 9.9941e-07 | 3.333e-09 | 5.2797e-09 | 7.6522e-09 | 6.6436e-08 | 1.6715e-06 | 1.0979e-08 | 8.323e-06 | 7.192e-05 | 1.1443e-10 | 4.314e-07 | 1.5344e-07 | 3.6826e-07 | 5.6347e-06 | 8.8636e-06 | 7.8846e-06 | 3.7843e-07 | 9.9736e-07 | 5.8308e-10 | 6.7228e-10 | 1.3179e-06 | 3.4598e-09 | 4.3966e-06 | 9.4426e-10 | 6.9188e-09 | 1.4631e-05 | 2.8017e-09 | 4.8654e-06 | 1.9216e-06 | 4.4304e-05 | 0.00012025 | 2.977e-07 | 2.7972e-08 | 1.2475e-07 | 1.5635e-06 | 5.1265e-11 | 8.6896e-09 | 2.5989e-09 | 1.8868e-11 | 9.3574e-09 | 1.7852e-06 | 1.9978e-06 | 0.0018812 | 1.6081e-08 | 5.9661e-08 | 7.7445e-09 | 7.7618e-10 | 5.3925e-09 | 2.0491e-11 | 4.2076e-10 | 7.5489e-08 | 3.4152e-07 | 3.1102e-10 | 3.1226e-10 | 9.6782e-08 | 5.847e-09 | 4.361e-12 | 2.0624e-07 | 2.1451e-10 | 9.3537e-08 | 8.2449e-08 | 8.1331e-10 | 8.7656e-10 | 2.0498e-07 | 9.8717e-11 | 3.4954e-08 | 5.611e-06 | 7.681e-06 | 1.0034e-07 | 8.8186e-09 | 8.3057e-09 | 8.4849e-07 | 8.7117e-07 | 8.4203e-07 | 4.0795e-09 | 2.4715e-08 | 2.206e-07 | 9.3752e-07 | 4.9694e-08 | 0.00068122 | 1.8735e-07 | 1.9701e-08 | 1.3041e-08 | 2.6491e-08 | 6.5211e-07 | 1.9047e-05 | 8.6222e-07 | 1.4427e-08 | 1.5783e-09 | 8.5513e-09 | 1.5249e-11 | 1.7407e-08 | 3.0559e-10 | 6.896e-06 | 2.9754e-07 | 1.8979e-08 | 9.6418e-13 | 0.00018986 | 3.6053e-07 | 1.7892e-07 | 8.1216e-09 | 1.0658e-07 | 7.4084e-08 | 5.7519e-12 | 6.1826e-06 | 7.0478e-09 | 2.0272e-07 | 1.2002e-10 | 8.4567e-07 | 7.4495e-08 | 5.0324e-08 | 7.5612e-08 | 0.03469 | 8.3661e-09 | 6.834e-09 | 5.6718e-08 | 1.3961e-08 | 4.649e-09 | 1.7813e-09 | 6.2628e-10 | 3.0237e-05 | 0.00011222 | 3.6798e-10 | 9.505e-09 | 1.4842e-09 | 3.2554e-07 | 7.4234e-09 | 1.6046e-08 | 1.296e-10 | 5.5544e-08 | 4.1885e-11 | 2.0803e-08 | 1.458e-07 | 7.7967e-09 | 6.8038e-09 | 1.382e-07 | 2.5432e-06 | 6.5797e-07 | 6.3979e-10 | 4.0774e-07 | 5.3066e-08 | 1.2753e-08 | 0.0010374 | 3.1772e-09 | 4.7594e-08 | 3.1331e-08 | 2.6357e-08 | 1.968e-09 | 1.5918e-08 | 2.5832e-08 | 0.00019824 | 4.4317e-06 | 1.0974e-06 | 5.0391e-09 | 3.0844e-10 | 5.3365e-07 | 1.5467e-08 | 1.136e-06 | 1.4031e-08 | 3.6284e-07 | 6.3515e-08 | 2.7527e-05 | 6.0053e-05 | 1.3927e-08 | 6.9217e-08 | 8.4324e-06 | 2.4634e-06 | 3.3862e-11 | 5.3043e-09 | 6.6017e-05 | 1.9613e-05 | 1.6979e-07 | 1.1949e-06 | 1.8789e-11 | 3.1946e-08 | 4.0021e-08 | 1.2458e-09 | 1.9681e-09 | 2.749e-08 | 9.4821e-08 | 8.7795e-08 | 4.0836e-07 | 5.3512e-10 | 1.3975e-07 | 2.1074e-05 | 7.9116e-10 | 9.3696e-11 | 2.6957e-11 | 5.1872e-09 | 2.0842e-10 | 1.6118e-08 | 2.4875e-06 | 7.3889e-09 | 6.7273e-08 | 7.1433e-08 | 2.9384e-10 | 1.915e-07 | 3.6865e-06 | 2.1299e-11 | 7.6977e-09 | 2.2681e-07 | 8.2581e-07 | 1.9689e-09 | 1.6739e-05 | 5.5587e-06 | 1.352e-09 | 4.7277e-06 | 0.00025047 | 8.095e-11 | 2.572e-06 | 1.1059e-08 | 1.5577e-06 | 1.6062e-06 | 6.0442e-07 | 3.4389e-06 | 2.9842e-11 | 1.4366e-08 | 1.1387e-07 | 5.5117e-07 | 1.2976e-07 | 3.8466e-11 | 4.478e-07 | 1.2059e-07 | 5.7186e-08 | 0.00067628 | 1.4299e-09 | 9.9974e-08 | 1.4431e-09 | 8.8919e-07 | 3.8901e-10 | 1.7192e-07 | 5.385e-07 | 6.293e-09 | 2.5264e-10 | 6.6226e-08 | 9.465e-12 | 4.5628e-08 | 4.4697e-05 | 0.00032296 | 1.2179e-09 | 1.725e-08 | 1.3622e-07 | 4.9097e-07 | 8.3806e-07 | 3.4513e-08 | 3.3641e-10 | 1.6785e-10 | 8.5968e-12 | 1.2119e-08 | 2.0857e-05 | 1.2068e-06 | 6.7788e-08 | 1.5528e-08 | 2.8846e-06 | 1.0143e-07 | 7.5564e-05 | 0.00076209 | 1.7038e-07 | 6.6436e-08 | 0.00010798 | 3.2749e-09 | 2.295e-08 | 5.8853e-06 | 2.6343e-08 | 1.3814e-09 | 5.9057e-10 | 1.4309e-08 | 5.8209e-09 | 1.2372e-10 | 5.7922e-07 | 2.2511e-09 | 4.8999e-08 | 1.048e-06 | 3.3344e-08 | 3.0526e-06 | 2.9242e-07 | 2.0043e-06 | 6.0629e-07 | 0.00010871 | 5.0043e-10 | 3.5915e-07 | 9.2646e-09 | 1.3186e-07 | 1.0475e-06 | 0.00014956 | 2.0256e-10 | 7.6786e-05 | 1.1106e-06 | 1.6539e-08 | 4.8055e-10 | 6.0724e-10 | 3.9544e-08 | 6.2639e-10 | 2.5753e-09 | 7.0078e-09 | 2.8342e-07 | 5.0137e-10 | 4.1158e-07 | 6.8176e-12 | 6.3312e-11 | 6.5688e-11 | 0.00080582 | 9.3711e-10 | 7.9214e-09 | 1.0377e-05 | 6.1464e-10 | 4.1935e-10 | 3.4887e-08 | 1.4665e-09 | 4.0149e-07 | 2.6483e-09 | 2.0752e-06 | 2.6944e-11 | 5.7177e-09 | 3.4721e-08 | 3.459e-08 | 1.0937e-07 | 2.9742e-09 | 2.433e-09 | 6.1261e-07 | 1.7438e-12 | 3.2018e-09 | 9.6284e-11 | 4.4636e-13 | 4.1997e-09 | 2.2023e-08 | 1.2646e-05 | 8.2142e-11 | 3.3853e-05 | 3.8853e-08 | 5.829e-09 | 2.3904e-09 | 2.0199e-05 | 1.3077e-09 | 1.0114e-08 | 0.00014615 | 6.2062e-09 | 1.1623e-08 | 1.0395e-07 | 2.4439e-06 | 1.0671e-08 | 3.6206e-09 | 6.825e-09 | 1.0779e-05 | 1.6568e-07 | 5.0261e-10 | 3.8891e-10 | 0.00010351 | 5.8682e-09 | 1.5131e-10 | 5.0579e-09 | 0.00015633 | 9.6171e-07 | 1.6392e-09 | 6.1627e-09 | 1.3787e-08 | 8.0394e-09 | 2.3184e-08 | 0.00065284 | 1.0747e-07 | 9.096e-07 | 3.6907e-08 | 5.2683e-09 | 1.1432e-05 | 2.8697e-07 | 5.681e-08 | 3.203e-07 | 1.1531e-08 | 3.1933e-06 | 1.5448e-08 | 1.2109e-06 | 1.0127e-08 | 3.7238e-07 | 3.1502e-10 | 5.6268e-08 | 2.1497e-08 | 5.0254e-09 | 0.00011776 | 0.00014685 | 1.3482e-06 | 1.5243e-06 | 3.3492e-10 | 7.2524e-07 | 8.8269e-09 | 2.0984e-08 | 5.7645e-08 | 1.3113e-06 | 3.7757e-11 | 5.4731e-07 | 1.551e-07 | 7.59e-09 | 2.6591e-06 | 8.8706e-06 | 1.1521e-07 | 4.5303e-09 | 2.9312e-09 | 6.9762e-06 | 1.1402e-08 | 2.3881e-08 | 3.6682e-09 | 3.3373e-08 | 5.5993e-09 | 8.316e-10 | 4.5438e-06 | 8.771e-05 | 2.028e-09 | 8.5316e-08 | 1.7675e-06 | 1.1098e-09 | 1.0082e-10 | 2.6441e-07 | 2.4851e-10 | 5.8581e-05 | 1.8755e-09 | 6.2136e-09 | 5.0896e-06 | 2.6306e-09 | 5.11e-06 | 2.4545e-08 | 3.7549e-05 | 1.5227e-08 | 1.1064e-08 | 3.0441e-10 | 1.5314e-07 | 4.9268e-06 | 1.9326e-09 | 7.6208e-08 | 1.0255e-08 | 7.581e-07 | 3.2058e-08 | 4.7218e-07 | 3.6409e-10 | 2.1332e-09 | 1.9341e-06 | 1.1784e-05 | 1.3819e-09 | 2.7991e-11 | 2.3304e-08 | 3.8188e-08 | 4.3709e-06 | 3.3002e-08 | 1.2851e-07 | 3.1218e-07 | 0.0013781 | 5.097e-07 | 1.2337e-05 | 1.014e-09 | 5.0931e-05 | 2.5008e-05 | 3.1914e-06 | 1.3011e-08 | 1.8187e-07 | 1.4109e-08 | 1.0353e-08 | 6.6526e-08 | 0.00045923 | 2.4922e-09 | 3.9532e-10 | 3.237e-06 | 4.0294e-08 | 8.4704e-06 | 8.6001e-09 | 5.8167e-09 | 2.9381e-05 | 9.6813e-09 | 9.7789e-10 | 1.3287e-07 | 7.3509e-06 | 3.9169e-07 | 3.8067e-08 | 3.9858e-06 | 3.1818e-09 | 2.2371e-09 | 3.0285e-09 | 6.6007e-09 | 3.9338e-07 | 7.1274e-07 | 3.5265e-05 | 1.6634e-06 | 3.617e-07 | 2.305e-10 | 8.044e-08 | 2.0014e-08 | 1.2349e-08 | 2.6754e-09 | 1.4584e-05 | 9.5702e-08 | 3.9692e-06 | 2.2907e-06 | 1.4994e-09 | 7.2343e-07 | 7.4286e-09 | 5.4524e-06 | 7.6676e-08 | 1.437e-09 | 4.4902e-07 | 1.3887e-07 | 2.0585e-07 | 4.6352e-07 | 4.1956e-06 | 3.7507e-08 | 1.47e-07 | 5.1545e-08 | 2.0141e-09 | 2.8687e-09 | 9.171e-11 | 5.7376e-09 | 1.8385e-09 | 0.00010032 | 1.8953e-09 | 2.8616e-07 | 1.6133e-05 | 4.7335e-11 | 9.3925e-07 | 0.00060098 | 3.7878e-08 | 1.6394e-07 | 9.6619e-10 | 3.9264e-06 | 7.3557e-08 | 1.3999e-07 | 3.8806e-06 | 8.1182e-08 | 6.9248e-07 | 6.5164e-06 | 1.386e-07 | 1.1909e-09 | 1.6294e-09 | 9.8137e-09 | 9.9235e-10 | 1.0517e-07 | 4.0502e-10 | 1.1444e-09 | 2.5275e-08 | 1.0815e-07 | 4.4442e-11 | 4.6861e-06 | 3.347e-10 | 1.4386e-09 | 2.0516e-08 | 2.9414e-07 | 8.2867e-09 | 8.5448e-10 | 4.5132e-08 | 2.0318e-11 | 2.4426e-07 | 3.9879e-06 | 1.6219e-06 | 1.0122e-05 | 4.3557e-10 | 9.1885e-09 | 0.00019575 | 1.5625e-05 | 5.6522e-05 | 2.797e-12 | 1.1975e-07 | 8.0166e-07 | 8.2947e-06 | 1.3926e-10 | 3.9212e-07 | 1.4825e-08 | 2.873e-07 | 1.6451e-07 | 3.8153e-08 | 1.9536e-09 | 5.073e-09 | 2.1991e-07 | 2.6715e-11 | 9.0404e-08 | 2.9429e-09 | 5.3132e-08 | 3.0477e-05 | 5.1386e-08 | 5.725e-08 | 3.907e-07 | 5.9062e-09 | 4.821e-05 | 5.9116e-07 | 2.7229e-08 | 8.3589e-07 | 2.7087e-09 | 1.3988e-06 | 2.5325e-07 | 2.9838e-09 | 6.4957e-08 | 8.4567e-08 | 4.5317e-09 | 2.4319e-08 | 3.8374e-09 | 9.1379e-08 | 4.8549e-08 | 2.1622e-05 | 2.5741e-08 | 3.4436e-05 | 8.8884e-07 | 3.8858e-08 | 1.3928e-08 | 0.00027915 | 1.0887e-10 | 2.9721e-06 | 1.5608e-07 | 1.3077e-06 | 3.5374e-09 | 0.00010925 | 2.3483e-05 | 3.802e-06 | 1.2821e-08 | 1.0937e-11 | 2.6591e-08 | 2.7919e-09 | 3.0308e-05 | 3.3534e-09 | 1.0803e-11 | 6.409e-06 | 4.8703e-09 | 1.4782e-08 | 1.7287e-08 | 1.5308e-09 | 8.2801e-09 | 7.6582e-11 | 2.0762e-08 | 8.5267e-09 | 5.0909e-07 | 1.54e-06 | 1.9426e-10 | 1.3603e-07 | 4.1229e-07 | 1.2894e-08 | 8.102e-10 | 1.4867e-07 | 2.7233e-10 | 4.353e-07 | 7.2751e-07 | 4.5871e-05 | 3.2182e-07 | 6.6194e-10 | 1.8343e-08 | 6.355e-10 | 2.2452e-11 | 1.2209e-07 | 3.5007e-07 | 8.1081e-10 | 1.143e-05 | 8.2046e-09 | 1.3031e-05 | 7.8938e-08 | 1.8216e-09 | 6.6214e-08 | 4.8728e-07 | 3.7865e-07 | 6.3939e-09 | 8.7113e-11 | 3.4241e-08 | 4.0349e-07 | 3.2995e-07 | 3.9812e-09 | 3.664e-09 | 1.2392e-05 | 8.6435e-07 | 6.6752e-11 | 1.8733e-08 | 1.3287e-07 | 2.3178e-05 | 1.05e-05 | 5.6601e-08 | 2.944e-08 | 3.3403e-06 | 0.00012601 | 1.549e-06 | 5.7413e-10 | 2.3169e-06 | 1.151e-08 | 2.5688e-09 | 9.5438e-07 | 1.0585e-09 | 0.00073598 | 4.6258e-08 | 2.3802e-05 | 1.5672e-10 | 4.2628e-06 | 8.3056e-10 | 1.9116e-07 | 2.2763e-08 | 3.8242e-08 | 5.4941e-09 | 7.6293e-10 | 9.1796e-07 | 2.1985e-10 | 7.5253e-06 | 3.0587e-09 | 4.513e-08 | 3.5169e-05 | 4.8585e-06 | 7.7184e-08 | 3.3929e-09 | 8.8222e-09 | 1.2709e-06 | 2.4888e-08 | 7.7483e-10 | 1.9218e-06 | 1.1799e-09 | 4.9894e-11 | 5.732e-08 | 2.3875e-07 | 2.0322e-05 | 4.0944e-09 | 7.4912e-07 | 5.5579e-08 | 2.7814e-08 | 4.0157e-08 | 2.0436e-05 | 4.5352e-09 | 2.9571e-08 | 3.3514e-07 | 1.097e-08 | 1.6469e-08 | 2.0358e-07 | 1.4993e-07 | 2.2871e-07 | 4.9082e-07 | 7.7992e-10 | 9.6656e-06 | 1.6312e-09 | 7.7957e-06 | 1.2268e-08 | 7.1552e-05 | 5.796e-07 | 6.8081e-07 | 1.4622e-07 | 9.3509e-12 | 1.7923e-07 | 3.3071e-05 | 1.6249e-10 | 1.4297e-07 | 1.442e-06 | 1.9636e-09 | 1.1533e-05 | 2.6881e-08 | 7.7962e-09 | 6.347e-08 | 2.1674e-09 | 1.2922e-07 | 1.3412e-10 | 4.1372e-08 | 6.3154e-09 | 5.4343e-09 | 5.1969e-09 | 4.9512e-08 | 2.8578e-07 | 1.9202e-06 | 8.7992e-10 | 2.1781e-06 | 1.9225e-07 | 1.0813e-07 | 0.00036813 | 3.2181e-09 | 4.4701e-09 | 1.0255e-05 | 2.7131e-05 | 2.4392e-09 | 8.9393e-07 | 0.0011342 | 6.6851e-08 | 0.00032239 | 6.5933e-06 | 5.2805e-10 | 6.5165e-08 | 1.734e-06 | 4.9071e-05 | 2.8494e-07 | 2.8691e-08 | 3.5705e-06 | 6.9937e-10 | 2.5255e-07 | 8.1095e-09 | 1.9034e-07 | 5.4058e-06 | 7.9025e-09 | 1.7312e-10 | 3.5436e-09 | 1.0343e-07 | 3.4224e-11 | 2.3287e-10 | 1.3908e-06 | 0.00073318 | 1.9691e-06 | 3.4345e-08 | 6.9217e-08 | 0.00034975 | 1.4728e-05 | 8.3796e-08 | 4.3384e-07 | 2.6604e-11 | 4.4366e-08 | 1.1348e-05 | 1.9069e-08 | 2.9752e-11 | 4.1652e-06 | 1.1977e-09 | 3.1821e-08 | 2.1254e-07 | 1.0435e-07 | 7.8812e-09 | 8.0302e-12 | 7.8135e-09 | 8.0391e-07 | 4.9464e-09 | 5.2436e-05 | 6.7936e-11 | 1.0418e-09 | 1.6981e-06 | 4.5446e-06 | 9.0087e-05 | 2.3294e-05 | 2.9521e-06 | 6.6456e-06 | 4.8371e-06 | 5.7573e-07 | 5.1159e-11 | 1.1456e-08 | 3.8367e-09 | 1.3251e-09 | 3.297e-08 | 7.591e-05 | 1.9276e-09 | 1.3085e-05 | 9.6174e-09 | 2.7377e-09 | 3.0708e-06 | 1.9786e-07 | 2.4211e-08 | 7.0204e-10 | 7.1086e-07 | 5.1356e-08 | 2.2987e-10 | 9.0388e-07 | 5.6617e-08 | 5.1177e-10 | 2.3085e-07 | 8.2804e-05 | 9.5826e-11 | 3.1155e-05 | 7.5217e-10 | 1.8657e-10 | 1.5321e-09 | 1.769e-05 | 4.8951e-09 | 1.7188e-07 | 3.5508e-08 | 0.0001496 | 1.2745e-09 | 3.0202e-07 | 1.7825e-06 | 4.459e-06 | 3.4462e-07 | 3.2394e-10 | 3.8717e-07 | 6.2644e-07 | 6.7244e-08 | 5.7952e-07 | 1.6126e-06 | 1.4884e-09 | 5.577e-10 | 3.7507e-09 | 1.6278e-06 | 1.271e-05 | 1.8217e-07 | 1.463e-10 | 4.5298e-11 | 1.6513e-09 | 1.946e-07 | 4.5421e-05 | 1.4873e-10 | 3.1393e-06 | 2.2971e-10 | 1.4496e-09 | 1.7681e-06 | 7.1272e-08 | 3.0909e-05 | 4.9798e-07 | 1e-05 | 1.0463e-07 | 8.7249e-07 | 7.8204e-11 | 2.3953e-06 | 4.5102e-10 | 9.0164e-10 | 1.3985e-10 | 5.7291e-08 | 7.8499e-09 | 2.9283e-09 | 3.7822e-09 | 1.4295e-09 | 8.0768e-06 | 2.2054e-08 | 1.8735e-11 | 2.7692e-07 | 3.0845e-06 | 9.0892e-09 | 3.3331e-08 | 0.00017837 | 8.7594e-09 | 1.1535e-09 | 2.8807e-07 | 3.544e-10 | 2.3412e-08 | 1.2361e-06 | 0.00094737 | 3.5332e-07 | 2.2247e-06 | 3.5873e-08 | 1.0403e-08 | 7.1456e-10 | 5.2004e-08 | 1.6768e-05 | 1.2878e-07 | 7.1078e-07 | 3.1628e-07 | 2.8257e-10 | 1.1598e-07 | 1.6101e-06 | 2.5218e-10 | 1.5834e-09 | 5.6653e-06 | 8.7674e-12 | 8.3728e-09 | 4.8587e-08 | 1.5648e-12 | 3.4001e-07 | 1.266e-10 | 1.2979e-08 | 2.0622e-08 | 2.8951e-09 | 3.0039e-08 | 7.3462e-06 | 3.7834e-08 | 5.9473e-08 | 1.7055e-07 | 3.6081e-08 | 8.4042e-10 | 1.3691e-07 | 5.2939e-06 | 2.5082e-06 | 8.3998e-07 | 4.6121e-07 | 9.9379e-07 | 3.922e-06 | 2.6622e-11 | 9.4345e-05 | 4.0589e-08 | 4.9014e-08 | 7.4649e-06 | 2.47e-09 | 6.0501e-10 | 1.0554e-06 | 7.4397e-06 | 1.4213e-09 | 3.9019e-08 | 1.414e-07 | 1.8662e-08 | 0.1065 | 1.4543e-05 | 2.8872e-09 | 5.7988e-08 | 3.8388e-08 | 5.6004e-07 | 7.2825e-07 | 1.014e-07 | 5.0696e-11 | 1.1627e-07 | 1.3557e-09 | 9.4286e-07 | 7.5107e-10 | 4.519e-05 | 1.3051e-09 | 4.9096e-08 | 2.8265e-07 | 1.0298e-08 | 2.5238e-08 | 1.2521e-11 | 4.5862e-07 | 0.015355 | 0.00026594 | 8.861e-09 | 1.0189e-05 | 2.3958e-08 | 6.0226e-10 | 0.00036984 | 3.246e-08 | 2.2211e-09 | 1.5195e-08 | 8.6257e-10 | 3.696e-07 | 2.7652e-08 | 7.2644e-07 | 7.302e-08 | 2.8721e-10 | 1.0495e-08 | 5.1338e-08 | 2.5221e-07 | 7.6941e-09 | 6.9315e-07 | 1.2802e-05 | 0.00037479 | 8.5467e-11 | 6.2136e-10 | 3.4092e-06 | 2.616e-07 | 4.3046e-06 | 2.3193e-10 | 1.7928e-08 | 5.6574e-05 | 9.5141e-08 | 7.1012e-10 | 1.7021e-07 | 4.2517e-09 | 1.7201e-05 | 5.391e-07 | 1.6979e-06 | 1.6539e-10 | 2.1498e-06 | 1.076e-12 | 6.4266e-07 | 3.7821e-09 | 3.4186e-10 | 2.8395e-11 | 3.5159e-08 | 1.3524e-08 | 1.7421e-08 | 1.1066e-08 | 6.527e-10 | 6.5157e-14 | 4.3992e-09 | 2.4456e-10 | 1.487e-06 | 5.3135e-10 | 3.9807e-10 | 1.8261e-09 | 8.7087e-06 | 2.5516e-07 | 1.2501e-07 | 4.3465e-08 | 8.1804e-06 | 4.7256e-09 | 9.2125e-07 | 7.2812e-07 | 4.8864e-09 | 3.1824e-07 | 1.0047e-09 | 1.5515e-08 | 2.8066e-06 | 2.2222e-08 | 5.9576e-06 | 6.6862e-06 | 5.6877e-09 | 1.4479e-08 | 1.4784e-08 | 3.9918e-08 | 2.5715e-06 | 7.0454e-10 | 3.141e-09 | 4.4024e-08 | 1.1636e-07 | 4.9121e-11 | 1.6722e-06 | 2.8164e-08 | 1.2045e-06 | 2.4444e-12 | 3.8094e-06 | 1.9172e-05 | 5.3231e-10 | 2.2015e-07 | 2.3814e-09 | 4.5367e-09 | 3.992e-08 | 7.0325e-07 | 3.4516e-06 | 4.5743e-07 | 2.8368e-08 | 2.8892e-09 | 9.3145e-09 | 9.5384e-09 | 3.3482e-08 | 6.0857e-07 | 1.3375e-07 | 3.5138e-08 | 6.281e-08 | 6.5217e-11 | 5.0521e-06 | 1.2106e-08 | 6.5732e-10 | 4.8687e-08 | 1.9275e-09 | 1.0102e-09 | 2.1832e-07 | 3.2525e-08 | 1.22e-06 | 2.2398e-07 | 1.8626e-05 | 2.3912e-08 | 3.3603e-06 | 5.3517e-07 | 3.1759e-05 | 1.6971e-09 | 5.0707e-07 | 1.5282e-08 | 6.6261e-07 | 9.1543e-10 | 2.717e-10 | 7.3318e-06 | 2.8456e-05 | 8.5497e-08 | 2.9586e-07 | 1.6315e-06 | 5.1359e-10 | 1.1494e-08 | 3.0009e-10 | 1.9254e-11 | 4.5698e-06 | 5.3311e-08 | 0.0001249 | 2.6685e-08 | 3.6005e-06 | 3.6197e-07 | 3.5066e-08 | 1.3993e-08 | 9.8591e-07 | 1.4683e-05 | 5.0764e-10 | 3.77e-08 | 3.8622e-09 | 1.0434e-06 | 8.0933e-10 | 9.6117e-08 | 7.2156e-07 | 2.5988e-06 | 7.1368e-08 | 3.0946e-07 | 1.9001e-11 | 4.0807e-09 | 1.4321e-09 | 4.9008e-08 | 6.7995e-07 | 3.2349e-08 | 2.1661e-09 | 1.0648e-06 | 3.4707e-08 | 1.5963e-05 | 1.7551e-06 | 1.4578e-12 | 6.3551e-09 | 2.3033e-08 | 2.4007e-07 | 4.1772e-11 | 1.0254e-07 | 2.2364e-08 | 7.3494e-08 | 1.7286e-09 | 3.8773e-07 | 4.2906e-10 | 6.2601e-07 | 1.6523e-06 | 2.0673e-07 | 5.7704e-08 | 9.8955e-07 | 1.5189e-07 | 7.7416e-05 | 8.7529e-06 | 1.8633e-07 | 1.5311e-08 | 6.6873e-07 | 3.2855e-07 | 1.2768e-08 | 2.7049e-08 | 1.5662e-05 | 2.6091e-06 | 0.00010887 | 1.8984e-06 | 2.1166e-07 | 1.764e-07 | 1.7376e-06 | 4.6252e-07 | 0.00010682 | 8.9248e-05 | 4.7868e-10 | 3.0886e-08 | 9.4716e-08 | 9.4019e-11 | 2.5027e-07 | 3.2789e-08 | 3.5892e-07 | 4.1182e-09 | 1.6408e-07 | 1.066e-05 | 6.8479e-06 | 2.6269e-07 | 3.1386e-06 | 2.6364e-10 | 4.155e-07 | 2.8995e-05 | 4.5636e-06 | 6.891e-09 | 7.6909e-07 | 3.7178e-12 | 1.7951e-06 | 9.0002e-06 | 8.4914e-10 | 6.0088e-10 | 1.808e-06 | 5.1157e-10 | 2.4303e-11 | 3.9557e-09 | 5.9409e-08 | 4.9829e-08 | 4.271e-09 | 7.6577e-08 | 1.9302e-09 | 5.8178e-08 | 3.2709e-07 | 3.5637e-07 | 3.0284e-10 | 3.4737e-09 | 2.2924e-07 | 1.43e-06 | 1.8281e-08 | 3.3398e-10 | 7.119e-08 | 5.3649e-10 | 1.4585e-09 | 5.5969e-08 | 1.9423e-05 | 3.2611e-05 | 4.2661e-07 | 1.2385e-05 | 5.3489e-10 | 2.1432e-06 | 7.3413e-08 | 1.1391e-10 | 3.3329e-06 | 2.3038e-07 | 2.1952e-06 | 9.7878e-08 | 1.9141e-06 | 1.0477e-07 | 4.0452e-09 | 3.2735e-09 | 9.8068e-06 | 4.0788e-10 | 0.00061732 | 1.1359e-10 | 1.0475e-07 | 0.013164 | 3.9078e-06 | 2.4382e-08 | 0.00022103 | 3.4034e-12 | 2.7486e-07 | 3.8986e-09 | 2.5451e-09 | 1.1662e-06 | 1.6401e-05 | 4.2759e-06 | 1.2441e-09 | 3.4021e-09 | 2.5197e-06 | 1.2491e-08 | 7.9174e-09 | 2.0035e-13 | 9.3759e-07 | 5.7175e-10 | 4.7277e-10 | 0.00041465 | 1.6484e-10 | 4.3908e-09 | 1.9412e-05 | 0.00030452 | 2.6827e-05 | 2.4388e-05 | 7.6268e-07 | 9.5869e-10 | 3.8872e-07 | 4.1636e-10 | 2.7207e-10 | 1.6674e-06 | 1.4339e-07 | 2.9205e-05 | 6.5558e-10 | 7.2973e-07 | 5.7434e-07 | 0.0002789 | 2.077e-09 | 5.7054e-11 | 9.3209e-09 | 8.1562e-08 | 1.5785e-07 | 6.1946e-05 | 5.919e-08 | 0.00010764 | 4.0174e-09 | 3.0275e-09 | 5.6887e-05 | 6.6008e-07 | 1.0595e-06 | 1.6124e-08 | 6.3732e-09 | 2.3974e-06 | 1.3348e-06 | 9.2006e-05 | 1.0939e-07 | 2.6207e-08 | 1.7844e-08 | 4.4336e-06 | 2.6564e-09 | 2.0952e-08 | 1.8235e-08 | 4.8488e-07 | 1.4915e-05 | 1.8514e-10 | 9.3103e-07 | 2.2271e-08 | 7.2916e-06 | 5.7607e-08 | 4.7182e-08 | 2.8681e-06 | 1.4441e-08 | 1.7128e-11 | 1.4641e-06 | 4.6698e-07 | 7.1782e-09 | 3.6958e-07 | 1.6817e-05 | 2.9141e-11 | 6.9692e-07 | 4.151e-06 | 5.1055e-07 | 4.2752e-07 | 2.5637e-08 | 1.3357e-08 | 9.1179e-06 | 8.8125e-08 | 9.7197e-09 | 1.8654e-09 | 4.2211e-10 | 4.4164e-05 | 3.372e-06 | 6.2638e-11 | 4.9487e-07 | 5.7542e-10 | 2.1714e-11 | 4.242e-07 | 1.5137e-07 | 3.5781e-07 | 4.1272e-08 | 7.1397e-06 | 2.9494e-09 | 5.0839e-08 | 4.8746e-07 | 2.8401e-09 | 4.879e-10 | 3.4272e-06 | 4.6624e-06 | 1.8833e-06 | 4.5069e-09 | 2.0331e-08 | 1.3788e-08 | 2.2653e-07 | 1.4629e-09 | 1.2056e-07 | 2.8777e-08 | 3.3818e-09 | 5.4562e-05 | 1.2776e-08 | 5.3714e-06 | 7.4436e-08 | 3.0607e-06 | 3.1345e-07 | 4.5465e-09 | 6.1758e-10 | 8.3478e-07 | 6.324e-08 | 1.6453e-06 | 3.1503e-09 | 2.8949e-06 | 1.9924e-06 | 3.1413e-06 | 1.0849e-10 | 2.43e-07 | 8.4014e-07 | 2.8691e-10 | 1.1336e-09 | 3.3251e-10 | 1.1138e-05 | 4.3677e-08 | 4.7255e-08 | 3.6766e-10 | 8.2642e-05 | 2.8876e-09 | 1.5223e-06 | 6.2988e-07 | 1.1084e-08 | 1.717e-06 | 1.2956e-05 | 4.9077e-05 | 5.7411e-08 | 1.6747e-07 | 1.7339e-05 | 6.191e-09 | 4.0261e-07 | 1.6534e-05 | 1.5779e-09 | 1.7766e-10 | 3.3619e-10 | 1.5167e-09 | 1.3103e-06 | 6.6734e-11 | 0.00039707 | 3.8912e-06 | 2.8812e-06 | 1.9514e-09 | 1.3912e-07 | 7.3328e-07 | 3.081e-09 | 5.2219e-05 | 2.7311e-06 | 2.9686e-07 | 7.537e-08 | 6.3161e-05 | 1.2093e-09 | 1.0136e-08 | 3.6142e-11 | 8.3164e-08 | 9.1696e-07 | 4.7605e-11 | 8.9118e-09 | 3.5691e-07 | 8.2508e-06 | 3.8615e-10 | 2.3404e-08 | 2.3216e-09 | 5.7706e-10 | 2.6034e-11 | 2.9524e-06 | 1.6982e-08 | 3.3203e-06 | 0.00024947 | 1.0106e-11 | 2.4989e-10 | 1.5587e-06 | 3.9785e-06 | 9.5827e-09 | 1.6669e-06 | 2.9378e-07 | 6.4834e-08 | 1.8014e-08 | 9.2215e-07 | 1.0328e-10 | 3.8963e-09 | 8.6867e-08 | 3.28e-09 | 3.631e-09 | 1.2577e-08 | 1.5036e-08 | 3.2057e-11 | 1.7152e-06 | 0.00011747 | 1.0316e-11 | 1.3276e-07 | 1.2196e-11 | 5.8798e-06 | 2.5717e-09 | 2.4353e-07 | 4.9925e-07 | 1.8973e-10 | 1.1858e-08 | 6.1555e-08 | 3.3842e-07 | 1.2793e-09 | 1.0317e-10 | 2.2836e-11 | 1.156e-05 | 1.144e-08 | 1.3503e-09 | 2.6246e-06 | 1.2641e-07 | 3.6236e-11 | 3.9962e-07 | 1.0461e-06 | 1.1738e-08 | 6.3728e-06 | 6.6691e-07 | 4.4774e-06 | 2.4431e-09 | 2.1899e-05 | 3.3207e-08 | 1.108e-08 | 0.0001584 | 0.0023732 | 7.4469e-05 | 1.9874e-06 | 2.9601e-06 | 1.5986e-06 | 5.792e-10 | 1.8447e-05 | 6.1318e-11 | 1.6706e-06 | 6.0232e-11 | 1.5077e-06 | 7.8862e-10 | 7.2422e-06 | 7.2048e-10 | 2.9706e-08 | 5.0809e-06 | 3.155e-10 | 8.8357e-08 | 6.7635e-10 | 1.8744e-07 | 1.7218e-07 | 3.5294e-05 | 5.8173e-05 | 8.9845e-10 | 2.2577e-05 | 2.398e-11 | 3.5364e-08 | 2.7274e-09 | 3.0195e-08 | 4.8986e-06 | 4.4879e-09 | 0.00019723 | 1.284e-07 | 8.5256e-11 | 8.5957e-10 | 8.1171e-07 | 1.845e-09 | 4.1016e-08 | 7.3301e-07 | 2.4449e-09 | 1.5101e-05 | 4.0727e-07 | 1.862e-07 | 3.3216e-06 | 7.7229e-10 | 4.2371e-09 | 2.6475e-08 | 3.7716e-07 | 6.9227e-09 | 1.7505e-05 | 4.2601e-10 | 0.00061842 | 4.5699e-08 | 9.7164e-08 | 2.7297e-11 | 3.5789e-05 | 8.2661e-07 | 6.9647e-09 | 1.9449e-09 | 2.3499e-08 | 4.7484e-09 | 1.1686e-05 | 0.0010653 | 1.5872e-08 | 5.1259e-06 | 2.9522e-07 | 2.04e-07 | 5.5453e-10 | 2.3347e-08 | 6.7966e-09 | 2.0506e-11 | 2.2418e-07 | 1.7682e-06 | 3.1133e-08 | 1.771e-10 | 1.3396e-07 | 1.0213e-07 | 6.0293e-06 | 7.8325e-07 | 4.5674e-07 | 3.3656e-08 | 2.0367e-08 | 9.2505e-09 | 6.8836e-07 | 8.2832e-09 | 3.3221e-08 | 5.4265e-11 | 6.8023e-06 | 1.1063e-06 | 3.2052e-11 | 4.1482e-06 | 2.2076e-05 | 6.3016e-08 | 3.628e-08 | 8.0982e-10 | 9.6498e-11 | 2.5194e-06 | 4.6645e-07 | 4.9462e-07 | 3.8272e-06 | 0.00038032 | 1.0629e-05 | 7.317e-09 | 6.4901e-09 | 4.9705e-11 | 2.0433e-07 | 5.9886e-08 | 2.6579e-06 | 2.6915e-05 | 4.0934e-07 | 4.1278e-09 | 7.0236e-06 | 2.2581e-09 | 6.5842e-09 | 1.9422e-08 | 5.8677e-11 | 5.7697e-07 | 2.9222e-06 | 6.9148e-10 | 5.7359e-09 | 1.2401e-07 | 2.2855e-08 | 3.5542e-07 | 4.7567e-07 | 1.7829e-09 | 3.7396e-07 | 5.6474e-09 | 8.3562e-07 | 3.0003e-10 | 3.2853e-12 | 1.4806e-10 | 5.0048e-07 | 5.301e-08 | 2.2671e-06 | 4.9735e-08 | 2.4095e-09 | 6.502e-08 | 2.6927e-08 | 1.0485e-05 | 9.4635e-05 | 1.077e-07 | 2.6881e-08 | 0.00067121 | 1.7214e-05 | 9.0795e-07 | 1.3403e-10 | 5.6499e-09 | 6.74e-10 | 1.9308e-07 | 3.6185e-07 | 2.9767e-05 | 6.484e-11 | 1.1784e-08 | 2.7184e-09 | 4.4409e-07 | 3.5498e-08 | 1.5747e-10 | 2.2451e-08 | 0.0034591 | 7.7333e-09 | 2.7331e-05 | 4.1613e-07 | 2.2808e-06 | 3.972e-08 | 9.8615e-08 | 8.8147e-09 | 2.5358e-09 | 2.8765e-10 | 2.3391e-09 | 1.8267e-07 | 4.3816e-08 | 2.0541e-10 | 3.5702e-09 | 1.0031e-07 | 1.3092e-08 | 4.3114e-06 | 4.7834e-09 | 2.0878e-06 | 4.1962e-06 | 6.426e-05 | 1.1033e-07 | 2.4435e-13 | 5.4314e-09 | 2.0811e-08 | 1.8085e-09 | 3.4376e-09 | 3.0446e-09 | 3.1024e-07 | 5.8516e-05 | 2.1891e-09 | 1.8596e-06 | 4.5236e-08 | 2.0102e-06 | 7.6153e-09 | 6.2252e-08 | 3.8768e-08 | 5.741e-07 | 3.4587e-07 | 4.1864e-07 | 1.0846e-07 | 2.7137e-07 | 1.6576e-08 | 4.3791e-08 | 6.9907e-09 | 0.00026753 | 6.5558e-06 | 7.8527e-10 | 1.5264e-08 | 4.6975e-09 | 8.7401e-10 | 5.1146e-08 | 3.3739e-09 | 4.3477e-06 | 5.638e-08 | 1.8818e-06 | 7.4331e-11 | 7.6405e-07 | 1.1072e-07 | 9.7045e-07 | 2.8717e-07 | 6.7895e-06 | 1.5232e-11 | 4.2616e-12 | 2.4035e-07 | 1.4167e-07 | 1.0055e-05 | 3.872e-07 | 3.782e-10 | 3.6168e-08 | 3.4232e-09 | 7.9231e-09 | 6.047e-10 | 5.479e-09 | 4.1638e-08 | 5.143e-08 | 3.9419e-07 | 7.9703e-08 | 3.0941e-10 | 1.5792e-07 | 1.4547e-06 | 1.9849e-08 | 1.2706e-06 | 1.1842e-06 | 2.2154e-07 | 1.4043e-06 | 2.4904e-07 | 2.4815e-08 | 6.1887e-06 | 2.893e-10 | 1.2863e-07 | 4.7796e-09 | 9.0118e-07 | 4.9954e-07 | 8.2382e-07 | 1.0451e-08 | 2.537e-09 | 1.1801e-07 | 2.7023e-07 | 2.7551e-09 | 6.1255e-06 | 9.336e-09 | 1.9978e-07 | 4.6512e-09 | 0.000252 | 8.7522e-11 | 3.3968e-08 | 1.3954e-08 | 2.4219e-10 | 1.9826e-08 | 1.2942e-10 | 1.6987e-06 | 2.02e-11 | 7.3881e-09 | 7.6366e-10 | 7.2778e-09 | 8.4863e-07 | 3.4258e-08 | 4.0222e-07 | 2.9376e-11 | 6.5593e-08 | 3.393e-07 | 1.4986e-10 | 6.5173e-09 | 3.9928e-08 | 9.1559e-05 | 1.4385e-06 | 1.1462e-09 | 2.3812e-06 | 1.2282e-08 | 4.7349e-07 | 2.2907e-09 | 1.718e-05 | 1.2201e-09 | 4.4281e-08 | 8.4911e-07 | 1.2334e-05 | 1.4745e-09 | 6.7155e-08 | 1.4482e-07 | 1.1643e-05 | 1.3801e-06 | 5.1925e-08 | 3.4983e-11 | 5.7273e-05 | 1.8392e-05 | 9.074e-10 | 8.4251e-05 | 2.536e-07 | 4.5658e-05 | 3.0037e-05 | 1.0592e-08 | 2.3098e-07 | 3.0762e-06 | 2.6428e-08 | 5.1122e-08 | 4.2488e-08 | 1.6089e-07 | 8.1227e-07 | 2.251e-09 | 2.1978e-07 | 2.0749e-06 | 1.0401e-08 | 1.5716e-08 | 6.7426e-06 | 3.0493e-07 | 4.0441e-09 | 7.109e-09 | 7.1987e-05 | 6.9264e-09 | 3.1779e-08 | 3.7134e-06 | 8.1011e-08 | 4.5888e-08 | 9.388e-07 | 2.3946e-07 | 4.6092e-07 | 6.7402e-07 | 9.076e-08 | 8.6484e-08 | 5.007e-08 | 6.7868e-08 | 0.00010406 | 2.6603e-07 | 5.6364e-11 | 1.8856e-06 | 9.6959e-09 | 1.8435e-11 | 3.374e-07 | 1.2215e-10 | 2.8275e-11 | 3.3566e-08 | 6.4435e-08 | 1.1097e-10 | 2.4756e-06 | 2.6972e-05 | 3.5179e-09 | 2.7322e-05 | 4.046e-09 | 0.0009691 | 2.6474e-06 | 4.0927e-08 | 2.0887e-07 | 5.9169e-06 | 1.3764e-05 | 9.4091e-09 | 9.7184e-09 | 3.2347e-10 | 9.6549e-08 | 1.9842e-08 | 3.3458e-08 | 6.3642e-05 | 2.9966e-07 | 4.1415e-09 | 1.5765e-07 | 2.4198e-05 | 2.7094e-11 | 7.5825e-08 | 1.9659e-07 | 1.554e-10 | 0.00010832 | 1.2058e-06 | 4.2812e-05 | 6.6198e-06 | 4.264e-07 | 9.6339e-06 | 1.6033e-06 | 5.8224e-12 | 3.22e-11 | 1.4354e-07 | 9.0735e-07 | 8.2798e-10 | 1.4953e-08 | 7.0743e-10 | 2.5509e-05 | 9.1617e-07 | 1.1067e-05 | 1.3051e-08 | 4.7907e-08 | 0.00033638 | 5.4738e-05 | 0.00010597 | 1.1608e-09 | 3.0085e-11 | 4.8037e-05 | 4.1155e-09 | 8.3218e-08 | 4.6841e-06 | 0.00050958 | 5.0548e-07 | 1.3457e-05 | 9.1219e-07 | 2.1143e-11 | 3.2168e-07 | 2.1385e-08 | 2.0828e-10 | 1.0277e-08 | 8.9241e-10 | 3.3362e-08 | 1.7254e-11 | 1.4165e-07 | 7.2605e-08 | 4.8123e-10 | 1.0819e-08 | 5.8322e-06 | 1.5973e-08 | 4.9752e-07 | 6.4006e-07 | 1.7577e-05 | 4.1505e-05 | 4.23e-09 | 1.3206e-08 | 2.6764e-12 | 8.7153e-07 | 2.3367e-07 | 1.2466e-09 | 1.6248e-08 | 6.8085e-10 | 2.7898e-06 | 8.6843e-08 | 1.1656e-06 | 9.1548e-12 | 2.5514e-07 | 1.4071e-06 | 1.0622e-09 | 1.6236e-06 | 8.3378e-08 | 1.3626e-08 | 0.00011511 | 8.0123e-10 | 3.7077e-08 | 5.6261e-11 | 7.1356e-09 | 2.5973e-09 | 2.6502e-06 | 1.1434e-07 | 2.385e-06 | 2.5232e-09 | 2.7972e-05 | 2.6517e-07 | 3.7789e-07 | 3.9386e-09 | 9.2795e-08 | 8.4673e-08 | 5.4815e-10 | 5.2683e-07 | 9.0056e-09 | 3.1399e-11 | 7.2379e-08 | 4.0306e-10 | 1.5666e-07 | 4.5867e-07 | 2.8156e-08 | 8.724e-09 | 2.9987e-07 | 4.4753e-09 | 3.685e-05 | 2.5918e-09 | 3.6272e-08 | 7.6617e-10 | 5.6393e-06 | 2.0094e-11 | 1.7586e-06 | 1.0798e-06 | 1.3636e-09 | 1.992e-11 | 3.6175e-07 | 1.1751e-08 | 2.9727e-09 | 1.5359e-05 | 6.5399e-10 | 1.1375e-06 | 2.7419e-08 | 3.704e-08 | 1.9403e-06 | 1.323e-08 | 1.0441e-05 | 8.9306e-09 | 2.0101e-08 | 3.7456e-08 | 2.3592e-07 | 3.193e-08 | 1.2389e-09 | 1.6479e-09 | 6.7467e-06 | 3.0078e-06 | 6.4277e-08 | 3.0915e-07 | 2.0954e-07 | 1.5315e-08 | 4.3501e-09 | 2.0802e-08 | 4.2327e-06 | 3.8246e-09 | 7.8781e-08 | 1.3189e-07 | 8.987e-07 | 2.8111e-07 | 7.2038e-07 | 1.207e-08 | 1.4942e-07 | 7.2048e-08 | 4.5586e-09 | 3.8836e-09 | 2.0738e-06 | 2.4414e-10 | 3.7035e-09 | 3.223e-10 | 0.00011697 | 2.2826e-06 | 2.2683e-09 | 4.7759e-05 | 6.3814e-10 | 2.197e-10 | 1.2534e-05 | 6.2355e-10 | 3.4316e-09 | 1.523e-05 | 1.2246e-08 | 1.0494e-07 | 9.5461e-07 | 8.9708e-09 | 9.3335e-08 | 2.6256e-08 | 1.2063e-09 | 3.0978e-10 | 2.4324e-06 | 1.0924e-09 | 6.7755e-08 | 3.6876e-06 | 9.586e-08 | 6.2488e-09 | 7.4297e-07 | 2.0631e-08 | 2.0309e-07 | 2.7001e-12 | 1.6331e-07 | 6.6415e-07 | 6.8836e-11 | 5.6352e-08 | 3.2418e-08 | 2.2797e-08 | 6.9902e-08 | 8.2495e-07 | 1.3593e-06 | 3.9571e-08 | 1.2691e-05 | 2.1156e-10 | 2.7148e-09 | 3.0164e-06 | 3.3536e-05 | 6.0232e-08 | 7.7964e-11 | 4.2171e-11 | 1.4094e-06 | 8.2004e-10 | 2.8856e-09 | 0.00010736 | 2.6001e-09 | 1.5806e-10 | 1.0527e-08 | 1.2799e-07 | 6.0023e-08 | 7.9953e-08 | 5.1988e-11 | 4.4168e-06 | 9.0098e-07 | 3.5529e-08 | 1.8663e-10 | 6.2022e-09 | 2.8465e-05 | 1.3236e-08 | 4.6469e-10 | 2.6899e-10 | 4.092e-09 | 2.8554e-05 | 7.3875e-09 | 3.7856e-07 | 5.6257e-09 | 8.9432e-05 | 2.9509e-09 | 1.1216e-08 | 2.4434e-08 | 3.487e-09 | 7.3185e-07 | 2.8078e-07 | 3.1356e-07 | 1.2962e-06 | 1.7058e-06 | 1.6131e-07 | 2.6644e-06 | 3.7629e-08 | 1.196e-05 | 3.8474e-07 | 3.533e-06 | 5.0365e-08 | 8.9379e-10 | 1.1696e-09 | 3.1524e-08 | 1.3549e-07 | 5.6132e-07 | 5.6288e-07 | 3.9845e-09 | 6.6788e-08 | 6.2356e-07 | 8.0431e-09 | 4.4987e-07 | 5.3487e-06 | 2.7969e-08 | 1.2697e-07 | 1.3884e-07 | 1.3807e-07 | 1.4712e-07 | 2.1518e-08 | 4.5262e-07 | 2.3065e-06 | 3.7063e-06 | 2.333e-09 | 1.0064e-08 | 2.3026e-14 | 3.3542e-12 | 8.7851e-09 | 7.4611e-06 | 3.8619e-10 | 6.1972e-12 | 9.0862e-08 | 7.2727e-08 | 4.4651e-07 | 9.5994e-10 | 3.6126e-07 | 4.1381e-06 | 5.9243e-06 | 1.7258e-10 | 3.5338e-08 | 0.0048522 | 6.3706e-06 | 2.1155e-06 | 1.132e-09 | 2.571e-07 | 1.6912e-08 | 2.8432e-07 | 9.9482e-06 | 1.6545e-11 | 2.4404e-06 | 1.3373e-07 | 2.2611e-06 | 3.5105e-09 | 4.5914e-06 | 1.0876e-09 | 1.4273e-09 | 1.493e-08 | 7.3136e-08 | 4.7452e-07 | 1.6094e-07 | 4.3919e-09 | 2.2016e-06 | 8.387e-07 | 1.0222e-05 | 1.6593e-10 | 0.0001177 | 2.2631e-08 | 1.0022e-07 | 4.0182e-05 | 4.0382e-07 | 1.7365e-09 | 2.1364e-08 | 3.8197e-05 | 9.1636e-10 | 0.00018198 | 1.4083e-06 | 3.2795e-07 | 8.7153e-06 | 6.5438e-10 | 5.2359e-06 | 1.5784e-06 | 1.4453e-09 | 5.7021e-06 | 6.4304e-09 | 2.5691e-08 | 3.0174e-09 | 1.0613e-09 | 1.148e-08 | 1.3957e-09 | 2.8102e-11 | 6.7578e-06 | 7.9657e-08 | 4.3368e-06 | 0.00033937 | 1.0438e-09 | 9.1185e-09 | 4.5598e-06 | 1.9188e-08 | 3.2608e-10 | 1.248e-07 | 1.3274e-06 | 1.344e-06 | 2.9792e-07 | 1.8611e-05 | 4.8235e-07 | 4.7212e-08 | 3.4629e-08 | 1.1197e-07 | 6.1109e-09 | 1.2926e-06 | 3.0961e-09 | 1.8583e-05 | 5.3404e-08 | 0.014941 | 1.4101e-07 | 2.9822e-09 | 3.8463e-08 | 2.3487e-07 | 2.1407e-08 | 4.9738e-08 | 6.6213e-10 | 3.3203e-07 | 4.0602e-05 | 3.5581e-07 | 1.7097e-07 | 2.9994e-09 | 4.3563e-09 | 2.0451e-05 | 5.5704e-08 | 5.1246e-07 | 5.8355e-05 | 1.1428e-07 | 2.5155e-05 | 1.6793e-10 | 1.1222e-08 | 8.9518e-08 | 5.35e-05 | 3.7196e-11 | 1.3598e-08 | 1.4198e-06 | 8.5046e-06 | 1.4934e-06 | 5.0211e-09 | 3.9329e-08 | 1.285e-06 | 2.0241e-08 | 1.1587e-06 | 6.3539e-09 | 2.5165e-10 | 0.00015933 | 2.834e-10 | 1.0814e-06 | 4.645e-08 | 7.468e-08 | 1.1019e-07 | 7.1595e-09 | 1.1168e-09 | 1.8736e-09 | 1.255e-08 | 8.8711e-06 | 4.0122e-08 | 1.8203e-07 | 1.5756e-09 | 4.8522e-05 | 6.3004e-14 | 1.1559e-07 | 5.5745e-08 | 8.004e-09 | 2.9126e-06 | 3.0293e-05 | 2.8906e-07 | 2.5363e-11 | 1.1538e-05 | 1.2352e-09 | 1.8067e-06 | 2.498e-05 | 4.7136e-07 | 9.4719e-09 | 5.7075e-07 | 2.8736e-07 | 0.00020904 | 8.6599e-07 | 5.577e-08 | 4.1422e-07 | 3.6661e-08 | 3.6542e-08 | 0.00021551 | 5.3069e-08 | 4.3487e-08 | 2.7342e-09 | 9.1126e-10 | 2.8119e-05 | 3.2838e-07 | 3.3547e-05 | 5.9607e-06 | 1.291e-11 | 2.0611e-08 | 2.7075e-07 | 3.4047e-08 | 7.0919e-08 | 5.6961e-07 | 1.6056e-09 | 7.2322e-08 | 1.9965e-07 | 5.311e-06 | 9.1539e-07 | 2.0127e-08 | 5.7517e-08 | 2.3303e-08 | 1.4146e-08 | 3.2123e-10 | 2.3996e-08 | 2.0004e-05 | 4.5055e-11 | 1.0311e-09 | 2.6934e-08 | 1.4053e-09 | 0.00013746 | 6.5981e-07 | 2.805e-09 | 1.2811e-09 | 3.0484e-06 | 7.3414e-10 | 1.7852e-08 | 1.7869e-11 | 2.122e-06 | 7.2019e-08 | 1.8793e-08 | 1.0744e-06 | 7.492e-08 | 2.2071e-07 | 1.0718e-08 | 2.1676e-09 | 1.4389e-09 | 8.0595e-06 | 6.7713e-10 | 8.8351e-10 | 7.9029e-09 | 1.1265e-09 | 8.491e-09 | 1.7234e-07 | 5.8214e-08 | 1.3303e-09 | 1.6159e-08 | 9.7767e-11 | 2.8974e-11 | 3.9421e-07 | 7.6547e-09 | 2.3938e-06 | 9.5134e-05 | 4.0481e-09 | 1.6233e-09 | 1.0706e-07 | 7.8049e-09 | 2.3481e-09 | 2.5441e-08 | 2.8289e-08 | 1.9442e-07 | 1.3292e-07 | 2.3068e-09 | 2.4289e-09 | 4.8337e-08 | 3.2276e-07 | 2.5286e-07 | 4.2904e-09 | 1.4173e-06 | 1.1476e-08 | 8.9559e-09 | 1.1002e-05 | 2.2195e-07 | 9.3805e-06 | 3.3037e-09 | 7.3175e-10 | 6.8444e-11 | 5.5366e-10 | 2.6716e-07 | 1.8744e-05 | 2.2918e-07 | 1.9947e-07 | 6.4672e-06 | 2.7782e-06 | 2.1629e-07 | 2.2993e-08 | 7.0415e-10 | 6.9984e-05 | 1.5194e-06 | 3.0313e-06 | 8.9599e-06 | 5.199e-07 | 4.9773e-08 | 5.0588e-08 | 3.4816e-10 | 4.7458e-08 | 6.3568e-07 | 4.5343e-07 | 1.7357e-08 | 1.1001e-11 | 8.5615e-09 | 9.6427e-09 | 4.5791e-07 | 3.6426e-10 | 9.1919e-08 | 1.6484e-09 | 5.267e-09 | 4.901e-09 | 8.1578e-10 | 1.1114e-05 | 7.4528e-08 | 2.1636e-07 | 1.4082e-06 | 8.2678e-06 | 3.7744e-07 | 3.4328e-09 | 2.0857e-07 | 3.4645e-05 | 1.0411e-10 | 4.1784e-11 | 8.6211e-10 | 0.00025431 | 6.1904e-06 | 2.1966e-08 | 1.5861e-07 | 3.1722e-08 | 3.2789e-08 | 1.7029e-09 | 4.4036e-05 | 4.529e-08 | 1.1743e-08 | 3.1287e-06 | 1.4167e-08 | 4.1735e-07 | 7.6916e-08 | 1.602e-08 | 2.3704e-09 | 0.00012042 | 3.7823e-06 | 0.00016356 | 6.5183e-09 | 1.0161e-09 | 1.9565e-11 | 0.00029355 | 2.6465e-08 | 3.3077e-05 | 1.9367e-07 | 7.1585e-09 | 5.0992e-09 | 2.0508e-06 | 1.3704e-10 | 2.4816e-07 | 7.2037e-06 | 1.3025e-08 | 3.3745e-05 | 5.1037e-06 | 4.6389e-06 | 5.1723e-07 | 1.0573e-09 | 6.4228e-09 | 6.2967e-08 | 6.6223e-06 | 5.2469e-07 | 1.5783e-08 | 5.3145e-07 | 1.1015e-08 | 2.3338e-09 | 3.5075e-06 | 3.9617e-09 | 9.661e-07 | 1.4847e-08 | 1.1715e-08 | 7.0263e-08 | 3.4343e-09 | 3.8854e-08 | 1.8991e-10 | 3.8575e-07 | 1.3592e-07 | 3.9927e-06 | 1.5083e-08 | 8.8308e-12 | 2.1876e-08 | 3.5301e-09 | 9.9573e-10 | 5.1794e-08 | 3.8152e-08 | 5.6231e-09 | 4.1498e-06 | 1.2963e-05 | 3.2559e-13 | 1.2654e-08 | 2.428e-10 | 1.3409e-07 | 1.2404e-07 | 3.3227e-12 | 2.4716e-06 | 2.6508e-06 | 3.0348e-05 | 5.6312e-06 | 6.0042e-08 | 1.5658e-07 | 9.1852e-08 | 3.9172e-07 | 9.4142e-08 | 1.2879e-07 | 3.0788e-07 | 3.3432e-07 | 3.7274e-07 | 4.5912e-09 | 2.4817e-08 | 5.524e-07 | 7.0266e-10 | 4.8672e-09 | 4.7531e-09 | 4.3529e-05 | 9.5642e-07 | 5.497e-09 | 1.7716e-10 | 1.8984e-07 | 1.6752e-09 | 1.5568e-06 | 0.00023203 | 0.00051733 | 6.5239e-09 | 6.043e-12 | 2.3024e-09 | 2.4856e-10 | 2.5925e-06 | 3.5369e-11 | 1.7044e-08 | 4.6855e-06 | 2.5298e-05 | 1.1917e-07 | 3.052e-09 | 2.6166e-07 | 2.9758e-09 | 1.7294e-06 | 1.3267e-07 | 2.3097e-09 | 3.75e-09 | 2.8441e-10 | 5.7998e-07 | 5.2599e-06 | 3.2875e-08 | 1.3176e-11 | 5.4505e-11 | 2.7903e-05 | 3.224e-09 | 1.2603e-08 | 2.539e-08 | 1.6688e-05 | 2.0325e-07 | 2.3503e-06 | 4.6377e-08 | 4.4448e-11 | 4.0419e-07 | 0.00015788 | 1.652e-05 | 1.7718e-10 | 1.1007e-10 | 1.7442e-08 | 1.3535e-08 | 1.036e-07 | 1.4165e-05 | 1.1852e-08 | 1.4569e-07 | 7.0814e-11 | 4.2001e-10 | 1.1896e-07 | 7.715e-08 | 6.4598e-09 | 3.0507e-06 | 2.2822e-07 | 3.687e-06 | 8.3856e-09 | 4.3689e-05 | 1.094e-06 | 3.2591e-08 | 1.6017e-07 | 6.0883e-07 | 0.0046103 | 3.556e-09 | 4.1412e-09 | 2.6564e-08 | 3.9685e-10 | 1.4047e-07 | 1.2313e-08 | 2.9279e-08 | 5.6538e-07 | 7.2804e-07 | 4.9468e-06 | 0.060024 | 1.907e-08 | 3.5706e-09 | 6.1762e-06 | 3.8555e-09 | 1.9998e-10 | 5.6194e-09 | 7.758e-09 | 3.1228e-06 | 1.049e-08 | 1.8901e-05 | 1.2698e-07 | 3.1278e-08 | 5.3761e-05 | 2.3615e-10 | 2.7025e-06 | 4.7673e-08 | 1.1937e-08 | 9.2919e-07 | 2.4244e-07 | 3.0552e-07 | 3.7061e-07 | 5.9228e-07 | 7.2702e-07 | 2.7625e-09 | 6.595e-07 | 8.4017e-08 | 1.3563e-07 | 6.1086e-10 | 1.1002e-06 | 7.6806e-06 | 3.5757e-08 | 1.9065e-07 | 9.0165e-08 | 5.5483e-08 | 0.0040757 | 2.7696e-06 | 4.8523e-08 | 2.609e-09 | 3.4946e-07 | 9.3773e-08 | 6.1856e-09 | 2.6927e-07 | 9.8444e-09 | 4.3321e-07 | 7.1846e-07 | 2.7533e-10 | 1.3341e-08 | 1.0004e-07 | 4.4111e-09 | 3.3682e-07 | 1.1479e-06 | 2.4321e-10 | 1.5836e-06 | 5.3687e-08 | 0.00256 | 5.5548e-10 | 4.8943e-07 | 2.2113e-06 | 7.6437e-10 | 5.3545e-06 | 9.3663e-10 | 1.167e-05 | 3.9342e-11 | 4.3225e-08 | 0.00043276 | 6.6034e-06 | 6.9979e-11 | 2.1128e-05 | 9.1625e-09 | 2.1823e-10 | 3.4992e-06 | 4.1149e-07 | 5.2721e-09 | 4.2022e-08 | 8.2461e-08 | 2.2673e-08 | 1.648e-07 | 7.6135e-08 | 5.142e-05 | 3.8229e-08 | 1.5872e-10 | 2.1285e-08 | 3.2528e-07 | 1.221e-08 | 4.4984e-09 | 6.4393e-11 | 1.6711e-10 | 5.4574e-07 | 5.1338e-10 | 3.8867e-07 | 4.5882e-08 | 3.9321e-07 | 3.6411e-07 | 2.2039e-07 | 1.6005e-07 | 8.4428e-06 | 4.824e-11 | 3.5576e-12 | 2.7579e-07 | 3.8621e-05 | 3.7343e-06 | 3.6467e-06 | 1.6132e-09 | 0.011504 | 2.37e-06 | 1.3065e-07 | 1.1837e-06 | 4.0506e-08 | 4.1159e-07 | 6.9721e-07 | 3.2606e-07 | 3.3642e-09 | 2.6132e-09 | 6.3439e-05 | 2.4119e-08 | 2.9782e-10 | 1.6436e-10 | 1.0453e-07 | 5.4791e-08 | 6.947e-10 | 2.5223e-08 | 1.3923e-09 | 1.184e-10 | 6.6435e-11 | 2.9754e-06 | 8.3905e-07 | 5.8258e-07 | 2.7843e-05 | 3.5312e-05 | 1.7804e-08 | 7.2153e-11 | 6.3332e-07 | 4.6876e-09 | 4.1195e-05 | 7.9089e-07 | 3.0224e-07 | 5.1532e-07 | 3.9138e-09 | 6.646e-07 | 5.1578e-09 | 2.6732e-06 | 6.8608e-07 | 3.1616e-05 | 7.4889e-08 | 1.7401e-07 | 5.6738e-05 | 6.0016e-09 | 2.0998e-06 | 7.5198e-09 | 3.37e-06 | 9.8359e-07 | 7.3391e-09 | 2.3303e-07 | 2.3179e-08 | 6.9936e-10 | 1.0511e-07 | 8.0942e-06 | 2.1806e-09 | 8.6411e-08 | 1.0856e-06 | 7.904e-07 | 1.7556e-07 | 4.6721e-09 | 1.425e-05 | 3.051e-06 | 2.7876e-07 | 4.1174e-06 | 1.3029e-08 | 6.3067e-08 | 7.6783e-06 | 2.5682e-09 | 1.8112e-06 | 1.4244e-08 | 7.3581e-05 | 2.2675e-07 | 2.7302e-08 | 3.2106e-05 | 2.2838e-09 | 4.1629e-08 | 0.00028154 | 2.4403e-07 | 3.2739e-10 | 9.1815e-06 | 5.465e-06 | 0.00027342 | 9.7757e-08 | 1.4689e-08 | 9.9146e-10 | 2.1265e-09 | 9.1604e-06 | 2.2026e-08 | 2.4918e-09 | 1.2053e-07 | 3.0809e-12 | 2.857e-05 | 3.2387e-06 | 4.4229e-08 | 1.0936e-09 | 7.0067e-09 | 4.2422e-09 | 5.8001e-07 | 9.7974e-09 | 3.7967e-08 | 6.2603e-07 | 1.9569e-06 | 1.1266e-09 | 4.9088e-07 | 7.4514e-09 | 4.0566e-08 | 1.1936e-06 | 5.0728e-09 | 1.3041e-06 | 5.0421e-06 | 3.7821e-09 | 1.4743e-09 | 2.908e-08 | 1.3109e-08 | 1.2163e-07 | 4.4908e-10 | 2.9056e-10 | 6.4544e-10 | 1.589e-06 | 1.3169e-07 | 3.3575e-09 | 2.043e-08 | 3.1346e-07 | 3.8192e-10 | 2.5434e-06 | 2.8372e-07 | 1.9049e-10 | 1.6099e-09 | 3.825e-12 | 3.1601e-07 | 7.8106e-08 | 4.7298e-06 | 7.6862e-08 | 1.6585e-07 | 1.0386e-08 | 1.3006e-09 | 7.9123e-08 | 1.0574e-05 | 4.3588e-09 | 1.6228e-07 | 9.426e-06 | 1.7337e-11 | 1.7249e-06 | 1.1148e-10 | 3.067e-11 | 1.2552e-06 | 5.1301e-05 | 2.1639e-08 | 5.3631e-05 | 9.3575e-08 | 1.6131e-08 | 2.1644e-07 | 2.4511e-07 | 1.0686e-05 | 1.4886e-07 | 1.055e-05 | 2.4208e-09 | 0.0011485 | 1.9018e-09 | 9.6937e-11 | 8.2228e-12 | 1.6469e-10 | 9.0436e-07 | 2.9365e-06 | 1.8916e-07 | 5.8681e-08 | 2.9965e-07 | 1.5837e-07 | 1.2343e-07 | 1.1e-10 | 1.8321e-09 | 1.9819e-06 | 1.6409e-08 | 5.5342e-06 | 1.0747e-08 | 1.8482e-08 | 1.0308e-06 | 3.1643e-06 | 1.1409e-08 | 1.2371e-10 | 6.6336e-11 | 1.1271e-06 | 3.2541e-08 | 1.2118e-07 | 9.8186e-09 | 7.6373e-08 | 1.1895e-05 | 1.1459e-06 | 1.0082e-09 | 2.6934e-06 | 1.8455e-09 | 3.324e-09 | 4.1282e-07 | 2.9895e-09 | 1.2053e-08 | 2.1945e-07 | 2.1885e-07 | 4.7196e-08 | 1.1913e-08 | 7.6504e-05 | 3.0121e-06 | 1.5352e-06 | 4.3652e-06 | 1.3886e-09 | 0.0015198 | 2.3162e-10 | 2.1689e-07 | 1.3278e-09 | 9.0441e-07 | 6.9099e-06 | 0.00090665 | 1.1007e-08 | 2.3771e-07 | 0.00016214 | 4.4783e-07 | 1.8873e-08 | 7.2159e-06 | 2.1336e-07 | 2.6011e-07 | 3.9759e-08 | 3.6559e-07 | 2.9337e-07 | 2.3172e-06 | 2.7739e-07 | 6.9131e-10 | 2.1102e-05 | 5.1472e-09 | 1.9754e-07 | 3.3745e-10 | 2.4681e-10 | 9.2475e-11 | 4.454e-06 | 1.4734e-07 | 2.3068e-06 | 8.4645e-08 | 2.7307e-09 | 1.4045e-11 | 1.2657e-08 | 4.2789e-06 | 3.0191e-07 | 2.2477e-09 | 3.9033e-08 | 1.0586e-08 | 3.7274e-07 | 7.4711e-10 | 1.3628e-05 | 2.0513e-10 | 2.0049e-08 | 3.4671e-07 | 1.7277e-07 | 1.2786e-07 | 1.7241e-10 | 9.5513e-08 | 5.3131e-10 | 3.1176e-08 | 8.9959e-08 | 7.7197e-11 | 2.2315e-09 | 2.5698e-10 | 1.5552e-05 | 5.5425e-11 | 5.8532e-09 | 8.3298e-08 | 3.9478e-09 | 2.0781e-06 | 3.8824e-09 | 6.2297e-06 | 6.0537e-08 | 2.1569e-07 | 1.4858e-06 | 1.3173e-07 | 1.563e-08 | 0.0020314 | 7.9694e-09 | 5.0775e-06 | 1.6175e-08 | 4.1845e-08 | 1.0066e-09 | 4.523e-11 | 1.3029e-06 | 1.1985e-08 | 2.8642e-09 | 3.779e-07 | 3.4933e-07 | 5.4512e-09 | 5.0422e-08 | 9.3929e-09 | 7.2913e-07 | 4.6569e-09 | 2.793e-07 | 1.4409e-06 | 1.1178e-06 | 3.8241e-05 | 2.7903e-06 | 9.2284e-06 | 7.3473e-06 | 1.8167e-07 | 8.3149e-09 | 2.4021e-08 | 0.00026381 | 4.9677e-07 | 3.0459e-09 | 8.6352e-08 | 3.8837e-10 | 1.0277e-08 | 3.0963e-06 | 3.3101e-06 | 1.9324e-07 | 4.8028e-06 | 0.00052937 | 1.2542e-10 | 5.0337e-08 | 1.4904e-09 | 9.6417e-08 | 8.1267e-07 | 3.8731e-08 | 7.4441e-08 | 5.1689e-06 | 2.2583e-08 | 1.255e-05 | 5.9394e-09 | 1.1631e-07 | 1.5215e-10 | 2.6429e-09 | 4.5918e-05 | 4.3696e-08 | 7.9157e-05 | 3.4877e-08 | 5.3372e-06 | 7.7962e-09 | 7.2364e-08 | 9.7136e-08 | 1.0875e-07 | 3.4091e-10 | 1.1317e-06 | 2.7672e-08 | 8.6305e-10 | 1.1542e-06 | 3.0449e-08 | 4.2973e-07 | 2.4858e-10 | 1.7216e-07 | 1.5836e-05 | 3.7931e-08 | 2.8396e-10 | 6.4092e-08 | 5.4058e-09 | 7.4245e-10 | 5.0314e-10 | 7.0846e-11 | 1.5126e-07 | 1.8964e-08 | 0.00035069 | 1.1026e-10 | 1.57e-08 | 1.3837e-08 | 4.1716e-11 | 6.9722e-09 | 5.1773e-06 | 3.1675e-10 | 6.2694e-08 | 2.2978e-06 | 1.1417e-11 | 3.0401e-08 | 3.0019e-09 | 6.1658e-11 | 1.0041e-09 | 3.5709e-07 | 7.8942e-10 | 5.5512e-07 | 2.4674e-06 | 3.3675e-06 | 1.9291e-06 | 4.5914e-07 | 4.8796e-10 | 7.3023e-08 | 5.1613e-10 | 1.0259e-09 | 3.5458e-07 | 6.2698e-11 | 1.3323e-09 | 5.8165e-10 | 9.9811e-11 | 9.985e-07 | 7.4339e-10 | 1.4163e-07 | 1.7246e-09 | 3.9536e-08 | 8.3012e-09 | 2.4719e-08 | 2.9838e-08 | 2.2568e-09 | 0.0002706 | 1.2804e-09 | 1.5881e-07 | 3.1642e-08 | 5.8133e-10 | 1.0585e-07 | 5.0691e-11 | 6.2416e-08 | 3.6467e-10 | 5.0703e-09 | 6.4313e-05 | 1.2045e-08 | 1.1944e-07 | 4.5849e-11 | 3.2866e-10 | 7.2264e-10 | 4.5344e-08 | 1.2043e-07 | 4.277e-11 | 8.1257e-08 | 2.6138e-08 | 2.0362e-07 | 4.6665e-07 | 5.279e-08 | 2.4396e-08 | 7.7682e-06 | 1.4364e-09 | 2.3788e-06 | 4.2782e-06 | 3.6826e-07 | 1.301e-07 | 3.4133e-09 | 2.0669e-08 | 5.9073e-10 | 5.9146e-09 | 1.2213e-07 | 8.8487e-10 | 1.5491e-05 | 3.5407e-08 | 7.7808e-09 | 7.9948e-08 | 1.9357e-12 | 3.4529e-10 | 8.4179e-08 | 4.0542e-09 | 4.1973e-08 | 4.5823e-10 | 7.6152e-06 | 1.9771e-05 | 2.7863e-06 | 1.5785e-08 | 3.3803e-05 | 2.0772e-06 | 1.4563e-11 | 3.7618e-09 | 3.604e-08 | 2.6048e-06 | 1.3575e-09 | 3.8651e-11 | 1.1422e-08 | 1.0743e-06 | 6.6173e-09 | 6.7058e-06 | 4.3689e-07 | 2.0719e-09 | 9.3909e-08 | 3.2777e-08 | 6.7175e-09 | 8.6272e-09 | 6.7038e-07 | 6.5458e-07 | 2.2518e-08 | 2.7978e-06 | 3.9333e-06 | 1.038e-06 | 1.0362e-06 | 0.00035923 | 1.5659e-06 | 1.1698e-07 | 5.5792e-07 | 3.7834e-08 | 2.5929e-09 | 1.0805e-08 | 1.0218e-06 | 1.5357e-08 | 4.2794e-08 | 1.5888e-08 | 1.0439e-07 | 8.6665e-08 | 1.0756e-06 | 4.0387e-10 | 8.3657e-05 | 1.1144e-11 | 1.8908e-08 | 3.2618e-07 | 5.1391e-08 | 4.8058e-09 | 6.5723e-05 | 9.228e-11 | 0.001387 | 5.8219e-09 | 6.9564e-08 | 2.2279e-06 | 2.0619e-06 | 9.625e-07 | 1.3853e-09 | 7.4869e-10 | 3.9034e-07 | 3.4998e-06 | 1.6337e-07 | 2.8534e-06 | 1.6567e-07 | 6.8674e-07 | 0.00030023 | 1.385e-07 | 2.0118e-07 | 1.3726e-08 | 1.423e-10 | 6.6695e-09 | 3.543e-09 | 2.0651e-10 | 1.873e-05 | 3.1639e-10 | 3.8353e-07 | 5.6587e-10 | 4.0836e-09 | 0.00019053 | 3.1871e-08 | 4.951e-09 | 2.0819e-07 | 8.7393e-06 | 1.0043e-08 | 2.2398e-08 | 3.3452e-07 | 4.5178e-07 | 3.0709e-09 | 2.5174e-06 | 5.9159e-11 | 7.8116e-09 | 9.7136e-08 | 4.5938e-08 | 2.8858e-09 | 1.7329e-08 | 4.5563e-07 | 8.2224e-05 | 1.3204e-06 | 5.3243e-06 | 0.0069047 | 8.8288e-05 | 6.0328e-07 | 8.2617e-08 | 4.9388e-05 | 7.7712e-09 | 1.2382e-06 | 2.3576e-08 | 9.1161e-08 | 4.5643e-06 | 3.8362e-05 | 6.4069e-09 | 2.6745e-09 | 1.9408e-06 | 2.1296e-08 | 2.0447e-10 | 1.1835e-10 | 5.4887e-07 | 1.3225e-08 | 3.5539e-09 | 3.887e-06 | 2.1318e-07 | 1.442e-06 | 8.0886e-10 | 8.6894e-06 | 1.6163e-06 | 2.0149e-06 | 1.0988e-09 | 2.1201e-07 | 5.4591e-07 | 4.9563e-06 | 2.3173e-05 | 2.7466e-06 | 5.2102e-10 | 4.6282e-08 | 0.00017214 | 1.9249e-10 | 2.7815e-07 | 3.705e-06 | 1.9302e-06 | 0.00074171 | 4.5944e-07 | 3.8203e-09 | 3.5952e-08 | 9.5227e-08 | 1.1238e-11 | 1.4638e-08 | 9.6482e-07 | 4.9164e-09 | 4.1905e-06 | 7.3995e-10 | 5.9861e-08 | 1.4618e-08 | 7.4993e-07 | 3.5749e-07 | 1.246e-06 | 2.9785e-09 | 6.1332e-07 | 0.00019306 | 1.4233e-07 | 8.9947e-09 | 2.3891e-08 | 1.8988e-10 | 7.3533e-07 | 4.1324e-07 | 3.8375e-07 | 2.702e-08 | 1.7057e-08 | 7.5093e-07 | 5.294e-07 | 7.6366e-10 | 7.1753e-05 | 2.7492e-10 | 4.8395e-08 | 1.5101e-07 | 1.5346e-08 | 1.9721e-07 | 1.1284e-09 | 0.0036766 | 1.2195e-07 | 5.7681e-07 | 5.5392e-07 | 6.0934e-09 | 2.1349e-07 | 9.1719e-12 | 6.7508e-09 | 4.4274e-11 | 2.911e-06 | 8.4855e-09 | 9.9524e-08 | 1.2261e-06 | 2.9865e-07 | 4.6092e-07 | 3.0038e-05 | 6.0596e-06 | 4.8688e-07 | 1.363e-07 | 6.3763e-07 | 6.7169e-09 | 8.213e-08 | 2.2043e-06 | 3.2194e-07 | 2.1327e-07 | 1.4006e-10 | 4.463e-09 | 1.3319e-09 | 2.8361e-07 | 3.3895e-08 | 3.4681e-06 | 2.3163e-07 | 6.7355e-09 | 1.1389e-08 | 1.5643e-06 | 7.8378e-08 | 4.7502e-09 | 7.8561e-06 | 0.00051776 | 3.1617e-08 | 1.7549e-06 | 1.5804e-08 | 2.07e-06 | 1.9743e-11 | 1.2787e-09 | 9.9106e-09 | 5.1437e-09 | 1.5182e-08 | 4.0674e-10 | 1.5361e-05 | 2.307e-08 | 7.0505e-08 | 8.0322e-06 | 3.0072e-09 | 3.172e-07 | 5.9769e-07 | 0.0010124 | 5.2032e-10 | 9.8828e-10 | 1.1998e-13 | 0.00010572 | 4.4929e-06 | 8.1833e-07 | 0.00010274 | 3.8359e-07 | 2.2519e-09 | 1.3407e-10 | 2.8438e-10 | 2.3137e-08 | 7.383e-07 | 3.8488e-09 | 1.9966e-09 | 2.851e-06 | 1.7218e-07 | 8.2097e-07 | 7.955e-10 | 3.5196e-08 | 4.8115e-09 | 1.6924e-05 | 2.265e-06 | 1.2458e-10 | 1.6341e-08 | 3.3836e-05 | 1.6452e-09 | 3.2097e-08 | 7.0522e-09 | 3.6774e-08 | 3.8758e-08 | 2.8579e-07 | 4.4167e-07 | 5.8891e-09 | 3.0804e-09 | 2.2481e-07 | 0.00011869 | 1.7435e-08 | 2.5092e-06 | 9.5269e-05 | 1.3085e-09 | 1.5185e-06 | 3.7891e-09 | 2.8174e-06 | 1.0424e-07 | 3.2833e-06 | 3.0687e-08 | 3.5058e-07 | 7.6752e-06 | 4.1256e-07 | 2.7303e-08 | 1.0911e-05 | 0.00011807 | 5.2408e-06 | 4.694e-07 | 1.9861e-06 | 3.1167e-10 | 1.1134e-05 | 1.0538e-10 | 6.1929e-08 | 4.4182e-08 | 2.5141e-08 | 4.504e-10 | 2.6381e-08 | 1.8524e-07 | 1.2752e-07 | 2.58e-10 | 3.3717e-08 | 4.5444e-09 | 1.8285e-09 | 2.7275e-07 | 4.8605e-07 | 7.2844e-08 | 8.3671e-07 | 7.28e-09 | 3.6802e-07 | 6.5004e-08 | 2.8469e-11 | 1.1502e-07 | 1.0186e-06 | 5.61e-11 | 7.3478e-08 | 6.0196e-06 | 4.913e-09 | 1.3519e-07 | 6.3407e-08 | 2.9977e-11 | 2.4507e-07 | 3.974e-07 | 1.7004e-07 | 6.4664e-09 | 1.9528e-09 | 3.3726e-08 | 8.6307e-08 | 1.5923e-08 | 9.1325e-09 | 1.8571e-08 | 3.655e-06 | 5.6748e-09 | 1.2178e-07 | 7.8353e-07 | 2.7525e-09 | 1.4283e-08 | 1.3746e-07 | 9.8689e-07 | 6.762e-06 | 5.0933e-07 | 5.6616e-08 | 3.519e-08 | 0.0031051 | 5.1117e-08 | 2.4867e-07 | 7.8827e-06 | 2.4649e-08 | 5.6459e-08 | 1.4301e-05 | 5.615e-06 | 2.8178e-06 | 2.6891e-09 | 5.615e-07 | 9.4207e-10 | 2.3532e-06 | 6.522e-06 | 1.1524e-05 | 2.4398e-06 | 1.1521e-07 | 3.3135e-09 | 3.1e-09 | 9.978e-07 | 1.2553e-07 | 2.282e-10 | 3.7149e-07 | 3.1402e-07 | 3.2547e-09 | 2.7307e-05 | 7.3964e-07 | 0.00073402 | 1.3288e-07 | 3.6521e-08 | 3.2267e-06 | 1.6595e-05 | 8.6533e-11 | 1.5107e-08 | 4.0291e-06 | 8.0698e-06 | 9.9867e-07 | 0.018574 | 5.6953e-08 | 4.7052e-05 | 1.384e-09 | 2.5436e-05 | 1.006e-06 | 1.4678e-08 | 2.4836e-09 | 8.8957e-07 | 5.0631e-09 | 2.5485e-07 | 8.2146e-08 | 3.5918e-07 | 2.0855e-09 | 1.3197e-08 | 1.192e-08 | 5.2309e-09 | 3.5259e-09 | 7.6996e-10 | 2.5477e-11 | 2.9911e-07 | 1.9355e-07 | 9.0983e-12 | 4.1562e-07 | 3.7824e-07 | 3.1028e-08 | 1.5748e-07 | 4.102e-07 | 1.1561e-05 | 5.2605e-09 | 7.8703e-09 | 1.5146e-09 | 4.0521e-05 | 4.6322e-08 | 3.7898e-09 | 1.1307e-08 | 2.5681e-08 | 2.3139e-09 | 5.4863e-10 | 4.6445e-08 | 2.3716e-08 | 1.8273e-06 | 0.0003148 | 1.2278e-07 | 4.8024e-07 | 4.2384e-07 | 2.173e-07 | 1.4172e-07 | 1.8491e-05 | 4.9367e-11 | 2.9142e-09 | 1.9917e-09 | 5.3949e-11 | 3.2135e-07 | 5.6891e-11 | 3.2047e-08 | 7.529e-09 | 3.8218e-11 | 9.4993e-10 | 1.6593e-11 | 2.8648e-08 | 1.1024e-06 | 4.924e-06 | 1.8752e-08 | 3.9229e-08 | 1.0342e-08 | 8.0717e-08 | 3.1959e-06 | 4.6196e-06 | 2.6339e-07 | 2.2776e-07 | 2.0244e-08 | 9.8289e-07 | 7.0565e-11 | 6.2122e-08 | 1.6653e-08 | 0.015718 | 6.0389e-07 | 1.4265e-09 | 8.3733e-12 | 2.5996e-10 | 0.00032465 | 1.9374e-06 | 2.7692e-08 | 5.0844e-07 | 1.8637e-06 | 9.8252e-10 | 4.436e-06 | 1.0892e-10 | 6.3278e-10 | 6.1252e-08 | 1.2389e-07 | 1.1299e-06 | 3.0139e-09 | 1.6621e-08 | 5.5396e-05 | 7.2333e-09 | 1.5898e-08 | 5.8128e-10 | 4.5428e-12 | 1.0963e-08 | 1.5015e-08 | 1.0514e-06 | 3.9274e-09 | 3.3927e-09 | 2.483e-06 | 5.9042e-05 | 2.8344e-08 | 7.6733e-08 | 1.4479e-06 | 3.9344e-06 | 1.7433e-07 | 9.8295e-07 | 1.0852e-07 | 5.29e-08 | 2.7522e-08 | 1.5695e-10 | 2.1214e-10 | 2.3319e-07 | 2.2252e-08 | 1.6135e-11 | 9.2807e-07 | 1.7031e-07 | 4.3675e-08 | 8.429e-07 | 6.4081e-10 | 2.691e-12 | 1.5754e-08 | 1.6024e-06 | 1.2654e-09 | 4.8929e-09 | 9.0813e-09 | 1.5916e-07 | 1.855e-05 | 4.0624e-05 | 3.3384e-10 | 1.8306e-09 | 7.4259e-06 | 1.5933e-08 | 8.6934e-05 | 4.3043e-09 | 5.3765e-09 | 1.9288e-06 | 1.5829e-07 | 1.1911e-12 | 5.0544e-10 | 1.5845e-07 | 1.1639e-10 | 0.001004 | 3.6948e-11 | 3.3927e-07 | 3.2637e-10 | 9.3695e-09 | 3.1232e-07 | 7.5074e-07 | 3.3808e-06 | 0.00010798 | 2.0912e-08 | 3.1622e-09 | 4.5975e-10 | 2.2289e-08 | 1.8997e-07 | 7.6737e-07 | 2.7757e-09 | 0.00089146 | 3.9155e-11 | 8.3212e-09 | 2.8911e-07 | 3.7332e-08 | 5.9451e-09 | 5.7459e-08 | 1.3075e-06 | 1.9319e-08 | 2.0521e-10 | 1.9575e-09 | 1.5401e-05 | 6.4558e-10 | 2.6673e-09 | 7.0281e-10 | 8.4902e-07 | 2.0562e-10 | 5.7089e-10 | 1.993e-07 | 7.1933e-10 | 0.001505 | 3.5256e-10 | 3.6504e-05 | 2.6347e-07 | 7.942e-08 | 1.5329e-10 | 0.00010387 | 2.5006e-06 | 2.1812e-07 | 2.663e-10 | 0.00017793 | 6.7821e-08 | 6.4127e-09 | 0.00015466 | 7.2588e-07 | 2.7203e-08 | 2.8043e-07 | 1.2017e-10 | 9.3489e-07 | 2.9795e-05 | 2.7923e-07 | 4.4979e-07 | 1.6799e-07 | 3.1887e-09 | 7.2613e-07 | 1.2261e-06 | 3.4922e-09 | 3.4151e-09 | 5.0787e-08 | 1.7239e-07 | 1.2031e-08 | 7.7486e-09 | 1.1567e-05 | 7.9007e-08 | 1.8472e-08 | 1.5489e-07 | 2.45e-10 | 2.7224e-06 | 1.9441e-06 | 1.4996e-06 | 1.8779e-07 | 1.1332e-11 | 3.9869e-07 | 8.2923e-11 | 3.3166e-09 | 8.8428e-09 | 5.5166e-11 | 1.2767e-11 | 7.0812e-09 | 3.4804e-11 | 3.3882e-08 | 7.667e-07 | 2.355e-06 | 1.0415e-09 | 2.038e-05 | 0.00013362 | 3.3897e-07 | 9.0616e-06 | 1.335e-08 | 8.3851e-10 | 4.0965e-09 | 1.7629e-05 | 1.6554e-08 | 3.3218e-07 | 9.7204e-10 | 1.402e-10 | 9.1816e-08 | 4.3162e-09 | 3.8754e-09 | 3.0558e-07 | 1.8528e-07 | 1.3825e-08 | 6.3834e-05 | 1.5546e-05 | 2.6488e-05 | 5.8881e-09 | 6.2371e-07 | 2.7726e-12 | 6.2834e-05 | 4.4542e-10 | 3.7474e-08 | 2.9423e-09 | 1.0586e-05 | 4.6214e-11 | 3.8046e-07 | 4.0714e-09 | 2.9299e-09 | 2.3596e-07 | 8.4226e-10 | 8.6019e-06 | 1.0146e-06 | 6.6762e-05 | 1.2959e-08 | 3.5273e-08 | 5.6147e-06 | 1.6229e-09 | 1.0317e-06 | 1.2756e-07 | 3.2873e-08 | 8.7535e-08 | 2.2615e-05 | 2.2869e-07 | 0.00010628 | 3.1526e-10 | 4.7631e-06 | 1.0618e-08 | 1.4476e-08 | 4.2663e-05 | 5.8178e-09 | 1.2179e-07 | 2.2055e-12 | 2.8366e-09 | 6.2921e-10 | 8.5547e-06 | 1.8581e-07 | 1.6799e-07 | 2.2065e-08 | 1.6701e-06 | 6.4172e-06 | 3.1591e-06 | 6.5514e-09 | 3.548e-07 | 8.426e-08 | 9.225e-05 | 1.0426e-08 | 7.1054e-11 | 7.7933e-10 | 3.3801e-07 | 6.8553e-09 | 3.6116e-07 | 3.1735e-08 | 5.4244e-09 | 7.9468e-06 | 3.5608e-08 | 3.7062e-09 | 2.7145e-06 | 1.1855e-09 | 8.4885e-08 | 0.0021723 | 1.242e-07 | 1.8008e-07 | 1.8974e-08 | 4.5525e-07 | 0.00057968 | 1.3071e-07 | 7.5238e-09 | 3.6963e-06 | 4.0267e-10 | 1.141e-09 | 1.7217e-07 | 1.7563e-06 | 8.9599e-11 | 5.3414e-12 | 1.7044e-11 | 6.0072e-07 | 4.1558e-08 | 1.2142e-06 | 0.00044237 | 7.3915e-08 | 5.9795e-05 | 4.7494e-05 | 3.4343e-08 | 1.7301e-05 | 2.1533e-09 | 1.6169e-06 | 1.0445e-06 | 9.4037e-06 | 5.0374e-09 | 2.2421e-06 | 5.0832e-07 | 1.2996e-06 | 2.7973e-06 | 7.1183e-06 | 1.5988e-10 | 2.1524e-07 | 1.4821e-08 | 7.4945e-11 | 1.6409e-07 | 2.4716e-08 | 5.6799e-10 | 7.3624e-08 | 9.2461e-06 | 1.4182e-09 | 7.5837e-08 | 1.8805e-07 | 1.8786e-10 | 2.3939e-07 | 9.0216e-07 | 1.1437e-06 | 2.1079e-09 | 1.44e-07 | 8.1317e-08 | 2.529e-08 | 2.6199e-07 | 4.9231e-07 | 2.3101e-06 | 3.5847e-08 | 2.1882e-07 | 2.8482e-10 | 2.8596e-11 | 1.3182e-05 | 5.3334e-09 | 2.0898e-08 | 3.6623e-11 | 0.00015549 | 1.0603e-08 | 2.6266e-07 | 8.5443e-08 | 5.345e-06 | 1.0407e-06 | 1.7802e-10 | 2.1573e-08 | 1.5634e-06 | 7.7132e-10 | 5.4702e-08 | 5.7746e-06 | 3.549e-07 | 3.0568e-08 | 1.777e-05 | 2.7574e-11 | 0.00053783 | 7.5086e-08 | 1.013e-06 | 6.6844e-10 | 4.7429e-09 | 1.1264e-07 | 1.0287e-07 | 6.2255e-11 | 3.5656e-08 | 0.00024381 | 4.684e-07 | 6.4466e-08 | 1.5191e-08 | 1.1291e-06 | 0.0022074 | 1.7662e-09 | 2.6928e-07 | 4.2311e-07 | 6.3545e-06 | 8.0039e-09 | 1.539e-06 | 8.984e-05 | 1.2529e-08 | 3.7708e-10 | 9.0488e-08 | 2.9715e-08 | 5.6522e-06 | 5.4707e-08 | 8.8402e-06 | 2.9417e-10 | 1.938e-07 | 9.3894e-08 | 8.6961e-12 | 8.2587e-07 | 4.5039e-06 | 5.6767e-05 | 3.6276e-11 | 9.9481e-10 | 1.832e-06 | 4.2775e-08 | 1.5364e-08 | 2.0031e-09 | 1.0517e-07 | 8.711e-06 | 4.4213e-08 | 6.3036e-10 | 1.7037e-08 | 5.8201e-08 | 5.033e-07 | 1.9146e-08 | 4.4104e-07 | 1.1845e-08 | 4.8811e-08 | 1.0239e-08 | 1.7926e-09 | 4.1009e-08 | 3.1581e-08 | 1.4971e-06 | 2.0702e-07 | 4.2684e-07 | 1.0354e-08 | 1.3049e-09 | 1.7311e-08 | 1.1233e-08 | 6.1803e-10 | 7.7548e-09 | 4.5292e-09 | 1.3742e-09 | 4.1751e-09 | 2.9361e-11 | 5.4451e-09 | 1.4357e-09 | 2.8636e-08 | 1.4014e-06 | 3.4987e-06 | 1.3954e-05 | 6.5585e-07 | 0.0005298 | 2.8524e-07 | 2.7068e-08 | 3.9139e-09 | 1.3474e-07 | 0.00010858 | 1.2664e-07 | 0.0004929 | 4.7251e-08 | 1.3848e-06 | 1.5415e-06 | 1.4458e-08 | 5.1889e-06 | 1.9663e-06 | 1.5219e-06 | 0.0019835 | 0.00011906 | 6.44e-08 | 3.9209e-08 | 1.3957e-10 | 1.0629e-09 | 1.0691e-05 | 1.7281e-08 | 1.875e-10 | 2.394e-09 | 0.00026042 | 9.4595e-07 | 7.453e-07 | 1.0849e-10 | 2.1836e-08 | 9.376e-08 | 1.8616e-08 | 1.2327e-08 | 2.0115e-06 | 1.2936e-06 | 6.3759e-08 | 4.6051e-09 | 1.8063e-07 | 5.7147e-10 | 4.7759e-06 | 3.6931e-08 | 4.3544e-07 | 3.9901e-05 | 1.306e-09 | 8.9621e-11 | 8.4636e-08 | 3.3959e-08 | 3.2248e-07 | 8.639e-09 | 1.1049e-07 | 9.0281e-08 | 0.00011422 | 6.8784e-10 | 2.346e-11 | 4.8312e-08 | 1.2333e-07 | 4.0271e-09 | 3.5124e-10 | 2.506e-11 | 3.0354e-06 | 3.1525e-08 | 8.2877e-09 | 4.0911e-10 | 2.4533e-08 | 1.8769e-06 | 2.2448e-08 | 3.3092e-09 | 3.5595e-09 | 2.669e-06 | 1.1688e-09 | 3.8002e-11 | 6.9386e-06 | 1.0145e-05 | 1.5373e-06 | 2.2988e-08 | 6.8351e-09 | 2.119e-06 | 1.347e-07 | 8.6599e-07 | 3.429e-08 | 3.0142e-08 | 6.1015e-09 | 6.516e-09 | 1.5398e-06 | 4.09e-10 | 5.5777e-09 | 9.0724e-06 | 5.5703e-06 | 1.6182e-06 | 4.7912e-07 | 1.0978e-08 | 9.3656e-05 | 2.9485e-07 | 2.3597e-11 | 1.1679e-08 | 5.9065e-11 | 6.9143e-09 | 2.2799e-09 | 4.7007e-06 | 4.288e-06 | 3.1775e-07 | 1.5138e-08 | 2.8296e-07 | 3.3125e-08 | 7.7027e-08 | 2.065e-09 | 5.034e-07 | 5.7847e-08 | 2.5313e-09 | 2.5752e-09 | 1.2721e-08 | 5.8077e-08 | 1.5485e-08 | 3.1114e-08 | 5.4301e-10 | 2.9936e-08 | 2.7374e-10 | 2.8399e-06 | 2.2978e-08 | 6.5087e-08 | 1.8879e-11 | 5.6381e-09 | 7.4115e-07 | 4.1151e-07 | 0.015518 | 6.8565e-11 | 1.0271e-09 | 7.4442e-09 | 2.5408e-10 | 5.859e-10 | 5.1543e-08 | 6.0733e-07 | 7.2352e-06 | 3.5944e-07 | 2.5121e-10 | 6.2631e-07 | 8.6642e-11 | 6.0462e-08 | 3.5108e-06 | 6.7192e-11 | 2.9224e-06 | 1.7325e-06 | 3.6719e-06 | 7.3493e-10 | 4.2146e-11 | 2.4079e-07 | 5.2784e-06 | 1.5384e-05 | 4.7046e-08 | 3.2457e-08 | 5.4446e-09 | 2.1967e-07 | 1.2466e-06 | 3.7362e-06 | 8.3579e-09 | 2.2692e-05 | 2.9482e-09 | 5.2238e-09 | 1.2267e-09 | 2.8948e-10 | 4.1546e-09 | 4.1711e-09 | 4.4711e-07 | 2.4194e-05 | 2.5299e-08 | 1.0176e-07 | 9.5865e-07 | 8.7206e-08 | 1.9844e-08 | 3.666e-09 | 4.7949e-09 | 2.1113e-09 | 1.6929e-07 | 2.7314e-09 | 1.8668e-05 | 1.9289e-09 | 2.3684e-05 | 8.1072e-12 | 1.846e-08 | 7.8166e-09 | 1.1669e-09 | 3.1503e-08 | 6.5607e-08 | 2.6999e-07 | 3.0351e-09 | 2.0013e-07 | 1.594e-07 | 5.3096e-07 | 2.1856e-09 | 4.6898e-09 | 8.4841e-07 | 2.8007e-10 | 1.0449e-08 | 2.7732e-08 | 9.6188e-08 | 3.3339e-08 | 3.3154e-06 | 4.3383e-07 | 4.4991e-08 | 5.5058e-06 | 7.3668e-07 | 2.581e-07 | 1.399e-08 | 4.4802e-07 | 2.8839e-06 | 2.2546e-06 | 1.1467e-08 | 2.0975e-08 | 1.3637e-08 | 4.0502e-09 | 2.0771e-10 | 4.6842e-10 | 5.9474e-08 | 4.5626e-06 | 3.3944e-07 | 8.9216e-10 | 3.8252e-08 | 2.2994e-07 | 4.4881e-07 | 2.036e-07 | 2.9791e-12 | 5.5509e-06 | 1.6485e-09 | 1.1196e-07 | 1.2471e-10 | 9.4759e-06 | 9.4853e-07 | 2.1296e-07 | 8.0153e-08 | 1.8102e-10 | 5.1093e-07 | 1.0281e-08 | 1.2102e-08 | 1.6282e-08 | 9.2064e-08 | 8.059e-07 | 0.00088855 | 3.3108e-08 | 3.7859e-08 | 5.8876e-07 | 1.4353e-06 | 1.3878e-09 | 1.6484e-09 | 3.6225e-08 | 5.2523e-09 | 5.5736e-08 | 4.8612e-08 | 1.4584e-06 | 4.7743e-07 | 7.9297e-09 | 5.2395e-07 | 1.1587e-07 | 7.8127e-06 | 1.2518e-06 | 3.375e-09 | 3.9842e-06 | 5.0835e-06 | 3.173e-08 | 9.6767e-08 | 3.2673e-07 | 2.7237e-08 | 2.8597e-06 | 8.9184e-11 | 6.6496e-08 | 3.1662e-08 | 2.9828e-06 | 1.2168e-10 | 5.111e-09 | 3.5955e-08 | 4.4002e-10 | 8.7848e-10 | 3.0261e-07 | 5.7779e-06 | 1.0093e-07 | 8.3588e-11 | 2.9228e-10 | 2.548e-07 | 1.2633e-06 | 1.2554e-08 | 7.5401e-10 | 2.3641e-06 | 8.2195e-10 | 2.0897e-08 | 1.368e-07 | 5.2492e-08 | 3.8848e-10 | 1.8433e-05 | 7.9211e-07 | 6.0694e-08 | 1.2168e-05 | 1.0979e-09 | 3.9956e-07 | 5.764e-07 | 2.3832e-10 | 7.884e-06 | 8.6942e-08 | 3.3817e-06 | 7.7567e-05 | 8.5478e-08 | 2.206e-08 | 2.2958e-08 | 2.1278e-08 | 1.2709e-08 | 5.2484e-07 | 1.2467e-06 | 6.6549e-15 | 9.3278e-11 | 3.2126e-10 | 2.1086e-08 | 2.6027e-08 | 1.72e-08 | 6.5156e-09 | 1.3183e-05 | 1.0521e-08 | 1.0692e-05 | 6.4396e-06 | 2.0306e-08 | 3.1094e-06 | 9.0493e-06 | 0.00036936 | 8.9114e-08 | 4.5463e-08 | 4.122e-06 | 2.6524e-09 | 3.8477e-08 | 1.3024e-05 | 1.0493e-05 | 7.012e-09 | 1.7294e-09 | 9.8995e-08 | 3.6922e-06 | 8.724e-06 | 2.1683e-12 | 1.2287e-07 | 9.7394e-12 | 9.9229e-08 | 6.1142e-11 | 7.131e-07 | 4.6658e-07 | 3.2283e-09 | 0.00013867 | 7.8564e-07 | 2.3939e-09 | 1.9743e-07 | 7.4401e-08 | 5.3365e-09 | 3.3386e-09 | 5.9222e-10 | 9.7289e-08 | 4.1148e-07 | 2.3263e-07 | 1.1596e-08 | 6.6025e-09 | 5.2315e-06 | 2.5138e-06 | 2.8501e-06 | 1.9883e-10 | 5.47e-07 | 2.0007e-07 | 1.2548e-09 | 0.00071213 | 1.783e-05 | 5.4187e-09 | 1.1909e-07 | 5.7795e-08 | 1.2805e-06 | 1.6279e-13 | 2.3122e-09 | 8.4012e-08 | 8.7981e-07 | 1.7207e-07 | 2.4177e-08 | 3.3407e-07 | 1.1172e-07 | 0.00081188 | 6.367e-09 | 1.2315e-10 | 4.7509e-08 | 2.7445e-10 | 1.2325e-06 | 2.1416e-08 | 2.1071e-07 | 4.4473e-07 | 2.737e-07 | 1.45e-07 | 4.3643e-07 | 0.00036702 | 7.5392e-10 | 1.0592e-08 | 3.2814e-07 | 2.1795e-06 | 2.9058e-07 | 3.2496e-07 | 5.3934e-08 | 4.8297e-05 | 1.434e-08 | 3.8305e-08 | 5.1989e-08 | 0.00018079 | 4.3563e-06 | 1.6839e-08 | 4.6591e-07 | 3.1655e-07 | 1.4777e-08 | 1.0991e-09 | 4.4792e-05 | 3.0861e-06 | 3.3756e-08 | 3.4973e-08 | 2.1501e-11 | 3.9067e-05 | 9.1379e-09 | 3.305e-08 | 9.7489e-08 | 2.5298e-08 | 6.521e-07 | 5.9873e-08 | 2.2766e-09 | 3.0467e-12 | 1.3547e-07 | 1.5404e-08 | 2.3776e-05 | 7.985e-09 | 1.6321e-07 | 3.7721e-08 | 4.6384e-13 | 1.5526e-06 | 9.6854e-08 | 0.00090608 | 3.5302e-07 | 1.2428e-06 | 9.0746e-08 | 4.568e-06 | 3.7456e-08 | 3.5257e-08 | 3.9488e-06 | 3.9135e-07 | 5.8672e-05 | 1.0657e-05 | 0.00017739 | 1.0182e-05 | 5.5875e-09 | 1.7624e-06 | 2.9357e-06 | 9.5373e-10 | 1.7007e-05 | 7.6914e-08 | 8.3055e-09 | 1.8992e-06 | 9.0067e-07 | 1.54e-12 | 5.2919e-10 | 1.4007e-07 | 1.8801e-06 | 1.0471e-09 | 5.1531e-06 | 3.4863e-07 | 3.2108e-08 | 3.6263e-09 | 2.0435e-11 | 1.2767e-07 | 1.9584e-07 | 9.2843e-06 | 6.373e-10 | 8.14e-07 | 1.4405e-08 | 1.7161e-10 | 1.3042e-06 | 6.551e-08 | 6.8984e-07 | 9.923e-05 | 7.1167e-06 | 6.0679e-10 | 7.0857e-08 | 5.1181e-08 | 1.131e-09 | 1.8979e-08 | 4.5048e-08 | 3.3335e-08 | 4.1168e-08 | 4.2903e-12 | 1.3263e-09 | 1.3529e-10 | 1.206e-07 | 2.9137e-08 | 3.9163e-07 | 1.3307e-09 | 3.1958e-06 | 2.28e-07 | 4.0157e-10 | 5.1153e-09 | 3.0882e-07 | 2.0618e-08 | 2.5138e-08 | 1.6271e-09 | 2.4341e-07 | 2.177e-06 | 9.3984e-09 | 5.2554e-06 | 1.3488e-08 | 1.1651e-07 | 4.3318e-10 | 2.2242e-06 | 5.3695e-10 | 4.0666e-08 | 5.4333e-12 | 1.0159e-07 | 4.296e-07 | 3.3015e-09 | 5.3239e-10 | 6.6148e-09 | 2.4113e-08 | 1.7539e-06 | 3.5652e-09 | 1.5181e-08 | 1.6156e-07 | 1.5468e-09 | 1.3686e-06 | 4.1641e-09 | 8.9825e-08 | 1.2273e-05 | 3.4186e-08 | 4.7623e-08 | 1.0576e-07 | 2.6946e-06 | 7.2201e-08 | 7.4548e-06 | 2.2931e-08 | 1.4161e-09 | 4.6048e-10 | 9.4141e-10 | 9.6502e-08 | 1.2359e-10 | 1.4921e-06 | 5.569e-06 | 6.3498e-12 | 6.4969e-08 | 1.0454e-06 | 5.7575e-10 | 6.2934e-11 | 4.927e-08 | 2.2502e-07 | 3.5824e-05 | 1.8211e-06 | 1.2597e-07 | 7.1144e-08 | 1.211e-09 | 4.4079e-06 | 1.6275e-09 | 3.8518e-08 | 1.227e-08 | 6.034e-09 | 1.1318e-08 | 3.2304e-08 | 0.00045316 | 8.4949e-09 | 6.6776e-08 | 1.5238e-05 | 4.0197e-06 | 2.3026e-07 | 1.3529e-05 | 2.1193e-08 | 2.0339e-06 | 2.1141e-10 | 2.054e-07 | 1.0656e-08 | 1.6151e-09 | 3.0261e-05 | 4.4195e-08 | 2.7118e-08 | 3.2187e-08 | 5.1987e-06 | 3.2256e-07 | 2.4363e-08 | 4.9361e-07 | 4.6056e-09 | 1.573e-08 | 9.6279e-06 | 1.0312e-08 | 4.1586e-08 | 3.9027e-06 | 2.9773e-05 | 1.4822e-10 | 8.6621e-07 | 6.0236e-08 | 2.9581e-08 | 2.7242e-08 | 2.7368e-08 | 1.3266e-09 | 0.00013212 | 1.356e-08 | 2.9242e-08 | 0.00034041 | 4.2259e-08 | 2.8573e-08 | 5.9256e-08 | 1.7821e-06 | 7.5457e-09 | 1.3624e-06 | 1.4029e-07 | 2.3079e-05 | 5.2134e-05 | 5.3449e-05 | 1.4591e-11 | 4.9702e-10 | 1.9637e-08 | 6.3385e-07 | 8.7202e-08 | 3.0744e-05 | 1.2847e-06 | 3.66e-07 | 1.1854e-06 | 6.9095e-12 | 1.271e-08 | 1.85e-11 | 6.0628e-08 | 1.6737e-08 | 3.19e-07 | 0.0089129 | 2.2193e-09 | 1.1022e-09 | 3.0233e-05 | 1.4799e-07 | 7.6019e-07 | 7.1678e-10 | 2.1111e-08 | 2.2317e-08 | 4.7684e-08 | 4.9333e-08 | 1.7608e-10 | 3.3524e-11 | 5.8369e-08 | 9.7445e-09 | 4.241e-08 | 1.3543e-08 | 0.024819 | 3.0364e-08 | 1.563e-09 | 1.5481e-09 | 1.06e-09 | 2.6345e-05 | 2.7636e-08 | 2.6104e-09 | 5.3104e-09 | 2.5402e-05 | 3.062e-05 | 0.0003128 | 2.1588e-08 | 5.0753e-06 | 7.3049e-06 | 4.8418e-06 | 1.5706e-09 | 3.783e-09 | 5.5824e-06 | 4.1019e-08 | 4.2302e-09 | 1.3098e-09 | 3.4025e-07 | 5.6771e-09 | 3.7424e-07 | 4.9773e-09 | 2.358e-11 | 6.5965e-05 | 3.3996e-05 | 6.7571e-09 | 5.1433e-09 | 2.4158e-08 | 4.2911e-09 | 2.5205e-07 | 0.00043867 | 8.5948e-08 | 8.5619e-05 | 3.5356e-11 | 7.0246e-08 | 2.4356e-08 | 9.4275e-09 | 2.7168e-07 | 5.0724e-08 | 2.1165e-07 | 5.1033e-09 | 5.5578e-06 | 5.4236e-06 | 1.5818e-10 | 9.4683e-05 | 1.0799e-07 | 0.0013241 | 8.7313e-09 | 1.996e-10 | 1.9589e-07 | 1.9511e-05 | 4.1848e-05 | 1.0506e-10 | 9.8692e-07 | 7.4403e-06 | 7.2823e-09 | 5.0971e-07 | 3.0888e-08 | 0.00012776 | 0.0033293 | 6.6321e-10 | 1.2862e-09 | 1.9499e-12 | 1.5109e-09 | 1.407e-08 | 3.0439e-09 | 0.0011078 | 6.6861e-10 | 9.1774e-07 | 1.1959e-06 | 2.6981e-08 | 6.8411e-05 | 2.1799e-08 | 3.9741e-07 | 7.3856e-12 | 2.6413e-06 | 9.6464e-10 | 9.6297e-06 | 1.954e-10 | 3.2003e-07 | 1.0491e-06 | 4.4722e-08 | 1.9878e-06 | 2.2699e-09 | 1.778e-07 | 3.0789e-06 | 4.5849e-08 | 4.3858e-05 | 5.5337e-07 | 1.3865e-09 | 6.3001e-11 | 4.1091e-07 | 1.0556e-08 | 7.3442e-05 | 3.723e-06 | 4.7862e-07 | 5.377e-11 | 2.7214e-10 | 4.3036e-06 | 1.5708e-05 | 1.5636e-08 | 1.2728e-06 | 9.4814e-07 | 6.3662e-09 | 1.2944e-11 | 3.0523e-09 | 1.6897e-08 | 6.9732e-08 | 2.0996e-07 | 8.9986e-08 | 2.6608e-08 | 8.126e-07 | 2.7186e-08 | 3.9191e-09 | 8.4493e-10 | 8.4873e-09 | 6.8249e-08 | 5.6326e-07 | 3.1509e-09 | 1.7783e-07 | 3.3802e-07 | 1.1141e-07 | 9.9074e-08 | 0.00017748 | 3.6081e-09 | 8.0961e-05 | 1.4122e-09 | 0.00108 | 4.82e-06 | 4.4202e-09 | 2.1775e-10 | 0.0011493 | 1.4771e-07 | 8.009e-10 | 1.4867e-06 | 1.3544e-06 | 1.0027e-08 | 2.3584e-07 | 3.4018e-05 | 2.9723e-06 | 2.5297e-07 | 4.0189e-08 | 4.8565e-07 | 0.0017211 | 4.7481e-10 | 1.0035e-08 | 6.7844e-09 | 4.1813e-07 | 1.8967e-08 | 0.00025697 | 0.00030196 | 1.0261e-07 | 8.028e-08 | 0.00010986 | 6.5846e-08 | 1.7222e-07 | 2.7531e-06 | 5.4932e-05 | 1.1724e-09 | 1.602e-08 | 3.2632e-07 | 0.00020085 | 2.6039e-06 | 2.0928e-08 | 1.7829e-08 | 3.5043e-09 | 2.8876e-09 | 3.6628e-10 | 3.76e-08 | 0.0001916 | 9.4305e-09 | 1.8446e-08 | 1.3278e-08 | 1.3547e-05 | 1.5774e-08 | 2.4331e-09 | 1.6674e-05 | 2.8997e-07 | 2.204e-08 | 5.7426e-05 | 2.6082e-07 | 3.566e-05 | 1.3406e-08 | 1.6056e-09 | 2.5415e-08 | 2.2006e-08 | 1.4245e-07 | 0.0001944 | 7.1889e-06 | 8.9518e-07 | 2.8143e-08 | 2.2474e-09 | 1.2271e-06 | 2.4565e-11 | 4.7246e-11 | 2.5438e-07 | 5.3601e-08 | 7.512e-07 | 3.157e-08 | 2.5934e-07 | 2.7993e-08 | 1.2089e-06 | 3.4488e-11 | 2.2046e-08 | 0.00029978 | 2.2968e-06 | 9.8256e-09 | 4.5962e-07 | 1.923e-07 | 9.4005e-10 | 4.6885e-07 | 4.2836e-08 | 6.6692e-07 | 3.0264e-07 | 1.4494e-06 | 3.0252e-08 | 1.3588e-11 | 1.6037e-07 | 3.5209e-06 | 1.8015e-07 | 4.2013e-08 | 6.8029e-06 | 1.1997e-07 | 1.1555e-09 | 2.3608e-08 | 3.8105e-05 | 1.0404e-08 | 3.9764e-07 | 2.4328e-10 | 1.9929e-10 | 8.6399e-14 | 2.6806e-10 | 1.3076e-06 | 9.3138e-09 | 1.1244e-09 | 3.0374e-07 | 3.3784e-08 | 9.6992e-05 | 2.6821e-07 | 2.4031e-08 | 3.1424e-06 | 1.0007e-07 | 3.8582e-07 | 5.4144e-08 | 2.6879e-09 | 4.8991e-07 | 1.1056e-09 | 1.9185e-07 | 5.4113e-08 | 7.1485e-08 | 1.879e-08 | 1.1076e-06 | 1.5116e-07 | 2.2612e-07 | 2.05e-07 | 1.8072e-05 | 7.3137e-08 | 9.1976e-07 | 0.0001115 | 4.9718e-09 | 2.8367e-11 | 2.7597e-11 | 1.011e-05 | 2.7322e-07 | 1.9279e-06 | 8.5307e-07 | 7.0781e-08 | 5.948e-12 | 4.3978e-11 | 3.8566e-08 | 3.2414e-07 | 2.3239e-08 | 6.7925e-09 | 2.1758e-07 | 4.0788e-09 | 8.4038e-08 | 1.1154e-06 | 4.5027e-05 | 6.0178e-10 | 9.8435e-05 | 3.5316e-07 | 0.004972 | 2.1342e-08 | 2.4448e-09 | 1.0287e-05 | 4.8438e-08 | 2.4423e-09 | 3.2235e-07 | 2.7402e-06 | 8.5809e-09 | 3.7529e-08 | 7.0617e-08 | 5.7311e-08 | 1.8086e-08 | 2.2525e-06 | 4.8096e-10 | 3.6499e-12 | 2.2367e-08 | 0.00013063 | 3.193e-10 | 1.2516e-06 | 0.00062044 | 7.844e-09 | 1.3545e-07 | 2.275e-08 | 2.0279e-07 | 3.4805e-09 | 3.6872e-10 | 3.5314e-09 | 4.8513e-08 | 1.3157e-11 | 1.0788e-07 | 2.7643e-09 | 1.22e-09 | 1.9298e-06 | 3.4261e-10 | 1.2526e-09 | 2.9834e-10 | 0.00025489 | 5.1144e-08 | 1.6048e-07 | 2.9533e-07 | 1.0143e-05 | 3.4489e-06 | 1.227e-05 | 2.027e-09 | 3.4463e-08 | 8.1896e-08 | 1.2132e-06 | 3.2119e-10 | 2.2541e-07 | 2.4431e-06 | 5.7293e-07 | 5.7549e-07 | 1.0439e-05 | 9.9837e-09 | 7.1308e-09 | 2.8581e-10 | 8.8925e-09 | 3.3231e-09 | 9.9336e-08 | 1.1212e-08 | 2.4126e-09 | 3.0271e-12 | 2.557e-10 | 4.965e-07 | 6.1288e-08 | 0.0089453 | 2.3978e-07 | 2.2933e-08 | 2.5724e-07 | 2.8758e-07 | 2.4246e-06 | 1.0743e-08 | 1.247e-09 | 0.0008944 | 1.8673e-06 | 1.0015e-07 | 2.7322e-09 | 8.8038e-10 | 2.0905e-07 | 2.3651e-09 | 1.1224e-09 | 6.7403e-08 | 1.0815e-09 | 3.5754e-11 | 1.5633e-10 | 6.8972e-08 | 1.7324e-06 | 3.5116e-07 | 8.3266e-06 | 1.333e-08 | 8.1844e-07 | 4.1416e-07 | 1.0807e-07 | 2.7091e-09 | 3.2944e-09 | 4.9455e-08 | 3.2734e-09 | 5.6831e-06 | 2.2263e-08 | 1.3081e-07 | 5.6785e-08 | 5.5869e-07 | 3.7006e-08 | 2.8625e-10 | 1.8557e-07 | 1.6495e-05 | 0.050816 | 2.2548e-07 | 2.4279e-10 | 1.0984e-11 | 1.4607e-08 | 1.0249e-07 | 1.2675e-07 | 2.5894e-06 | 5.494e-06 | 4.3588e-05 | 1.9059e-10 | 0.00075092 | 1.9554e-07 | 4.4198e-06 | 1.2688e-08 | 7.6317e-07 | 4.0664e-08 | 4.8951e-10 | 4.6574e-07 | 2.3286e-08 | 2.3834e-08 | 5.7148e-06 | 4.9447e-08 | 2.6111e-09 | 3.7982e-07 | 3.1521e-11 | 1.1773e-09 | 2.3641e-06 | 1.1091e-06 | 2.3961e-06 | 2.1445e-10 | 4.0712e-08 | 1.624e-05 | 4.9236e-07 | 2.9382e-08 | 5.3894e-08 | 1.1971e-09 | 1.7997e-08 | 1.6201e-09 | 4.4989e-05 | 1.603e-11 | 1.071e-09 | 4.9565e-05 | 6.1663e-06 | 2.3746e-09 | 7.1931e-05 | 1.738e-07 | 1.1259e-11 | 4.9211e-09 | 6.1451e-08 | 4.5507e-09 | 6.7742e-09 | 1.7784e-05 | 9.6988e-08 | 2.1999e-08 | 1.2719e-06 | 7.3379e-10 | 6.0359e-07 | 3.2539e-07 | 3.0939e-08 | 1.1916e-06 | 2.3706e-08 | 5.4195e-07 | 1.2405e-06 | 1.2714e-06 | 2.4283e-10 | 1.5238e-09 | 0.00011762 | 1.4663e-11 | 1.5586e-08 | 1.3044e-08 | 1.5492e-05 | 6.3227e-05 | 8.7018e-10 | 8.0621e-07 | 2.6425e-08 | 6.4213e-08 | 4.5162e-09 | 3.8386e-06 | 6.8398e-11 | 6.313e-11 | 2.9962e-05 | 5.3419e-07 | 1.4942e-06 | 6.4206e-07 | 1.5653e-09 | 2.5829e-06 | 2.8112e-09 | 1.1414e-10 | 2.7175e-06 | 3.9844e-07 | 5.7678e-06 | 8.9689e-12 | 3.8437e-11 | 1.8085e-07 | 1.0013e-05 | 8.3178e-12 | 3.298e-09 | 9.2717e-06 | 1.7241e-08 | 9.7742e-08 | 5.5792e-09 | 2.376e-07 | 2.7949e-07 | 0.00089508 | 8.2431e-09 | 2.7147e-06 | 1.6369e-08 | 4.9635e-06 | 1.6797e-06 | 6.0275e-07 | 7.9304e-09 | 1.2182e-08 | 1.0022e-08 | 2.006e-09 | 2.5434e-09 | 5.4907e-11 | 5.2086e-09 | 1.1001e-07 | 3.4569e-08 | 8.6743e-07 | 1.4348e-09 | 1.9724e-08 | 1.545e-08 | 2.6066e-05 | 2.8977e-06 | 3.3556e-09 | 3.5975e-07 | 6.2263e-08 | 6.9445e-10 | 1.7719e-08 | 1.4884e-07 | 1.5104e-06 | 1.5889e-07 | 6.0221e-09 | 1.9083e-06 | 9.8247e-07 | 1.1009e-09 | 1.2835e-08 | 3.9825e-09 | 2.9256e-08 | 1.0058e-07 | 4.0189e-07 | 2.4606e-10 | 1.6028e-08 | 4.6488e-07 | 1.2993e-09 | 4.0188e-07 | 4.7123e-06 | 6.9074e-09 | 1.0849e-07 | 1.2419e-10 | 3.7047e-09 | 2.6548e-08 | 1.3763e-05 | 1.0893e-08 | 1.5435e-07 | 3.2051e-06 | 1.203e-05 | 5.2579e-08 | 6.0096e-10 | 8.076e-09 | 1.7868e-06 | 7.2144e-09 | 3.286e-09 | 3.094e-06 | 4.6649e-09 | 1.3798e-08 | 5.6814e-09 | 6.7538e-09 | 8.7627e-06 | 1.4011e-08 | 1.4632e-08 | 1.1538e-08 | 1.2908e-09 | 3.2529e-08 | 1.2612e-08 | 2.25e-07 | 6.4062e-08 | 1.9311e-12 | 1.242e-10 | 2.106e-08 | 6.1738e-10 | 5.012e-11 | 8.2638e-07 | 1.3601e-07 | 0.00022716 | 9.3156e-08 | 2.6754e-09 | 3.4406e-09 | 2.19e-08 | 0.00011228 | 3.5864e-09 | 3.9497e-06 | 1.4075e-06 | 2.0159e-08 | 2.3451e-06 | 3.6239e-08 | 1.2112e-07 | 5.9564e-07 | 3.1124e-09 | 9.8733e-08 | 4.0547e-05 | 1.2147e-07 | 3.5412e-07 | 4.1064e-08 | 1.2648e-07 | 3.1612e-10 | 1.4068e-06 | 1.5286e-07 | 4.1035e-12 | 4.632e-08 | 1.3462e-06 | 2.2339e-07 | 3.6714e-07 | 7.5046e-07 | 3.8324e-11 | 2.4215e-08 | 1.7227e-08 | 1.8345e-09 | 1.0127e-08 | 1.6682e-06 | 7.6061e-08 | 3.1215e-06 | 2.0698e-08 | 7.8299e-07 | 7.0855e-07 | 1.5145e-05 | 1.9938e-07 | 2.7994e-08 | 1.3438e-09 | 3.796e-09 | 1.0091e-07 | 1.0094e-08 | 1.2194e-10 | 2.056e-07 | 2.4787e-10 | 1.4098e-07 | 2.5701e-05 | 9.7066e-07 | 6.3953e-07 | 3.9016e-07 | 3.338e-05 | 7.474e-09 | 1.4021e-08 | 5.1681e-07 | 3.7699e-05 | 8.09e-10 | 3.5355e-07 | 1.1123e-07 | 1.5111e-07 | 8.7032e-06 | 4.2749e-07 | 6.9289e-10 | 4.2937e-06 | 1.156e-05 | 7.2786e-08 | 3.3036e-07 | 1.6419e-07 | 2.2267e-07 | 7.9513e-11 | 3.4635e-06 | 5.6382e-09 | 3.9395e-08 | 1.0049e-05 | 2.3902e-08 | 0.0016306 | 1.4287e-10 | 1.0941e-06 | 2.5512e-07 | 1.4353e-07 | 4.7326e-07 | 7.7833e-08 | 1.2026e-09 | 3.6198e-10 | 7.0051e-11 | 1.029e-11 | 1.2206e-07 | 1.6169e-06 | 3.303e-07 | 3.9101e-07 | 3.1833e-09 | 2.6091e-07 | 1.8442e-10 | 1.8645e-09 | 1.7005e-09 | 2.2004e-08 | 1.1792e-08 | 1.7893e-07 | 8.043e-10 | 2.1626e-07 | 2.3333e-10 | 1.0248e-09 | 6.9346e-08 | 7.0526e-05 | 1.0412e-08 | 5.5802e-13 | 0.00033002 | 2.6472e-10 | 1.466e-09 | 6.0654e-10 | 4.667e-08 | 2.9729e-07 | 3.2241e-05 | 3.4275e-05 | 8.9263e-08 | 2.9027e-06 | 1.4924e-10 | 1.6005e-08 | 1.5553e-06 | 1.1348e-05 | 5.01e-11 | 1.7782e-09 | 3.3689e-10 | 6.4823e-09 | 7.3182e-09 | 4.0603e-07 | 0.0003309 | 4.0916e-07 | 8.0577e-10 | 1.3089e-06 | 1.2723e-09 | 0.0002523 | 4.6784e-07 | 0.00037044 | 2.2693e-06 | 1.2628e-05 | 1.3116e-07 | 7.1118e-08 | 0.00029111 | 2.1969e-11 | 3.4288e-09 | 6.4653e-11 | 0.00025326 | 1.6687e-09 | 3.3275e-09 | 2.0784e-07 | 1.1484e-06 | 2.9981e-06 | 7.7481e-10 | 1.4497e-07 | 1.2634e-10 | 5.7617e-09 | 1.3553e-07 | 3.3559e-08 | 4.7617e-08 | 8.5134e-10 | 2.9178e-07 | 3.2754e-06 | 5.9736e-05 | 2.9775e-08 | 3.082e-05 | 3.3843e-07 | 1.2507e-09 | 1.5234e-08 | 3.959e-06 | 3.676e-10 | 8.4949e-11 | 3.6924e-09 | 3.2915e-07 | 0.00052117 | 2.8573e-12 | 1.4678e-08 | 2.3777e-09 | 0.00040374 | 9.3508e-10 | 0.00041268 | 5.4381e-08 | 6.0938e-05 | 2.9951e-08 | 3.1516e-08 | 2.883e-07 | 3.6964e-07 | 2.4618e-09 | 1.8691e-10 | 3.2037e-07 | 8.1589e-09 | 2.3778e-05 | 1.7067e-07 | 1.4014e-08 | 1.4015e-06 | 4.7735e-08 | 1.5765e-10 | 2.696e-08 | 1.3165e-05 | 1.5397e-05 | 9.4549e-07 | 8.9646e-05 | 2.6524e-10 | 2.8328e-06 | 2.5549e-08 | 3.4241e-10 | 8.7837e-11 | 1.4101e-07 | 2.5676e-09 | 5.6977e-06 | 1.5128e-06 | 2.8706e-05 | 6.7678e-08 | 1.303e-06 | 5.0618e-08 | 2.1698e-07 | 8.1066e-07 | 3.4574e-09 | 1.56e-08 | 6.5675e-08 | 2.4363e-10 | 3.7645e-07 | 1.4149e-10 | 2.0011e-07 | 7.7627e-08 | 3.3229e-08 | 2.252e-06 | 6.3848e-09 | 1.0643e-07 | 2.3361e-06 | 1.0964e-08 | 4.4905e-08 | 0.0013824 | 5.8646e-07 | 1.7388e-08 | 7.4203e-05 | 4.2002e-08 | 1.1598e-10 | 3.1893e-08 | 1.268e-06 | 3.7762e-07 | 5.8046e-05 | 1.155e-09 | 1.4386e-09 | 3.0228e-09 | 5.3075e-09 | 8.4035e-09 | 3.3452e-08 | 3.2754e-07 | 1.151e-05 | 2.0055e-05 | 1.0083e-06 | 4.2224e-09 | 6.4626e-07 | 2.3029e-08 | 3.9463e-08 | 2.1239e-11 | 6.277e-05 | 4.5245e-07 | 5.5412e-09 | 1.6742e-08 | 2.6504e-09 | 2.811e-06 | 6.2561e-09 | 1.1944e-05 | 0.0001797 | 2.4404e-08 | 2.119e-09 | 1.1582e-07 | 1.0788e-08 | 4.0406e-07 | 6.5635e-10 | 5.8128e-08 | 5.9863e-10 | 4.1936e-09 | 1.7901e-08 | 2.6083e-06 | 3.6926e-06 | 1.4865e-09 | 2.6293e-10 | 8.5174e-09 | 3.5206e-06 | 2.5046e-05 | 3.4687e-07 | 8.5426e-07 | 1.2327e-08 | 4.0273e-07 | 6.1629e-05 | 1.9372e-08 | 1.1864e-06 | 4.3472e-06 | 2.4779e-08 | 2.5403e-08 | 5.5648e-06 | 8.8265e-07 | 1.6949e-07 | 1.2544e-09 | 7.0289e-10 | 6.1467e-08 | 2.1467e-10 | 1.1828e-06 | 3.1635e-07 | 2.4611e-07 | 6.1357e-08 | 1.5624e-08 | 5.0958e-06 | 2.8467e-08 | 4.4934e-12 | 0.00019222 | 3.9373e-06 | 7.7755e-09 | 4.4783e-08 | 9.5356e-09 | 4.4418e-09 | 6.7565e-10 | 1.6611e-07 | 1.0366e-07 | 1.3356e-11 | 7.2934e-11 | 7.9177e-08 | 2.7746e-08 | 6.7564e-12 | 3.115e-08 | 4.4784e-07 | 4.9903e-06 | 1.5185e-11 | 8.9744e-11 | 1.3443e-07 | 2.4242e-07 | 3.8849e-08 | 7.358e-11 | 1.0651e-09 | 2.0579e-07 | 8.9274e-06 | 5.2762e-09 | 2.5989e-07 | 5.1933e-07 | 8.8864e-08 | 1.4757e-06 | 8.258e-08 | 1.4095e-06 | 1.8619e-06 | 6.6214e-11 | 2.2746e-05 | 8.6082e-09 | 3.6165e-10 | 3.3152e-07 | 5.1732e-07 | 1.2066e-07 | 1.025e-10 | 1.4889e-07 | 3.9159e-09 | 2.1308e-07 | 1.3805e-07 | 4.4801e-10 | 5.452e-06 | 1.9366e-07 | 5.9251e-08 | 3.594e-06 | 1.1885e-07 | 8.5458e-08 | 1.055e-05 | 2.6588e-05 | 4.8669e-05 | 6.3112e-06 | 1.3725e-06 | 8.1397e-05 | 2.5078e-10 | 1.924e-08 | 1.943e-08 | 1.7119e-05 | 1.4456e-07 | 4.6865e-06 | 1.1259e-07 | 7.0839e-08 | 0.0059401 | 0.00012829 | 7.4485e-10 | 5.1652e-12 | 0.00049491 | 2.6175e-09 | 4.7689e-08 | 1.9201e-08 | 1.3339e-10 | 2.3718e-09 | 0.00048636 | 5.723e-08 | 3.1416e-09 | 6.0209e-09 | 3.8215e-06 | 1.6147e-08 | 1.133e-10 | 3.2193e-09 | 2.0976e-05 | 3.5562e-09 | 7.0123e-07 | 6.552e-07 | 1.1289e-05 | 1.8766e-10 | 6.2118e-09 | 2.6152e-08 | 1.0995e-05 | 9.2075e-07 | 1.5486e-06 | 8.6412e-09 | 5.2961e-08 | 7.1956e-08 | 1.9875e-06 | 8.4921e-09 | 2.4262e-07 | 1.4296e-08 | 2.9917e-06 | 1.6265e-09 | 1.3296e-05 | 6.105e-08 | 9.934e-10 | 6.9688e-08 | 1.4347e-06 | 8.1971e-08 | 5.2871e-08 | 2.4414e-08 | 6.7507e-09 | 6.4774e-08 | 1.8734e-10 | 4.9815e-08 | 6.2179e-08 | 3.0885e-06 | 2.3317e-08 | 1.4144e-09 | 7.6676e-07 | 1.5222e-08 | 8.2133e-10 | 7.624e-05 | 1.2084e-10 | 2.0621e-05 | 6.9479e-09 | 1.3452e-06 | 2.5499e-07 | 1.2617e-10 | 1.539e-06 | 1.9657e-07 | 1.8957e-06 | 6.1963e-11 | 0.00016374 | 1.2343e-07 | 1.0812e-08 | 6.3783e-09 | 1.6388e-09 | 0.00016195 | 5.1737e-07 | 1.5885e-06 | 8.7897e-06 | 2.5427e-09 | 2.1494e-06 | 2.9778e-08 | 1.8857e-11 | 1.489e-09 | 1.8123e-06 | 6.792e-08 | 1.4355e-07 | 9.7253e-07 | 4.926e-11 | 3.0986e-11 | 1.0781e-05 | 2.7089e-09 | 5.6845e-05 | 1.1929e-08 | 1.2145e-08 | 9.0901e-09 | 5.0806e-08 | 1.0741e-07 | 2.0846e-06 | 8.2697e-07 | 1.3395e-05 | 5.3578e-09 | 9.4654e-06 | 9.9858e-06 | 2.5006e-08 | 3.8186e-06 | 4.417e-10 | 1.1577e-05 | 0.00025158 | 3.9017e-08 | 1.7918e-07 | 6.6624e-09 | 6.3879e-08 | 3.0717e-09 | 0.00011059 | 2.9995e-06 | 6.4693e-08 | 2.2962e-06 | 1.0091e-08 | 7.138e-09 | 5.6779e-09 | 2.433e-10 | 4.1747e-09 | 1.3286e-09 | 5.5481e-12 | 1.6302e-09 | 1.321e-06 | 5.2295e-09 | 7.0836e-13 | 2.9445e-05 | 1.3421e-07 | 4.8125e-08 | 0.0032915 | 1.2426e-07 | 7.2995e-07 | 3.1164e-10 | 2.9694e-07 | 1.6402e-09 | 7.1737e-09 | 3.7749e-06 | 4.5249e-06 | 1.6892e-05 | 7.495e-09 | 4.5215e-06 | 1.6531e-07 | 2.5742e-11 | 6.749e-06 | 9.2779e-07 | 2.9006e-08 | 2.7037e-07 | 1.7301e-06 | 7.066e-08 | 6.6817e-06 | 1.5518e-06 | 3.2515e-06 | 4.305e-08 | 1.1864e-08 | 5.3393e-08 | 1.6355e-06 | 2.6012e-06 | 4.2324e-09 | 1.3736e-06 | 3.1477e-07 | 2.3865e-07 | 1.2563e-09 | 4.284e-08 | 2.4546e-06 | 1.8098e-10 | 4.9807e-05 | 3.2667e-11 | 0.00022069 | 2.0103e-06 | 1.3764e-06 | 3.3644e-09 | 4.2589e-06 | 4.3102e-06 | 1.3108e-07 | 1.5428e-06 | 2.3694e-06 | 5.571e-08 | 1.1727e-07 | 4.2221e-08 | 8.4691e-07 | 2.8056e-05 | 7.2425e-09 | 7.0583e-08 | 3.4615e-10 | 2.8507e-06 | 1.8833e-08 | 5.6183e-07 | 2.4759e-06 | 1.9698e-07 | 4.5829e-07 | 3.4404e-07 | 1.6882e-05 | 2.763e-08 | 1.8643e-09 | 2.5016e-09 | 8.8826e-05 | 1.7952e-08 | 0.00040812 | 2.4306e-07 | 3.3789e-05 | 4.5126e-13 | 6.216e-07 | 4.7775e-07 | 1.0682e-07 | 5.5771e-10 | 8.5448e-07 | 2.9257e-09 | 2.2217e-07 | 3.6986e-06 | 2.6325e-06 | 8.3638e-08 | 6.8845e-07 | 2.1688e-07 | 0.0062782 | 3.3002e-05 | 5.2425e-09 | 6.3144e-06 | 3.5277e-06 | 3.1689e-07 | 4.2011e-10 | 5.2579e-08 | 3.3187e-09 | 5.7553e-06 | 4.2666e-08 | 0.00010237 | 1.4971e-06 | 4.4964e-08 | 3.2264e-06 | 4.3745e-09 | 6.322e-07 | 6.2659e-06 | 2.9687e-07 | 1.1306e-06 | 5.5112e-09 | 3.493e-10 | 2.9454e-11 | 3.3273e-07 | 7.5362e-07 | 1.6094e-06 | 4.9236e-09 | 1.8878e-09 | 1.6519e-07 | 1.5055e-08 | 9.2559e-09 | 0.00074781 | 2.786e-05 | 0.00019456 | 0.00013073 | 5.2379e-07 | 1.1489e-06 | 8.2121e-11 | 8.4903e-09 | 1.1578e-07 | 5.2461e-06 | 9.9357e-05 | 2.3145e-08 | 1.3102e-07 | 2.9864e-05 | 1.3613e-06 | 4.5745e-09 | 7.8712e-10 | 6.4954e-08 | 7.023e-11 | 1.1422e-07 | 1.003e-09 | 7.517e-11 | 5.4598e-06 | 8.2323e-09 | 3.3083e-09 | 1.2027e-07 | 1.9346e-05 | 2.4731e-08 | 1.711e-05 | 4.499e-08 | 1.4785e-05 | 3.2528e-09 | 7.5572e-09 | 1.2496e-07 | 2.4075e-06 | 3.9783e-08 | 9.0659e-09 | 4.218e-05 | 1.2918e-06 | 1.7949e-07 | 5.4695e-08 | 1.5256e-07 | 3.2555e-06 | 1.6353e-07 | 3.4548e-07 | 1.4834e-07 | 7.3458e-07 | 3.9787e-09 | 2.4875e-06 | 2.1033e-06 | 5.2131e-06 | 1.5299e-10 | 3.8955e-10 | 5.0375e-07 | 0.0016487 | 1.6208e-05 | 2.0741e-07 | 1.7198e-08 | 6.319e-08 | 4.2331e-10 | 7.1622e-06 | 4.1696e-06 | 3.7591e-10 | 1.0454e-07 | 2.7246e-06 | 9.2426e-06 | 1.7158e-07 | 9.2624e-10 | 2.988e-06 | 0.00092994 | 3.5635e-07 | 4.6322e-09 | 3.3553e-07 | 1.3353e-07 | 3.6152e-09 | 2.8548e-05 | 1.0168e-08 | 8.5809e-06 | 4.4842e-09 | 2.4879e-05 | 5.5422e-07 | 7.2733e-06 | 1.4693e-09 | 1.7813e-06 | 1.3448e-10 | 1.9775e-09 | 3.3831e-09 | 2.5093e-13 | 2.9371e-06 | 5.6176e-09 | 3.2577e-09 | 1.2313e-08 | 8.9706e-08 | 4.8761e-07 | 4.7837e-08 | 5.5233e-08 | 9.9178e-07 | 1.6852e-08 | 7.3571e-07 | 1.7382e-05 | 3.738e-07 | 1.1231e-08 | 2.3541e-10 | 1.1605e-07 | 5.0969e-10 | 0.00018524 | 8.2929e-08 | 2.8548e-08 | 1.8537e-05 | 2.1946e-09 | 7.2709e-08 | 6.995e-09 | 2.0661e-11 | 2.8819e-06 | 6.6631e-09 | 1.1276e-10 | 9.8549e-09 | 1.7844e-05 | 2.3575e-08 | 1.5007e-11 | 4.7004e-10 | 6.6308e-09 | 7.8352e-09 | 1.592e-08 | 1.8775e-05 | 1.3738e-07 | 0.00010339 | 3.3827e-09 | 1.1852e-09 | 1.5197e-08 | 6.3869e-05 | 0.00014115 | 5.7941e-09 | 6.4829e-09 | 3.7643e-08 | 3.6922e-08 | 6.0471e-08 | 0.0023289 | 4.0136e-08 | 7.5455e-06 | 2.8827e-08 | 4.4953e-07 | 4.5845e-09 | 2.1121e-08 | 5.7791e-07 | 9.3581e-07 | 4.6467e-08 | 1.05e-06 | 3.208e-09 | 1.2708e-08 | 3.3887e-11 | 4.9678e-06 | 4.0009e-10 | 4.1577e-11 | 1.1196e-06 | 7.3224e-06 | 3.5682e-05 | 1.8467e-08 | 7.0875e-07 | 1.0474e-08 | 5.5454e-08 | 4.7739e-10 | 8.4786e-07 | 1.1257e-09 | 0.00042507 | 7.5256e-10 | 2.3377e-08 | 6.583e-06 | 5.5887e-10 | 6.8359e-09 | 1.3355e-07 | 1.4601e-09 | 1.791e-07 | 9.2788e-10 | 2.9987e-09 | 8.8044e-11 | 1.0221e-09 | 7.593e-09 | 2.7269e-08 | 1.2483e-06 | 1.1934e-06 | 4.6067e-05
Surface deposition rate | ϒ | uniform | 0.000143 | 0.000125 | /s | Surface deposition rate derived from Thatcher et al. (2002) | ϒ | 0.00014022 | 0.0001287 | 0.00013537 | 0.0001346 | 0.00013343 | 0.00013456 | 0.00013955 | 0.00013352 | 0.00013663 | 0.00013293 | 0.0001286 | 0.00014218 | 0.00013659 | 0.00013731 | 0.00014039 | 0.00012892 | 0.00013632 | 0.00013238 | 0.00014203 | 0.0001328 | 0.000129 | 0.00014188 | 0.00014245 | 0.00014208 | 0.00013935 | 0.00013662 | 0.00012583 | 0.00014201 | 0.00013366 | 0.00013589 | 0.00013065 | 0.00014157 | 0.00012607 | 0.00014226 | 0.00013168 | 0.0001309 | 0.00012718 | 0.0001271 | 0.00012545 | 0.00013782 | 0.00012979 | 0.000129 | 0.00012536 | 0.00012792 | 0.0001354 | 0.00012899 | 0.00014011 | 0.00013537 | 0.00012841 | 0.00012965 | 0.00014212 | 0.0001328 | 0.00014145 | 0.00013573 | 0.00013526 | 0.00013468 | 0.0001291 | 0.00014182 | 0.00013633 | 0.0001338 | 0.00013229 | 0.00012846 | 0.00013971 | 0.00013552 | 0.00013382 | 0.00012981 | 0.00013642 | 0.0001317 | 0.00012575 | 0.00013424 | 0.00013149 | 0.00014138 | 0.00013049 | 0.00013847 | 0.00012614 | 0.00014083 | 0.00012857 | 0.00012854 | 0.00013905 | 0.00013193 | 0.00013319 | 0.00012721 | 0.00013104 | 0.00013508 | 0.00013715 | 0.00013656 | 0.00012721 | 0.00012595 | 0.00014117 | 0.00014098 | 0.00012656 | 0.00013692 | 0.0001392 | 0.00012578 | 0.00013349 | 0.00012531 | 0.00013684 | 0.00012659 | 0.00012641 | 0.00013527 | 0.00014275 | 0.00012566 | 0.0001252 | 0.00012523 | 0.00013475 | 0.00014245 | 0.00013878 | 0.00013761 | 0.00013848 | 0.00013941 | 0.00013538 | 0.00013638 | 0.00012755 | 0.00013074 | 0.00013719 | 0.00013028 | 0.00013353 | 0.00013552 | 0.00012954 | 0.00013714 | 0.000134 | 0.00013374 | 0.00013037 | 0.0001278 | 0.00013954 | 0.00012581 | 0.00012603 | 0.000135 | 0.00012931 | 0.00012831 | 0.00012815 | 0.00013401 | 0.00013892 | 0.00013693 | 0.00013464 | 0.00013258 | 0.00012723 | 0.00013639 | 0.00013104 | 0.00013814 | 0.00013238 | 0.00013434 | 0.00013151 | 0.00014123 | 0.00013115 | 0.00013093 | 0.00014169 | 0.00012896 | 0.00013412 | 0.00013324 | 0.00013206 | 0.00012866 | 0.0001338 | 0.00012662 | 0.00013033 | 0.00013351 | 0.00012529 | 0.00013292 | 0.0001287 | 0.0001374 | 0.00012628 | 0.00013352 | 0.00014208 | 0.00013255 | 0.00013083 | 0.00012509 | 0.0001385 | 0.00014056 | 0.00012912 | 0.00013095 | 0.0001309 | 0.00013188 | 0.00012609 | 0.00013114 | 0.00013962 | 0.00012847 | 0.00013169 | 0.00012718 | 0.00013652 | 0.00013444 | 0.0001323 | 0.00012612 | 0.00013923 | 0.00013134 | 0.00012595 | 0.0001253 | 0.00013335 | 0.0001274 | 0.00014276 | 0.00013667 | 0.00014077 | 0.00013114 | 0.00013211 | 0.00013129 | 0.00013693 | 0.00012594 | 0.0001367 | 0.00013283 | 0.00013112 | 0.00012606 | 0.00013927 | 0.00013228 | 0.00013826 | 0.00013101 | 0.00014243 | 0.00013228 | 0.00012534 | 0.0001306 | 0.00013027 | 0.00014058 | 0.00014028 | 0.00013039 | 0.00013328 | 0.00014242 | 0.00013514 | 0.00013185 | 0.00013092 | 0.00014282 | 0.00013527 | 0.0001287 | 0.00013328 | 0.00013054 | 0.00012503 | 0.00013095 | 0.00012821 | 0.00013594 | 0.00013747 | 0.00012594 | 0.0001314 | 0.00013313 | 0.00013098 | 0.00013253 | 0.00012654 | 0.00013078 | 0.00012932 | 0.00013832 | 0.00013806 | 0.00012842 | 0.00013598 | 0.0001379 | 0.00012531 | 0.00014009 | 0.00013749 | 0.00014248 | 0.00013598 | 0.00013921 | 0.00013093 | 0.00013294 | 0.00013315 | 0.00013949 | 0.00013963 | 0.00012658 | 0.00012896 | 0.00012844 | 0.00014149 | 0.00012597 | 0.00013646 | 0.00012663 | 0.00014245 | 0.0001291 | 0.0001277 | 0.00013841 | 0.00014061 | 0.00012882 | 0.0001322 | 0.00014016 | 0.00013006 | 0.00014039 | 0.00014198 | 0.0001306 | 0.00012664 | 0.00012804 | 0.00014208 | 0.00013323 | 0.00013174 | 0.00012508 | 0.00013615 | 0.00014269 | 0.00013173 | 0.00013139 | 0.00014094 | 0.00013458 | 0.00013875 | 0.00012927 | 0.00012962 | 0.00013509 | 0.00013687 | 0.00012514 | 0.00013377 | 0.00012885 | 0.00014028 | 0.00013371 | 0.00014042 | 0.00012857 | 0.00013968 | 0.00014005 | 0.00012921 | 0.00013013 | 0.00013071 | 0.00014097 | 0.0001319 | 0.00014099 | 0.00012815 | 0.00014241 | 0.0001302 | 0.00013963 | 0.0001382 | 0.00013104 | 0.00012641 | 0.00014115 | 0.0001255 | 0.00014186 | 0.00013363 | 0.00012605 | 0.00012648 | 0.00013906 | 0.00012773 | 0.00013093 | 0.00013998 | 0.00012793 | 0.00013243 | 0.00012623 | 0.00013995 | 0.00013367 | 0.00013151 | 0.00014264 | 0.00014211 | 0.00013524 | 0.00012793 | 0.00013433 | 0.00014152 | 0.00013776 | 0.00013633 | 0.00012599 | 0.00013603 | 0.00013747 | 0.00013202 | 0.00013884 | 0.00013854 | 0.00013015 | 0.00014148 | 0.00013565 | 0.00013049 | 0.00014103 | 0.00012621 | 0.00013035 | 0.00012687 | 0.00013624 | 0.0001348 | 0.00012596 | 0.00012999 | 0.00012987 | 0.00013912 | 0.00012502 | 0.00013497 | 0.00013377 | 0.00012802 | 0.00013463 | 0.00014165 | 0.00014039 | 0.00013866 | 0.0001337 | 0.00012838 | 0.00014069 | 0.000132 | 0.00012856 | 0.00012634 | 0.00013826 | 0.00013164 | 0.00013339 | 0.00013248 | 0.00014067 | 0.00013588 | 0.00013897 | 0.00013714 | 0.00013533 | 0.000142 | 0.00013964 | 0.00013623 | 0.00013668 | 0.00013176 | 0.00013258 | 0.00013062 | 0.00013875 | 0.00013453 | 0.00013389 | 0.00013112 | 0.00013039 | 0.00012549 | 0.0001383 | 0.00013311 | 0.00013281 | 0.00014247 | 0.00012985 | 0.0001389 | 0.00012691 | 0.00012616 | 0.00013555 | 0.00013335 | 0.0001338 | 0.00013989 | 0.00013466 | 0.00013516 | 0.00013722 | 0.00012758 | 0.00013713 | 0.00013383 | 0.00013882 | 0.00012731 | 0.00013444 | 0.00013987 | 0.00013721 | 0.00012763 | 0.0001345 | 0.00013753 | 0.00012506 | 0.00012857 | 0.00014046 | 0.00012647 | 0.00014016 | 0.00013614 | 0.00013969 | 0.0001394 | 0.00013878 | 0.00012618 | 0.00014235 | 0.00012802 | 0.00013093 | 0.00012503 | 0.00013301 | 0.00013323 | 0.00013921 | 0.00013115 | 0.0001291 | 0.00013597 | 0.00014175 | 0.00013358 | 0.00013539 | 0.00012553 | 0.00013789 | 0.00013104 | 0.00014027 | 0.0001312 | 0.00013076 | 0.00014294 | 0.00013116 | 0.00014217 | 0.00013616 | 0.0001309 | 0.00013769 | 0.00013145 | 0.00013887 | 0.00013486 | 0.00013283 | 0.00012933 | 0.000139 | 0.00013372 | 0.00013249 | 0.00013462 | 0.00013422 | 0.00014085 | 0.00014108 | 0.0001305 | 0.00012669 | 0.00012624 | 0.00013685 | 0.00013174 | 0.00013768 | 0.00013816 | 0.00013909 | 0.00014063 | 0.00012562 | 0.00013365 | 0.00012581 | 0.00012503 | 0.00012846 | 0.00013114 | 0.00013132 | 0.0001383 | 0.00013161 | 0.00013748 | 0.00013062 | 0.00013891 | 0.00012753 | 0.00013232 | 0.00013167 | 0.00013298 | 0.00013681 | 0.00013095 | 0.00012851 | 0.00012749 | 0.00014248 | 0.00012847 | 0.00012981 | 0.00013091 | 0.00012926 | 0.00014126 | 0.00013411 | 0.00014102 | 0.00012711 | 0.00012809 | 0.00013104 | 0.00014207 | 0.00012855 | 0.00013057 | 0.00014128 | 0.00013856 | 0.00013148 | 0.00013024 | 0.00012596 | 0.0001303 | 0.00012561 | 0.00014209 | 0.00013718 | 0.00012675 | 0.00013079 | 0.00012841 | 0.0001349 | 0.00012923 | 0.00013567 | 0.00013916 | 0.00013881 | 0.0001335 | 0.0001274 | 0.00012886 | 0.00014045 | 0.00013816 | 0.00013844 | 0.00013857 | 0.00014027 | 0.00013352 | 0.00012839 | 0.00012741 | 0.00013959 | 0.00014227 | 0.00013737 | 0.00013141 | 0.00013191 | 0.00012715 | 0.0001348 | 0.00013177 | 0.00013451 | 0.0001257 | 0.00013445 | 0.00013168 | 0.0001293 | 0.00013808 | 0.00014299 | 0.00012632 | 0.00012968 | 0.00014272 | 0.00012705 | 0.00014119 | 0.00013371 | 0.00012616 | 0.0001327 | 0.00012751 | 0.00012897 | 0.00014289 | 0.00013246 | 0.00013232 | 0.00013511 | 0.00012893 | 0.00013154 | 0.00013867 | 0.00012918 | 0.00013981 | 0.00014175 | 0.00013429 | 0.00013262 | 0.00013913 | 0.00013881 | 0.0001362 | 0.00013728 | 0.00013056 | 0.00013012 | 0.0001307 | 0.00014204 | 0.00012599 | 0.00013822 | 0.0001302 | 0.00013063 | 0.00013477 | 0.00014012 | 0.00014221 | 0.0001349 | 0.00013782 | 0.00013722 | 0.00014161 | 0.00013244 | 0.00013928 | 0.00014275 | 0.00013414 | 0.00012813 | 0.00012645 | 0.00012631 | 0.00013593 | 0.00013765 | 0.00013587 | 0.00012667 | 0.00012582 | 0.00013005 | 0.00012873 | 0.00013571 | 0.00012608 | 0.00013348 | 0.00012717 | 0.00013379 | 0.00013471 | 0.00014082 | 0.00012855 | 0.00013522 | 0.00014018 | 0.00013721 | 0.00013527 | 0.00013167 | 0.00014299 | 0.00013853 | 0.00012583 | 0.00013319 | 0.00014199 | 0.00013105 | 0.00014139 | 0.00012689 | 0.00012975 | 0.00014055 | 0.00014129 | 0.00013262 | 0.00013706 | 0.00013598 | 0.00014192 | 0.00013948 | 0.00013119 | 0.00014146 | 0.00014191 | 0.00013749 | 0.00014267 | 0.00013341 | 0.00012889 | 0.00012728 | 0.00013005 | 0.0001261 | 0.00014137 | 0.00013895 | 0.00012554 | 0.00012694 | 0.00012838 | 0.00014122 | 0.00012861 | 0.00012685 | 0.00012592 | 0.00013303 | 0.0001412 | 0.00013726 | 0.00013441 | 0.00013419 | 0.00013172 | 0.00013483 | 0.00014113 | 0.00013939 | 0.00013274 | 0.00013883 | 0.00013315 | 0.00012933 | 0.0001382 | 0.00013803 | 0.00012516 | 0.00013886 | 0.00013628 | 0.00013022 | 0.00013515 | 0.00013091 | 0.00013748 | 0.0001278 | 0.00014035 | 0.00013876 | 0.00013191 | 0.00014123 | 0.0001302 | 0.00013026 | 0.00013091 | 0.00013052 | 0.0001292 | 0.00012874 | 0.00013285 | 0.00014168 | 0.00012904 | 0.00013091 | 0.00014116 | 0.00013323 | 0.00013482 | 0.00013445 | 0.00013021 | 0.00012704 | 0.00012696 | 0.00013013 | 0.00012918 | 0.00013538 | 0.00014073 | 0.00014175 | 0.00013763 | 0.00013698 | 0.00012718 | 0.00012701 | 0.00013934 | 0.00013845 | 0.00012855 | 0.0001353 | 0.00012676 | 0.00013168 | 0.00014069 | 0.00014071 | 0.00013595 | 0.00013613 | 0.00012528 | 0.00013122 | 0.00013403 | 0.00012875 | 0.0001315 | 0.00013994 | 0.00013283 | 0.00012704 | 0.00013792 | 0.00014198 | 0.00013534 | 0.0001364 | 0.00012956 | 0.0001395 | 0.00013528 | 0.00013263 | 0.00012776 | 0.00013123 | 0.00013432 | 0.00013121 | 0.00013811 | 0.00013602 | 0.00013948 | 0.00013261 | 0.00013565 | 0.0001367 | 0.00012636 | 0.00013825 | 0.00013177 | 0.00013836 | 0.00013814 | 0.00013068 | 0.00013336 | 0.00013848 | 0.00012984 | 0.00013043 | 0.00013728 | 0.00013006 | 0.00013796 | 0.0001389 | 0.00013801 | 0.00012654 | 0.00014199 | 0.00014294 | 0.00013289 | 0.00013801 | 0.00013738 | 0.00014051 | 0.00014067 | 0.00013505 | 0.00014028 | 0.00013261 | 0.00014005 | 0.00012643 | 0.00013656 | 0.00012657 | 0.00012738 | 0.00013997 | 0.00012501 | 0.0001327 | 0.0001357 | 0.00014011 | 0.00012813 | 0.00012878 | 0.0001418 | 0.00012956 | 0.00013436 | 0.00013507 | 0.0001263 | 0.00012803 | 0.00013812 | 0.00014055 | 0.00013425 | 0.00013945 | 0.00014013 | 0.00013843 | 0.00013676 | 0.00012712 | 0.00013158 | 0.00013105 | 0.00012521 | 0.00013068 | 0.00013265 | 0.00013826 | 0.00013991 | 0.00014216 | 0.00012869 | 0.00014098 | 0.00014054 | 0.00013192 | 0.00013552 | 0.00012642 | 0.00012635 | 0.00013186 | 0.00013677 | 0.00012937 | 0.00014097 | 0.00012904 | 0.00013096 | 0.00013102 | 0.00013144 | 0.00013786 | 0.00012989 | 0.0001267 | 0.00013654 | 0.00012979 | 0.0001323 | 0.00014086 | 0.00014162 | 0.00012891 | 0.00013736 | 0.00013932 | 0.00012776 | 0.00014044 | 0.00013938 | 0.00014197 | 0.00012782 | 0.0001346 | 0.00013209 | 0.00013146 | 0.00012928 | 0.00013121 | 0.00013845 | 0.00014006 | 0.00014145 | 0.00013412 | 0.00013887 | 0.00013213 | 0.0001326 | 0.00014144 | 0.00013315 | 0.00012951 | 0.00012857 | 0.0001348 | 0.0001394 | 0.00013002 | 0.00013122 | 0.0001372 | 0.00012877 | 0.00012623 | 0.00013284 | 0.00013767 | 0.0001365 | 0.00013514 | 0.00014274 | 0.00013729 | 0.00013699 | 0.00012556 | 0.0001307 | 0.00014126 | 0.00012868 | 0.00013042 | 0.00012508 | 0.00013023 | 0.00013993 | 0.00012666 | 0.00012721 | 0.00014177 | 0.00013896 | 0.00013895 | 0.00012601 | 0.00013786 | 0.00013607 | 0.00012939 | 0.00013703 | 0.00013896 | 0.00012793 | 0.00013385 | 0.00013805 | 0.0001352 | 0.00012978 | 0.00012989 | 0.00012893 | 0.00013965 | 0.00013784 | 0.00013994 | 0.00013611 | 0.00013198 | 0.00013995 | 0.00012578 | 0.00013039 | 0.00013615 | 0.0001255 | 0.00013305 | 0.00013879 | 0.0001356 | 0.00013331 | 0.00013687 | 0.00013927 | 0.00013611 | 0.00014024 | 0.00013999 | 0.00014098 | 0.00013616 | 0.00013531 | 0.00014268 | 0.00013375 | 0.0001338 | 0.00013822 | 0.00013845 | 0.0001261 | 0.00013677 | 0.00013765 | 0.00013092 | 0.00013982 | 0.00012884 | 0.00013201 | 0.00013944 | 0.00014048 | 0.00012754 | 0.00014111 | 0.00012887 | 0.00014106 | 0.00012721 | 0.00012993 | 0.00014104 | 0.00013338 | 0.00013149 | 0.00013772 | 0.00012615 | 0.00012912 | 0.00013425 | 0.00013892 | 0.00013261 | 0.0001339 | 0.00012781 | 0.00013991 | 0.00013831 | 0.00013415 | 0.00014229 | 0.00014185 | 0.00013129 | 0.00012607 | 0.00013211 | 0.00013416 | 0.00012857 | 0.00012574 | 0.00013978 | 0.00012805 | 0.00013965 | 0.00013126 | 0.00013814 | 0.0001262 | 0.0001381 | 0.0001289 | 0.00012614 | 0.00012771 | 0.00013519 | 0.00013046 | 0.00013672 | 0.0001386 | 0.00014267 | 0.00013883 | 0.00012836 | 0.00014233 | 0.00013578 | 0.00012536 | 0.00012559 | 0.00013279 | 0.00014209 | 0.00012953 | 0.00014255 | 0.0001259 | 0.00013606 | 0.00014222 | 0.0001319 | 0.00013389 | 0.00014279 | 0.00012603 | 0.00013224 | 0.00012643 | 0.00012735 | 0.00012772 | 0.00014247 | 0.0001368 | 0.00014053 | 0.0001296 | 0.00013269 | 0.0001382 | 0.0001349 | 0.00013946 | 0.0001356 | 0.0001387 | 0.00014157 | 0.0001355 | 0.00013592 | 0.00013338 | 0.00014251 | 0.00012818 | 0.0001251 | 0.00012609 | 0.00013378 | 0.00014193 | 0.00014125 | 0.00013022 | 0.00012887 | 0.00014088 | 0.00013892 | 0.00014112 | 0.00013787 | 0.00013765 | 0.00012903 | 0.00012596 | 0.00013857 | 0.00013496 | 0.00013024 | 0.00013951 | 0.00013779 | 0.00012929 | 0.00013338 | 0.00012657 | 0.0001363 | 0.00012749 | 0.00012632 | 0.0001311 | 0.00013267 | 0.00012989 | 0.00014137 | 0.00012598 | 0.00013206 | 0.00014287 | 0.00013253 | 0.00013565 | 0.00013692 | 0.00012675 | 0.00014136 | 0.00013092 | 0.00014102 | 0.0001374 | 0.0001374 | 0.00013687 | 0.00014138 | 0.00012772 | 0.00012988 | 0.00012555 | 0.00013387 | 0.00012603 | 0.0001265 | 0.00012871 | 0.00014169 | 0.00012613 | 0.00014236 | 0.00014038 | 0.00013949 | 0.00014296 | 0.0001268 | 0.0001311 | 0.00012878 | 0.00013636 | 0.0001394 | 0.00014038 | 0.00014016 | 0.00013479 | 0.00012518 | 0.0001391 | 0.00014213 | 0.00012937 | 0.00013613 | 0.00014293 | 0.00013542 | 0.00012591 | 0.00012758 | 0.00013231 | 0.00012619 | 0.00012736 | 0.00013119 | 0.0001313 | 0.00013319 | 0.00013013 | 0.00013314 | 0.00013689 | 0.00014277 | 0.00012682 | 0.00013291 | 0.00012862 | 0.00013796 | 0.00014058 | 0.00012837 | 0.00013909 | 0.00013589 | 0.00013481 | 0.00013601 | 0.0001278 | 0.00013152 | 0.00013688 | 0.00014289 | 0.00014159 | 0.00013025 | 0.00012782 | 0.0001411 | 0.00012709 | 0.00013538 | 0.00014107 | 0.00013246 | 0.00013309 | 0.00013339 | 0.00013933 | 0.00013661 | 0.00014118 | 0.00013654 | 0.00012926 | 0.00013494 | 0.00013915 | 0.00012776 | 0.00012721 | 0.00013739 | 0.00013513 | 0.00013246 | 0.00012605 | 0.0001296 | 0.00013642 | 0.00012549 | 0.00013207 | 0.00013328 | 0.00014037 | 0.00012934 | 0.00013012 | 0.00013604 | 0.00014174 | 0.00012726 | 0.00013071 | 0.00012849 | 0.00012771 | 0.00014001 | 0.00013519 | 0.00014152 | 0.00013446 | 0.00013223 | 0.00013606 | 0.00014299 | 0.00012885 | 0.00013561 | 0.00012644 | 0.00013677 | 0.00013908 | 0.0001315 | 0.00013393 | 0.00013903 | 0.00013853 | 0.00012581 | 0.0001325 | 0.00013958 | 0.00014167 | 0.0001254 | 0.00013321 | 0.00012685 | 0.00013237 | 0.00013906 | 0.00013571 | 0.00012975 | 0.00013027 | 0.00013679 | 0.00013699 | 0.0001303 | 0.00013504 | 0.00012844 | 0.00012744 | 0.00012873 | 0.00013174 | 0.00013184 | 0.00013099 | 0.0001268 | 0.00013778 | 0.00012806 | 0.00013674 | 0.00014146 | 0.00013497 | 0.00014255 | 0.00013032 | 0.00013956 | 0.00013917 | 0.0001367 | 0.00013589 | 0.00013614 | 0.00014286 | 0.00013533 | 0.00014187 | 0.00013662 | 0.00013955 | 0.00013268 | 0.00012903 | 0.00014291 | 0.00012654 | 0.00013203 | 0.00012703 | 0.00013529 | 0.00013158 | 0.00013244 | 0.00014106 | 0.00014153 | 0.00013555 | 0.00014219 | 0.0001382 | 0.00012944 | 0.00012645 | 0.00013177 | 0.0001395 | 0.00013127 | 0.00013432 | 0.00013317 | 0.00014056 | 0.00014182 | 0.00012983 | 0.00013228 | 0.00012621 | 0.00013003 | 0.00013608 | 0.00013512 | 0.00012612 | 0.00013819 | 0.00012578 | 0.00013025 | 0.00013661 | 0.00013489 | 0.00012976 | 0.00014069 | 0.00012503 | 0.00013158 | 0.00013825 | 0.00013998 | 0.00013227 | 0.00014231 | 0.00012949 | 0.00013511 | 0.00013334 | 0.0001294 | 0.00013334 | 0.00013068 | 0.00012711 | 0.00014258 | 0.00013345 | 0.0001297 | 0.000141 | 0.00013622 | 0.00013177 | 0.00013917 | 0.00012517 | 0.00014182 | 0.00012875 | 0.00014283 | 0.00012779 | 0.00013171 | 0.00012734 | 0.00013829 | 0.00013369 | 0.00014089 | 0.00013797 | 0.00014033 | 0.0001384 | 0.0001304 | 0.00012558 | 0.00012961 | 0.0001337 | 0.0001285 | 0.00013963 | 0.00013854 | 0.0001336 | 0.00013031 | 0.0001333 | 0.00013623 | 0.00013455 | 0.00012851 | 0.00013719 | 0.00012803 | 0.00014165 | 0.00013821 | 0.00013357 | 0.00012555 | 0.0001302 | 0.00013276 | 0.00013417 | 0.00013023 | 0.00013283 | 0.00012907 | 0.00013724 | 0.00013102 | 0.00014275 | 0.00013522 | 0.00013933 | 0.00013041 | 0.00012627 | 0.00013085 | 0.00013898 | 0.00014248 | 0.00013889 | 0.00012569 | 0.00013506 | 0.00014111 | 0.0001321 | 0.00012975 | 0.00012566 | 0.00012647 | 0.00013155 | 0.00014269 | 0.00014254 | 0.0001362 | 0.0001397 | 0.00012952 | 0.00012851 | 0.00013845 | 0.00014127 | 0.00014021 | 0.0001365 | 0.00013551 | 0.00013195 | 0.00013433 | 0.00014293 | 0.00013279 | 0.00014091 | 0.00013515 | 0.00012531 | 0.00013489 | 0.00013308 | 0.00013453 | 0.00012622 | 0.00012806 | 0.00013173 | 0.00013284 | 0.00014119 | 0.00012797 | 0.00013636 | 0.00013954 | 0.00013425 | 0.00013019 | 0.00013841 | 0.00012763 | 0.00013769 | 0.00013508 | 0.0001283 | 0.00014148 | 0.00013586 | 0.0001321 | 0.00012575 | 0.0001286 | 0.00013856 | 0.00014203 | 0.00013031 | 0.00013719 | 0.00013005 | 0.00013263 | 0.00012704 | 0.00013822 | 0.00013835 | 0.0001313 | 0.00014169 | 0.00013852 | 0.00012899 | 0.00012798 | 0.00012948 | 0.00014008 | 0.00013888 | 0.00012614 | 0.00012794 | 0.00013482 | 0.00013717 | 0.00013371 | 0.00012545 | 0.00012702 | 0.00013639 | 0.00013766 | 0.00012664 | 0.00013718 | 0.00013404 | 0.0001363 | 0.00013912 | 0.00013185 | 0.00013818 | 0.00012664 | 0.00013128 | 0.00013981 | 0.00012569 | 0.00012874 | 0.00013093 | 0.00013841 | 0.00012818 | 0.00013821 | 0.00013337 | 0.00013558 | 0.0001337 | 0.00012743 | 0.00012592 | 0.00013493 | 0.00012745 | 0.00013095 | 0.00013895 | 0.00013538 | 0.00014052 | 0.00013053 | 0.00013322 | 0.00012803 | 0.00012607 | 0.00013378 | 0.00012753 | 0.00013397 | 0.00013074 | 0.00013408 | 0.00014247 | 0.00013374 | 0.00014279 | 0.00012807 | 0.0001321 | 0.00014208 | 0.00014269 | 0.0001257 | 0.00012632 | 0.00013533 | 0.00013554 | 0.00012654 | 0.00013464 | 0.00014015 | 0.00013816 | 0.00013315 | 0.00013971 | 0.00013872 | 0.00013858 | 0.00012718 | 0.00013515 | 0.00014 | 0.00013954 | 0.00013628 | 0.00013279 | 0.0001348 | 0.00014124 | 0.00013 | 0.00013865 | 0.00014224 | 0.00012916 | 0.00013739 | 0.00013032 | 0.00012957 | 0.00014169 | 0.00013658 | 0.00013871 | 0.00014136 | 0.00013114 | 0.00013149 | 0.00012638 | 0.00013857 | 0.00014278 | 0.00013133 | 0.00014189 | 0.0001251 | 0.00013883 | 0.00013824 | 0.00014071 | 0.00012958 | 0.0001317 | 0.00012611 | 0.00012703 | 0.00012865 | 0.00012688 | 0.00012833 | 0.00013747 | 0.00013162 | 0.00012749 | 0.00013151 | 0.00012631 | 0.00012546 | 0.00013082 | 0.00013541 | 0.00014279 | 0.00013844 | 0.00013735 | 0.00014145 | 0.00014291 | 0.00012944 | 0.00012784 | 0.00013804 | 0.00014168 | 0.0001281 | 0.00012713 | 0.00013489 | 0.00012818 | 0.0001344 | 0.00014043 | 0.00012752 | 0.0001403 | 0.00013453 | 0.00013164 | 0.00012972 | 0.00013327 | 0.00012606 | 0.00012666 | 0.00014099 | 0.00012967 | 0.00013019 | 0.00012702 | 0.00012827 | 0.00013961 | 0.00013596 | 0.00013215 | 0.00014213 | 0.00013001 | 0.00014147 | 0.00013723 | 0.00014215 | 0.00013476 | 0.00013633 | 0.00012998 | 0.00013175 | 0.00012759 | 0.00013112 | 0.0001325 | 0.00014278 | 0.00013471 | 0.00013524 | 0.00012738 | 0.00012725 | 0.00013227 | 0.00014217 | 0.00012941 | 0.00014256 | 0.00013584 | 0.00012601 | 0.00013155 | 0.00013333 | 0.00012676 | 0.00013977 | 0.00014296 | 0.00013191 | 0.00012836 | 0.0001307 | 0.00013809 | 0.00014177 | 0.0001339 | 0.00012616 | 0.00012653 | 0.00013824 | 0.0001331 | 0.0001272 | 0.00013583 | 0.00013488 | 0.0001363 | 0.00013436 | 0.00013629 | 0.00014037 | 0.00014095 | 0.00013177 | 0.00012503 | 0.00014078 | 0.00013894 | 0.00013737 | 0.00014037 | 0.0001322 | 0.00012577 | 0.00012934 | 0.00013427 | 0.0001391 | 0.00013615 | 0.00012753 | 0.00014086 | 0.00012753 | 0.00014176 | 0.00012584 | 0.0001349 | 0.00013019 | 0.00013745 | 0.0001315 | 0.00013383 | 0.00013075 | 0.00012732 | 0.00013079 | 0.00012998 | 0.00014177 | 0.00014223 | 0.00014027 | 0.00013649 | 0.00013204 | 0.00012874 | 0.00014022 | 0.00013791 | 0.00014013 | 0.00013394 | 0.00012629 | 0.00012931 | 0.00012727 | 0.00012735 | 0.00013098 | 0.0001404 | 0.00012749 | 0.00013593 | 0.00013184 | 0.00012547 | 0.00013752 | 0.00013534 | 0.00013451 | 0.00014075 | 0.00013728 | 0.00013182 | 0.00013028 | 0.00014169 | 0.00014114 | 0.00013854 | 0.00012997 | 0.00012852 | 0.00013962 | 0.00013609 | 0.00012745 | 0.00013496 | 0.0001311 | 0.00012876 | 0.00012591 | 0.00012818 | 0.00013236 | 0.00012624 | 0.00013901 | 0.00014223 | 0.00013049 | 0.00012963 | 0.00013874 | 0.00013387 | 0.00013956 | 0.0001261 | 0.00013672 | 0.00014018 | 0.00014267 | 0.0001405 | 0.00013333 | 0.00014156 | 0.00014123 | 0.00012797 | 0.00012922 | 0.00013139 | 0.00012954 | 0.00012922 | 0.00012812 | 0.00013193 | 0.00013995 | 0.00012604 | 0.00014099 | 0.00012734 | 0.00013569 | 0.00013441 | 0.00012991 | 0.0001314 | 0.00013329 | 0.0001394 | 0.00012932 | 0.00013045 | 0.0001386 | 0.0001324 | 0.00013446 | 0.00012815 | 0.00014223 | 0.00013833 | 0.0001252 | 0.00013198 | 0.00012945 | 0.00013488 | 0.00013453 | 0.00013561 | 0.0001372 | 0.00012978 | 0.00013428 | 0.00013573 | 0.00012942 | 0.00013745 | 0.00014145 | 0.00014226 | 0.00013486 | 0.0001261 | 0.00013797 | 0.00014175 | 0.00013483 | 0.00013976 | 0.00013539 | 0.00012709 | 0.00013417 | 0.00012613 | 0.0001259 | 0.00013708 | 0.00013479 | 0.00013561 | 0.00013728 | 0.00012688 | 0.00012614 | 0.00013569 | 0.00013228 | 0.00012696 | 0.00013702 | 0.00014276 | 0.00012905 | 0.0001328 | 0.00013282 | 0.00013228 | 0.00013639 | 0.00013239 | 0.00013585 | 0.00013293 | 0.00014215 | 0.00014291 | 0.00013672 | 0.00013792 | 0.00013711 | 0.00014028 | 0.00012535 | 0.00012962 | 0.00013262 | 0.00012692 | 0.00013908 | 0.00013354 | 0.00014142 | 0.00013863 | 0.00013005 | 0.00013717 | 0.00013461 | 0.00014052 | 0.00013723 | 0.0001316 | 0.00013314 | 0.00013731 | 0.00012677 | 0.00013452 | 0.00013737 | 0.00013393 | 0.0001303 | 0.00012519 | 0.00012686 | 0.00013003 | 0.00013803 | 0.00012874 | 0.00013154 | 0.00013021 | 0.00014171 | 0.00013087 | 0.00013329 | 0.00013455 | 0.00013763 | 0.00013918 | 0.00013192 | 0.00014176 | 0.00014011 | 0.0001314 | 0.00013933 | 0.00013698 | 0.00013373 | 0.00013337 | 0.00012784 | 0.0001384 | 0.00013831 | 0.00014282 | 0.00014022 | 0.0001295 | 0.00012853 | 0.00013954 | 0.000142 | 0.00012842 | 0.000141 | 0.00013542 | 0.00014214 | 0.00013196 | 0.00013206 | 0.00014139 | 0.00012836 | 0.00012821 | 0.00013582 | 0.00013697 | 0.00013789 | 0.00014026 | 0.00013151 | 0.00013422 | 0.00013226 | 0.00013366 | 0.00013705 | 0.00013735 | 0.00012922 | 0.00013486 | 0.00014247 | 0.00014091 | 0.00013637 | 0.00013146 | 0.00012986 | 0.00014176 | 0.00013816 | 0.00012809 | 0.00013764 | 0.00012733 | 0.00013907 | 0.00012508 | 0.00012603 | 0.00012688 | 0.00012959 | 0.00013236 | 0.00014027 | 0.00013405 | 0.00014206 | 0.00014056 | 0.00012976 | 0.00012598 | 0.00013271 | 0.00013358 | 0.0001272 | 0.00013736 | 0.00013532 | 0.00014 | 0.00012811 | 0.0001315 | 0.00014013 | 0.00012997 | 0.00014034 | 0.00014274 | 0.00013104 | 0.00013916 | 0.00013171 | 0.00012677 | 0.0001284 | 0.00012727 | 0.00013715 | 0.00013813 | 0.00013596 | 0.00012876 | 0.00013315 | 0.00013833 | 0.00013852 | 0.00013384 | 0.00014062 | 0.00013364 | 0.00012744 | 0.00013666 | 0.00013994 | 0.00014254 | 0.000134 | 0.00013871 | 0.00012778 | 0.00013532 | 0.00013828 | 0.0001367 | 0.00013468 | 0.00013277 | 0.00014043 | 0.00014278 | 0.00013583 | 0.00013083 | 0.00012743 | 0.00012548 | 0.00013884 | 0.00014178 | 0.0001298 | 0.00012908 | 0.00013545 | 0.00013605 | 0.00013652 | 0.00013546 | 0.00013448 | 0.00014114 | 0.00012726 | 0.00013537 | 0.00013396 | 0.00012707 | 0.00013728 | 0.00013095 | 0.00013333 | 0.00012981 | 0.00013124 | 0.0001251 | 0.00012899 | 0.00013651 | 0.0001421 | 0.00013929 | 0.00012507 | 0.00012879 | 0.00014038 | 0.00013989 | 0.00012589 | 0.00014069 | 0.00013552 | 0.00012637 | 0.00013699 | 0.00012852 | 0.00013303 | 0.00013638 | 0.00013328 | 0.00013625 | 0.00012903 | 0.00013241 | 0.00013138 | 0.00013607 | 0.0001272 | 0.00013611 | 0.0001287 | 0.00012628 | 0.00013008 | 0.000126 | 0.00013677 | 0.00013602 | 0.00014038 | 0.00013552 | 0.00012501 | 0.00013714 | 0.00013791 | 0.00012736 | 0.00013578 | 0.00012622 | 0.00013418 | 0.00013445 | 0.00013897 | 0.00014137 | 0.00013368 | 0.00013988 | 0.00013722 | 0.00013093 | 0.00013916 | 0.0001315 | 0.00012567 | 0.00013777 | 0.00014274 | 0.0001335 | 0.00013104 | 0.00012588 | 0.00012598 | 0.00013183 | 0.00013587 | 0.00012865 | 0.00013365 | 0.00013384 | 0.00013202 | 0.00013568 | 0.00014141 | 0.00012904 | 0.0001304 | 0.00013362 | 0.00012773 | 0.00012758 | 0.00012575 | 0.00014185 | 0.00013937 | 0.00014045 | 0.00013215 | 0.00013301 | 0.00013168 | 0.00013799 | 0.00013838 | 0.00014216 | 0.00013654 | 0.0001396 | 0.00013235 | 0.00012999 | 0.00013158 | 0.00014052 | 0.00012666 | 0.00013668 | 0.00013735 | 0.00012635 | 0.00012592 | 0.00014034 | 0.00012671 | 0.00013895 | 0.00014117 | 0.00013494 | 0.00013058 | 0.00013742 | 0.00013948 | 0.00012792 | 0.00013954 | 0.0001425 | 0.00013057 | 0.00012664 | 0.00013043 | 0.00014122 | 0.00012546 | 0.00014163 | 0.00012872 | 0.00013106 | 0.00014131 | 0.00014093 | 0.00014013 | 0.0001334 | 0.00013862 | 0.00013737 | 0.00012629 | 0.00013943 | 0.00014158 | 0.00012991 | 0.00012758 | 0.00013187 | 0.00013137 | 0.00012935 | 0.00014172 | 0.00012788 | 0.00013944 | 0.0001308 | 0.00013876 | 0.00012733 | 0.00012559 | 0.00012754 | 0.00014191 | 0.00013201 | 0.00012944 | 0.000139 | 0.0001386 | 0.0001321 | 0.00013993 | 0.00012596 | 0.00012929 | 0.00013902 | 0.00013773 | 0.00012966 | 0.00013776 | 0.0001257 | 0.0001281 | 0.0001282 | 0.00013286 | 0.00013591 | 0.00013065 | 0.00013657 | 0.00014142 | 0.00012644 | 0.00013394 | 0.00013197 | 0.00013233 | 0.00013282 | 0.00013214 | 0.00013869 | 0.00012702 | 0.00013716 | 0.00013443 | 0.00012926 | 0.00012613 | 0.00013096 | 0.00012636 | 0.00014088 | 0.00012855 | 0.00012637 | 0.00012876 | 0.00012546 | 0.0001368 | 0.00014117 | 0.00012734 | 0.00012564 | 0.00013232 | 0.0001252 | 0.00013593 | 0.00014284 | 0.0001417 | 0.00013842 | 0.00014276 | 0.00012641 | 0.00013902 | 0.00013885 | 0.00012875 | 0.00013777 | 0.00013984 | 0.0001369 | 0.00013187 | 0.00013567 | 0.00013578 | 0.00013044 | 0.00013092 | 0.0001332 | 0.00013472 | 0.00013444 | 0.00014235 | 0.00012613 | 0.00012856 | 0.00014101 | 0.00012682 | 0.00013864 | 0.00014266 | 0.00012911 | 0.00012947 | 0.00013468 | 0.00012658 | 0.00013275 | 0.00012708 | 0.00013358 | 0.00013979 | 0.00012875 | 0.00012886 | 0.00014182 | 0.00014221 | 0.00012936 | 0.00013993 | 0.00014167 | 0.00013447 | 0.00012831 | 0.00012621 | 0.0001414 | 0.00013386 | 0.00014198 | 0.00013885 | 0.00014122 | 0.00012603 | 0.00013437 | 0.0001317 | 0.00012855 | 0.00013 | 0.00012722 | 0.00013851 | 0.00012573 | 0.00012585 | 0.00013379 | 0.00013318 | 0.00014005 | 0.00012781 | 0.0001294 | 0.00013195 | 0.00013465 | 0.00013354 | 0.00012915 | 0.00012671 | 0.00014005 | 0.00012833 | 0.00012712 | 0.00012747 | 0.0001397 | 0.00012831 | 0.00013156 | 0.00012836 | 0.00013536 | 0.00013291 | 0.00013054 | 0.00013647 | 0.00014054 | 0.0001343 | 0.00014122 | 0.00013461 | 0.00013699 | 0.00013591 | 0.00014225 | 0.00012686 | 0.00013952 | 0.00012551 | 0.00012956 | 0.00013939 | 0.00014285 | 0.00013759 | 0.00013662 | 0.00013552 | 0.00013763 | 0.00014083 | 0.00013123 | 0.0001358 | 0.00013848 | 0.00012981 | 0.00013556 | 0.00013744 | 0.00014218 | 0.00013554 | 0.000135 | 0.00012994 | 0.00013031 | 0.00013061 | 0.00013695 | 0.0001364 | 0.00012887 | 0.00014193 | 0.00012837 | 0.00012869 | 0.00013979 | 0.00013782 | 0.00013905 | 0.00013682 | 0.00013256 | 0.00013252 | 0.00012666 | 0.0001331 | 0.00012915 | 0.0001379 | 0.0001329 | 0.00013488 | 0.00013117 | 0.0001295 | 0.00013431 | 0.00013774 | 0.00013176 | 0.00013872 | 0.00013313 | 0.00013644 | 0.00012614 | 0.00013965 | 0.00013101 | 0.00012864 | 0.00012689 | 0.00014036 | 0.00013954 | 0.00013629 | 0.0001394 | 0.00013436 | 0.00013651 | 0.00013546 | 0.00013509 | 0.00013246 | 0.0001341 | 0.00014131 | 0.00013033 | 0.00014072 | 0.00014252 | 0.00012542 | 0.00013729 | 0.0001428 | 0.00013052 | 0.00013163 | 0.00013833 | 0.0001324 | 0.00014167 | 0.00012792 | 0.00012541 | 0.00014191 | 0.00012674 | 0.00013167 | 0.00013264 | 0.00013438 | 0.00014042 | 0.00013755 | 0.00013256 | 0.00012581 | 0.0001316 | 0.00013877 | 0.00013136 | 0.00014179 | 0.0001409 | 0.00013298 | 0.00013124 | 0.0001273 | 0.00014174 | 0.00014296 | 0.00013445 | 0.00013565 | 0.00013694 | 0.0001298 | 0.00012649 | 0.00014277 | 0.00013083 | 0.00013088 | 0.00013133 | 0.000143 | 0.00013033 | 0.00013038 | 0.0001335 | 0.00014008 | 0.00013878 | 0.0001411 | 0.00012544 | 0.00014256 | 0.00013939 | 0.00013753 | 0.00013117 | 0.00012753 | 0.00012834 | 0.00012849 | 0.00012866 | 0.00013416 | 0.0001418 | 0.00014244 | 0.00014127 | 0.00014023 | 0.00012861 | 0.00013653 | 0.00013841 | 0.00013452 | 0.00012783 | 0.00013796 | 0.00012686 | 0.00012891 | 0.00012566 | 0.00013365 | 0.00013885 | 0.00013497 | 0.00014115 | 0.00013537 | 0.0001324 | 0.00013218 | 0.00013378 | 0.00012554 | 0.00013107 | 0.00014019 | 0.00013594 | 0.00013165 | 0.00013165 | 0.0001289 | 0.00013285 | 0.00013438 | 0.00013265 | 0.00013064 | 0.00013475 | 0.00014207 | 0.00013231 | 0.00012794 | 0.00013956 | 0.00013274 | 0.00013113 | 0.00014135 | 0.0001399 | 0.00013461 | 0.00013689 | 0.00012744 | 0.0001417 | 0.0001319 | 0.00013502 | 0.00012611 | 0.0001272 | 0.00013723 | 0.00013317 | 0.00012899 | 0.00013889 | 0.00013369 | 0.00013075 | 0.00013029 | 0.00012761 | 0.00012556 | 0.00013741 | 0.00013586 | 0.00013366 | 0.00014063 | 0.00013118 | 0.00013841 | 0.00012837 | 0.00013853 | 0.00013613 | 0.00013631 | 0.00014085 | 0.00013687 | 0.00013938 | 0.00013462 | 0.00013074 | 0.0001331 | 0.00013678 | 0.000127 | 0.00013533 | 0.00013138 | 0.00014268 | 0.00014132 | 0.00013618 | 0.00013245 | 0.00012504 | 0.00012706 | 0.00013005 | 0.00014005 | 0.00013902 | 0.00012764 | 0.00012566 | 0.00014067 | 0.00012778 | 0.00014149 | 0.00013436 | 0.00013681 | 0.00013853 | 0.00013084 | 0.00013887 | 0.00013748 | 0.00013677 | 0.00013494 | 0.00012616 | 0.00013267 | 0.00012653 | 0.0001417 | 0.00013543 | 0.00012993 | 0.00012553 | 0.00013952 | 0.00014068 | 0.00013864 | 0.00014258 | 0.00013061 | 0.00013489 | 0.00014198 | 0.00013134 | 0.00013999 | 0.00012825 | 0.00013504 | 0.00012799 | 0.00013909 | 0.00013176 | 0.00014004 | 0.00012802 | 0.00012766 | 0.0001311 | 0.00014001 | 0.00012826 | 0.00014042 | 0.00014177 | 0.00014039 | 0.00012718 | 0.00012684 | 0.00013118 | 0.00012647 | 0.00012876 | 0.00012513 | 0.00014022 | 0.00012908 | 0.00013387 | 0.00013569 | 0.00012578 | 0.00013504 | 0.00012657 | 0.00013655 | 0.00014221 | 0.00013058 | 0.00013634 | 0.00012962 | 0.00013172 | 0.00013272 | 0.00013357 | 0.00014133 | 0.00013242 | 0.00014262 | 0.00013725 | 0.00012628 | 0.00013154 | 0.00012547 | 0.00013436 | 0.00014053 | 0.00012761 | 0.00013602 | 0.00013221 | 0.00012669 | 0.00014021 | 0.00013067 | 0.00013035 | 0.00013175 | 0.00013971 | 0.0001322 | 0.00013061 | 0.00013956 | 0.00014127 | 0.00013741 | 0.00013808 | 0.0001294 | 0.00013274 | 0.00013063 | 0.00012718 | 0.0001322 | 0.00013335 | 0.00013912 | 0.00013051 | 0.00013693 | 0.00012723 | 0.00014179 | 0.00014155 | 0.00013989 | 0.00013491 | 0.00012539 | 0.00012967 | 0.00012928 | 0.00012998 | 0.00012965 | 0.00013268 | 0.00013908 | 0.00014052 | 0.00012553 | 0.00014094 | 0.0001332 | 0.0001399 | 0.00013687 | 0.00014137 | 0.00014228 | 0.00012919 | 0.000136 | 0.00012701 | 0.00012858 | 0.00014072 | 0.00012893 | 0.00012963 | 0.00013071 | 0.00012913 | 0.00013215 | 0.0001303 | 0.00012576 | 0.0001344 | 0.00013541 | 0.00014229 | 0.00014259 | 0.00013614 | 0.00013677 | 0.00014199 | 0.00013171 | 0.00013927 | 0.00013945 | 0.00013855 | 0.00014139 | 0.00012779 | 0.00013068 | 0.00012824 | 0.00013149 | 0.0001295 | 0.00013909 | 0.00013491 | 0.00012659 | 0.00013143 | 0.00013875 | 0.00013991 | 0.00014176 | 0.00014013 | 0.00013751 | 0.00013984 | 0.0001354 | 0.00012954 | 0.00013354 | 0.00013325 | 0.00012858 | 0.00012503 | 0.00014238 | 0.00013611 | 0.0001284 | 0.00013268 | 0.00013937 | 0.00012532 | 0.00013291 | 0.00012722 | 0.00013617 | 0.00013988 | 0.0001419 | 0.00014077 | 0.0001258 | 0.00013042 | 0.00014018 | 0.00013844 | 0.000142 | 0.00013539 | 0.00012617 | 0.00012749 | 0.00013953 | 0.00013308 | 0.00013091 | 0.00012624 | 0.00013401 | 0.00013433 | 0.00013258 | 0.00012911 | 0.00012863 | 0.00013029 | 0.00014153 | 0.00012848 | 0.00013818 | 0.00013651 | 0.00012512 | 0.00013685 | 0.00013476 | 0.00012672 | 0.00012679 | 0.00013892 | 0.00013999 | 0.00013597 | 0.00012779 | 0.00014258 | 0.00013189 | 0.00013917 | 0.00012898 | 0.00013943 | 0.00014154 | 0.00013544 | 0.00012601 | 0.00012631 | 0.00014187 | 0.00013969 | 0.00013423 | 0.00012719 | 0.00012741 | 0.000138 | 0.0001378 | 0.00013545 | 0.00013062 | 0.00013758 | 0.00012717 | 0.0001373 | 0.00012852 | 0.00012662 | 0.0001356 | 0.00013328 | 0.00013209 | 0.0001416 | 0.00012983 | 0.00013678 | 0.00012885 | 0.00013265 | 0.00014207 | 0.00012972 | 0.00013988 | 0.00012501 | 0.00013276 | 0.00012708 | 0.00012926 | 0.00012654 | 0.00012714 | 0.00013943 | 0.00014031 | 0.00012803 | 0.0001299 | 0.00012907 | 0.00013841 | 0.00012996 | 0.000142 | 0.00013167 | 0.00012673 | 0.00013369 | 0.00013127 | 0.00013534 | 0.00014101 | 0.00014286 | 0.00013368 | 0.00013691 | 0.00014225 | 0.00013597 | 0.00012781 | 0.00013054 | 0.0001278 | 0.00013034 | 0.00014034 | 0.00013103 | 0.00013039 | 0.0001345 | 0.00013981 | 0.00013875 | 0.00013047 | 0.00013951 | 0.00013929 | 0.0001369 | 0.00013325 | 0.00013781 | 0.00012754 | 0.00013042 | 0.00013222 | 0.00012876 | 0.0001307 | 0.00012556 | 0.00012676 | 0.00013156 | 0.00013677 | 0.0001358 | 0.0001418 | 0.00013987 | 0.00013324 | 0.00013041 | 0.00014101 | 0.00013817 | 0.00013036 | 0.00012985 | 0.00013809 | 0.00013206 | 0.00014274 | 0.00014055 | 0.00013278 | 0.0001384 | 0.00012568 | 0.00013746 | 0.00013112 | 0.00013047 | 0.00012525 | 0.00013568 | 0.00014041 | 0.00013682 | 0.00013511 | 0.0001404 | 0.00013093 | 0.00012899 | 0.00012609 | 0.00013215 | 0.0001392 | 0.00013021 | 0.00013548 | 0.00014287 | 0.00013332 | 0.00012891 | 0.00013928 | 0.00012844 | 0.00012721 | 0.00013156 | 0.00013159 | 0.0001255 | 0.00013474 | 0.00014106 | 0.00014015 | 0.0001428 | 0.00012919 | 0.00013668 | 0.0001279 | 0.00013388 | 0.0001321 | 0.0001291 | 0.00013645 | 0.00012808 | 0.00012693 | 0.00013075 | 0.00013974 | 0.00012969 | 0.00012823 | 0.00013381 | 0.00012652 | 0.00014246 | 0.00012927 | 0.00013076 | 0.00012788 | 0.0001327 | 0.00013359 | 0.0001281 | 0.00014169 | 0.00012589 | 0.00013094 | 0.00013646 | 0.00013099 | 0.00013926 | 0.00013542 | 0.00012988 | 0.00013673 | 0.0001277 | 0.00012726 | 0.00013066 | 0.00014166 | 0.00012977 | 0.00014049 | 0.00013598 | 0.00013977 | 0.00012783 | 0.00014161 | 0.0001391 | 0.00013306 | 0.000137 | 0.00013019 | 0.00014106 | 0.00014031 | 0.00013523 | 0.0001286 | 0.00014164 | 0.00014078 | 0.0001298 | 0.00013322 | 0.00014145 | 0.00014297 | 0.0001405 | 0.00013633 | 0.00013821 | 0.00013166 | 0.00012608 | 0.00012601 | 0.00013516 | 0.00013528 | 0.00013995 | 0.00013122 | 0.00013234 | 0.00013055 | 0.00013504 | 0.00013753 | 0.00012952 | 0.00013302 | 0.00012551 | 0.00013527 | 0.00014143 | 0.00012525 | 0.00012839 | 0.00013368 | 0.00013591 | 0.00013728 | 0.00012807 | 0.00012626 | 0.00013912 | 0.00013423 | 0.00013627 | 0.00013191 | 0.00014166 | 0.00012669 | 0.00013292 | 0.00013202 | 0.00013246 | 0.00013876 | 0.00013472 | 0.00012997 | 0.00013491 | 0.00013154 | 0.00013063 | 0.00012984 | 0.00012965 | 0.0001391 | 0.00014125 | 0.00013447 | 0.00013419 | 0.00012947 | 0.00013952 | 0.00013381 | 0.00013964 | 0.0001333 | 0.00014163 | 0.00012584 | 0.00013622 | 0.00014123 | 0.00014038 | 0.000132 | 0.00012698 | 0.00012972 | 0.00013629 | 0.00013204 | 0.00012983 | 0.00012744 | 0.00014172 | 0.00012661 | 0.00013781 | 0.0001387 | 0.00013412 | 0.00012695 | 0.00013895 | 0.00013906 | 0.00012806 | 0.00014032 | 0.00012828 | 0.00014214 | 0.00014106 | 0.00014264 | 0.00013619 | 0.00013155 | 0.00013741 | 0.00012875 | 0.00013475 | 0.0001253 | 0.00013445 | 0.00012547 | 0.0001272 | 0.00013272 | 0.00012522 | 0.00013726 | 0.0001385 | 0.00013986 | 0.00013364 | 0.00014106 | 0.00013336 | 0.00013821 | 0.00013839 | 0.0001416 | 0.0001344 | 0.00013931 | 0.0001374 | 0.00013591 | 0.00013212 | 0.0001373 | 0.0001381 | 0.00012598 | 0.0001338 | 0.00012532 | 0.00013509 | 0.00012549 | 0.00013776 | 0.00014194 | 0.0001332 | 0.00012798 | 0.00013996 | 0.00013219 | 0.00013342 | 0.00013466 | 0.00013032 | 0.00012607 | 0.00012906 | 0.0001293 | 0.00014215 | 0.00012593 | 0.00014133 | 0.00013832 | 0.00014285 | 0.00014278 | 0.00013305 | 0.00013023 | 0.00013481 | 0.00014104 | 0.00012536 | 0.0001422 | 0.00014142 | 0.00013337 | 0.0001366 | 0.00013675 | 0.00014291 | 0.00012868 | 0.00013799 | 0.00014155 | 0.00013905 | 0.00012819 | 0.00012609 | 0.00012686 | 0.00013382 | 0.00013071 | 0.00014096 | 0.00012814 | 0.00013008 | 0.00014154 | 0.00014047 | 0.0001295 | 0.00013036 | 0.00014234 | 0.00012761 | 0.00013832 | 0.00013553 | 0.00013229 | 0.00014252 | 0.00013039 | 0.0001283 | 0.00012793 | 0.00012915 | 0.00012626 | 0.0001417 | 0.00013524 | 0.00012758 | 0.00013236 | 0.00013599 | 0.00012914 | 0.00013425 | 0.00013069 | 0.00013128 | 0.00012572 | 0.00013591 | 0.0001317 | 0.00013274 | 0.00014247 | 0.00013994 | 0.00012795 | 0.00014175 | 0.00014284 | 0.00013057 | 0.00013542 | 0.00013647 | 0.00013296 | 0.0001256 | 0.00012784 | 0.00013719 | 0.0001401 | 0.00013798 | 0.00014064 | 0.00013108 | 0.00012749 | 0.00013893 | 0.00012673 | 0.00013209 | 0.00012569 | 0.00013362 | 0.00013229 | 0.00013332 | 0.00014178 | 0.00013119 | 0.00012843 | 0.00013861 | 0.00013073 | 0.00013697 | 0.00014011 | 0.00012854 | 0.00012785 | 0.0001329 | 0.00013567 | 0.0001266 | 0.00013584 | 0.00013275 | 0.00014004 | 0.00013445 | 0.00014182 | 0.00013156 | 0.00012909 | 0.00013483 | 0.00014192 | 0.00013351 | 0.00012572 | 0.00014021 | 0.0001411 | 0.00013655 | 0.00013056 | 0.00014013 | 0.00013325 | 0.00012811 | 0.00013304 | 0.00013928 | 0.00013126 | 0.00012528 | 0.00012834 | 0.00014186 | 0.00013837 | 0.0001343 | 0.00013405 | 0.00014096 | 0.00013368 | 0.000137 | 0.00014188 | 0.0001321 | 0.00012949 | 0.00013359 | 0.00013469 | 0.00014167 | 0.00013405 | 0.00012628 | 0.00012637 | 0.00013368 | 0.00012651 | 0.00013057 | 0.00012511 | 0.00014003 | 0.00012587 | 0.00013954 | 0.00013353 | 0.00013675 | 0.00013384 | 0.00012787 | 0.0001347 | 0.00012616 | 0.00012575 | 0.00013223 | 0.00014209 | 0.0001359 | 0.00013328 | 0.00012749 | 0.00012648 | 0.00013265 | 0.00012968 | 0.00013077 | 0.00014279 | 0.00013987 | 0.00012704 | 0.00013267 | 0.00013786 | 0.00013264 | 0.00013279 | 0.00013604 | 0.00012776 | 0.00013743 | 0.00013628 | 0.00012866 | 0.0001374 | 0.00014067 | 0.00013991 | 0.00013574 | 0.00013758 | 0.00013772 | 0.00012957 | 0.00013966 | 0.00013078 | 0.00013975 | 0.00012544 | 0.00013419 | 0.00014184 | 0.00013163 | 0.00014163 | 0.00013827 | 0.00013416 | 0.00013758 | 0.00013242 | 0.00012794 | 0.00013203 | 0.00013732 | 0.00013292 | 0.00014234 | 0.00014017 | 0.00012731 | 0.00013557 | 0.00012695 | 0.00013022 | 0.00014113 | 0.00013309 | 0.00012761 | 0.00013768 | 0.00012934 | 0.00013517 | 0.00012861 | 0.00013129 | 0.00013809 | 0.00012657 | 0.00012898 | 0.00013507 | 0.00013017 | 0.00013321 | 0.00014161 | 0.00013966 | 0.00013859 | 0.00012556 | 0.00013237 | 0.00014283 | 0.00013892 | 0.00013215 | 0.0001265 | 0.00012694 | 0.00014103 | 0.00012841 | 0.00014236 | 0.00012511 | 0.00013027 | 0.00013944 | 0.00014299 | 0.00013673 | 0.00012665 | 0.00012902 | 0.00013599 | 0.00012718 | 0.00013787 | 0.00012748 | 0.00013714 | 0.00013482 | 0.00012838 | 0.000134 | 0.00013656 | 0.0001423 | 0.00013595 | 0.00013384 | 0.00014263 | 0.00012771 | 0.00014171 | 0.00014256 | 0.00013561 | 0.00012759 | 0.00013147 | 0.00014276 | 0.00013352 | 0.00013929 | 0.00012646 | 0.00012853 | 0.00012756 | 0.00012936 | 0.00013189 | 0.00013695 | 0.00013341 | 0.00014243 | 0.00013552 | 0.00012574 | 0.00013486 | 0.00012558 | 0.0001312 | 0.00013752 | 0.00013476 | 0.000132 | 0.00013274 | 0.00013685 | 0.00013791 | 0.0001414 | 0.00013455 | 0.0001314 | 0.00013335 | 0.00013952 | 0.0001345 | 0.00013746 | 0.00012946 | 0.00013959 | 0.00014098 | 0.00013125 | 0.00013085 | 0.00014029 | 0.00013518 | 0.0001251 | 0.00013087 | 0.00013698 | 0.00012814 | 0.0001366 | 0.00014228 | 0.00012712 | 0.00014013 | 0.0001401 | 0.00012648 | 0.00013559 | 0.00013852 | 0.00012767 | 0.0001409 | 0.00014076 | 0.00014161 | 0.0001352 | 0.00013973 | 0.0001284 | 0.00013052 | 0.00014071 | 0.00012787 | 0.00012681 | 0.00013293 | 0.00013852 | 0.00013984 | 0.00013988 | 0.00013217 | 0.00013573 | 0.00013553 | 0.00014226 | 0.00014025 | 0.00014025 | 0.00013718 | 0.00013398 | 0.00013591 | 0.00013365 | 0.00013776 | 0.00012706 | 0.00013877 | 0.00013371 | 0.00012535 | 0.00013744 | 0.00013554 | 0.00013312 | 0.00013047 | 0.00012717 | 0.00012829 | 0.00013579 | 0.00013204 | 0.00013884 | 0.00013008 | 0.00014277 | 0.00013357 | 0.00013351 | 0.00012897 | 0.00013441 | 0.00012629 | 0.00013386 | 0.00013703 | 0.00012795 | 0.00012518 | 0.00012937 | 0.00012729 | 0.00012527 | 0.00013431 | 0.00013784 | 0.00013952 | 0.00012661 | 0.00014104 | 0.00012721 | 0.00013735 | 0.00014182 | 0.00013721 | 0.00014094 | 0.00013652 | 0.00014248 | 0.00013974 | 0.00013586 | 0.0001281 | 0.00014155 | 0.00013413 | 0.00014168 | 0.00013171 | 0.00013557 | 0.00013067 | 0.00013377 | 0.00013777 | 0.0001282 | 0.00013258 | 0.00013507 | 0.00013241 | 0.00012834 | 0.00013856 | 0.00013663 | 0.00013065 | 0.00012731 | 0.00012934 | 0.00014168 | 0.00013579 | 0.00014083 | 0.00013875 | 0.00013258 | 0.00013913 | 0.00012832 | 0.00012858 | 0.00014032 | 0.0001388 | 0.00014108 | 0.00014221 | 0.0001354 | 0.00013216 | 0.00012602 | 0.00013527 | 0.00013018 | 0.00013865 | 0.00013937 | 0.00013375 | 0.00013199 | 0.00014161 | 0.00012846 | 0.00013688 | 0.00013149 | 0.00013155 | 0.00013228 | 0.00012545 | 0.00012811 | 0.00013346 | 0.00012847 | 0.00013092 | 0.00012703 | 0.0001311 | 0.00013675 | 0.00014211 | 0.00012995 | 0.00014213 | 0.00012563 | 0.00013188 | 0.0001363 | 0.00013873 | 0.00012612 | 0.0001404 | 0.00014187 | 0.0001289 | 0.00013404 | 0.00012862 | 0.00012553 | 0.0001301 | 0.00013992 | 0.0001252 | 0.0001309 | 0.00013047 | 0.00012933 | 0.00013482 | 0.00013249 | 0.000141 | 0.00012587 | 0.00013744 | 0.00014169 | 0.00013603 | 0.00013006 | 0.0001373 | 0.000126 | 0.00012987 | 0.00014135 | 0.0001387 | 0.00012714 | 0.00013379 | 0.0001264 | 0.00014125 | 0.00013563 | 0.00013849 | 0.00013512 | 0.00012821 | 0.00012948 | 0.00013017 | 0.00013583 | 0.00013924 | 0.00014168 | 0.00013864 | 0.0001387 | 0.00013553 | 0.00014085 | 0.00013627 | 0.00014074 | 0.00012797 | 0.00014231 | 0.00012765 | 0.00013182 | 0.0001323 | 0.00012937 | 0.00013853 | 0.00012953 | 0.00012548 | 0.00014223 | 0.00012859 | 0.00014016 | 0.00013215 | 0.0001403 | 0.00013706 | 0.0001358 | 0.00014083 | 0.00013876 | 0.00014253 | 0.00013427 | 0.00013456 | 0.00013307 | 0.00012705 | 0.00014198 | 0.0001382 | 0.00014097 | 0.00014274 | 0.00013997 | 0.00012655 | 0.0001305 | 0.00014009 | 0.00013724 | 0.00013125 | 0.00013781 | 0.00013169 | 0.00013983 | 0.00013361 | 0.00013281 | 0.00013023 | 0.00013745 | 0.00013353 | 0.00012588 | 0.00012926 | 0.00014092 | 0.00014117 | 0.00012827 | 0.00014034 | 0.00013032 | 0.00012574 | 0.00014186 | 0.00012742 | 0.00013769 | 0.00013712 | 0.00012864 | 0.000128 | 0.0001378 | 0.00013402 | 0.0001351 | 0.00014217 | 0.00012967 | 0.00013406 | 0.00013893 | 0.00012721 | 0.00013745 | 0.00013176 | 0.00013374 | 0.00013473 | 0.00014104 | 0.00013547 | 0.00012804 | 0.00013344 | 0.00013542 | 0.00013217 | 0.00012758 | 0.00012556 | 0.00012647 | 0.00013071 | 0.00014237 | 0.00014217 | 0.00013818 | 0.00013363 | 0.00013279 | 0.00014145 | 0.00014107 | 0.00013603 | 0.00012688 | 0.00014273 | 0.00012827 | 0.0001366 | 0.00013634 | 0.00012553 | 0.00013056 | 0.00013192 | 0.00013645 | 0.00013978 | 0.0001332 | 0.00013584 | 0.00013203 | 0.00013621 | 0.00014053 | 0.00014249 | 0.00013456 | 0.00013817 | 0.00014127 | 0.00013398 | 0.00013697 | 0.00013865 | 0.00013634 | 0.00013168 | 0.00013837 | 0.00012904 | 0.00012697 | 0.00013122 | 0.00013267 | 0.00013291 | 0.00012837 | 0.00013486 | 0.00013182 | 0.00013269 | 0.00013936 | 0.00012975 | 0.00012873 | 0.00014194 | 0.00013476 | 0.00013781 | 0.00013877 | 0.00013493 | 0.0001407 | 0.00013478 | 0.00013688 | 0.00012834 | 0.00012923 | 0.00012989 | 0.00013841 | 0.00012895 | 0.00012983 | 0.00012857 | 0.00012739 | 0.0001291 | 0.00014109 | 0.00014012 | 0.00014048 | 0.00012589 | 0.00013434 | 0.00013302 | 0.00012796 | 0.00012918 | 0.0001329 | 0.00014139 | 0.00013774 | 0.00013583 | 0.00013643 | 0.0001308 | 0.00014108 | 0.00013598 | 0.00013275 | 0.00013466 | 0.00013482 | 0.00013958 | 0.00013875 | 0.00013561 | 0.00014207 | 0.000125 | 0.00012537 | 0.00012672 | 0.0001367 | 0.00013946 | 0.00013966 | 0.00014036 | 0.00013984 | 0.00013948 | 0.0001358 | 0.00013709 | 0.00012896 | 0.0001423 | 0.00014111 | 0.0001265 | 0.00013701 | 0.00012556 | 0.00013918 | 0.00013581 | 0.00013017 | 0.00014201 | 0.00013942 | 0.00013584 | 0.00014288 | 0.0001296 | 0.00013927 | 0.00012519 | 0.00012663 | 0.00013599 | 0.00013265 | 0.0001361 | 0.00012623 | 0.00014132 | 0.00013941 | 0.00012853 | 0.00012796 | 0.00014008 | 0.00013027 | 0.00012931 | 0.00013659 | 0.00013877 | 0.00014116 | 0.00013566 | 0.00013016 | 0.00012706 | 0.00013782 | 0.00012993 | 0.00012683 | 0.00013508 | 0.00012766 | 0.00013998 | 0.00013031 | 0.00012836 | 0.00014152 | 0.00012815 | 0.00013228 | 0.00013833 | 0.00013791 | 0.00014156 | 0.00013165 | 0.00013132 | 0.00013442 | 0.00014201 | 0.00014293 | 0.00013006 | 0.00012547 | 0.00012751 | 0.00013016 | 0.00013285 | 0.00012811 | 0.00014032 | 0.00013345 | 0.00013578 | 0.00013604 | 0.00012687 | 0.00013981 | 0.0001423 | 0.00014242 | 0.00013429 | 0.00013353 | 0.00012872 | 0.00012724 | 0.00014253 | 0.00014125 | 0.00012593 | 0.00013866 | 0.00013158 | 0.00013885 | 0.00013896 | 0.00012634 | 0.00014101 | 0.0001291 | 0.00013916 | 0.00014162 | 0.00014133 | 0.00012744 | 0.00013771 | 0.00013294 | 0.00012972 | 0.00014197 | 0.00013442 | 0.00012698 | 0.00013203 | 0.0001345 | 0.00013581 | 0.00013917 | 0.00013117 | 0.00012617 | 0.00013306 | 0.0001316 | 0.00014239 | 0.00012521 | 0.00012626 | 0.00013509 | 0.00012804 | 0.00013899 | 0.00013164 | 0.0001265 | 0.00012826 | 0.00012506 | 0.00014261 | 0.00013373 | 0.00014114 | 0.00012673 | 0.00013429 | 0.00012689 | 0.00013422 | 0.0001283 | 0.00013701 | 0.00012821 | 0.00012614 | 0.00012606 | 0.00014248 | 0.0001268 | 0.0001294 | 0.00012754 | 0.00013384 | 0.00013582 | 0.00012838 | 0.00014114 | 0.00013094 | 0.00013103 | 0.00013744 | 0.00013562 | 0.00012513 | 0.00014293 | 0.00012585 | 0.00013498 | 0.00013723 | 0.00014098 | 0.00013791 | 0.00014006 | 0.00012832 | 0.00014052 | 0.00014012 | 0.00013608 | 0.00012689 | 0.00012936 | 0.0001354 | 0.00013071 | 0.00013225 | 0.0001273 | 0.00014155 | 0.00013961 | 0.00014217 | 0.00012769 | 0.000138 | 0.00013012 | 0.00012622 | 0.00013019 | 0.00013773 | 0.0001352 | 0.00013562 | 0.00014032 | 0.000137 | 0.00013945 | 0.00012592 | 0.00013243 | 0.00012511 | 0.00012572 | 0.00013131 | 0.00013294 | 0.00013587 | 0.00012532 | 0.00012651 | 0.00013946 | 0.00013871 | 0.00012613 | 0.00013979 | 0.00012743 | 0.00013221 | 0.00013794 | 0.00013322 | 0.00012586 | 0.00012923 | 0.00012607 | 0.00012562 | 0.00013024 | 0.00012638 | 0.00013255 | 0.00012868 | 0.00013119 | 0.00013094 | 0.0001392 | 0.00013128 | 0.00013061 | 0.00012677 | 0.00013429 | 0.00013935 | 0.00014058 | 0.00012665 | 0.00013486 | 0.00013786 | 0.0001261 | 0.00014231 | 0.0001362 | 0.00012725 | 0.00013461 | 0.00013736 | 0.00013107 | 0.00013212 | 0.00012642 | 0.00013861 | 0.00012501 | 0.00013655 | 0.00012705 | 0.00013331 | 0.00013525 | 0.00013305 | 0.00013412 | 0.00013238 | 0.00013575 | 0.00013062 | 0.0001351 | 0.00013566 | 0.00013049 | 0.00013347 | 0.00013036 | 0.00013553 | 0.00012838 | 0.00014171 | 0.00013098 | 0.00013087 | 0.00013253 | 0.00014293 | 0.00013081 | 0.0001275 | 0.00012695 | 0.00013373 | 0.00013737 | 0.00014208 | 0.00013444 | 0.00013064 | 0.00013459 | 0.0001298 | 0.00012549 | 0.00012875 | 0.00013512 | 0.00013988 | 0.00013869 | 0.00013424 | 0.00012992 | 0.00013642 | 0.00013558 | 0.00012535 | 0.00014223 | 0.00014178 | 0.00012522 | 0.00013936 | 0.00013855 | 0.00013324 | 0.000132 | 0.00014279 | 0.00013091 | 0.00012568 | 0.00014298 | 0.00012512 | 0.00012961 | 0.00014249 | 0.00014075 | 0.0001391 | 0.0001368 | 0.00013026 | 0.00013039 | 0.00013051 | 0.00013549 | 0.00013051 | 0.0001401 | 0.00014201 | 0.00013517 | 0.00013151 | 0.00013033 | 0.00013462 | 0.00012837 | 0.00013586 | 0.00013019 | 0.00013539 | 0.0001319 | 0.00013876 | 0.0001403 | 0.00012599 | 0.00012777 | 0.00013792 | 0.00013297 | 0.00012596 | 0.00012556 | 0.00014049 | 0.00014124 | 0.00013095 | 0.00012625 | 0.00012926 | 0.00012707 | 0.00013238 | 0.00012562 | 0.00014188 | 0.00013671 | 0.00014233 | 0.00014155 | 0.00014117 | 0.00014038 | 0.00013753 | 0.00013591 | 0.00014053 | 0.000133 | 0.0001408 | 0.00014031 | 0.00013968 | 0.00012522 | 0.0001417 | 0.0001381 | 0.00012775 | 0.00014047 | 0.00013014 | 0.00014109 | 0.00014095 | 0.00013912 | 0.00012691 | 0.00012975 | 0.00013456 | 0.00014165 | 0.00014028 | 0.0001353 | 0.00012746 | 0.00013576 | 0.00012884 | 0.00013236 | 0.00013092 | 0.00012972 | 0.00012866 | 0.00012953 | 0.00012889 | 0.0001358 | 0.00013649 | 0.00013923 | 0.00013401 | 0.00013042 | 0.00014122 | 0.00013991 | 0.0001408 | 0.00012835 | 0.00013702 | 0.00012534 | 0.00013488 | 0.00012857 | 0.00013719 | 0.00013196 | 0.00013548 | 0.00014255 | 0.00012913 | 0.0001373 | 0.00014066 | 0.00012826 | 0.00013435 | 0.00013031 | 0.00014246 | 0.00013066 | 0.00012995 | 0.00013942 | 0.00013998 | 0.0001316 | 0.00012509 | 0.00013566 | 0.00013629 | 0.00013839 | 0.00012543 | 0.00014261 | 0.00012633 | 0.0001413 | 0.00014039 | 0.00012932 | 0.0001291 | 0.00013055 | 0.00012784 | 0.00014183 | 0.00013527 | 0.00014154 | 0.00012625 | 0.00012592 | 0.00013297 | 0.00013059 | 0.00013784 | 0.0001422 | 0.00013255 | 0.00012825 | 0.00013122 | 0.00013215 | 0.00012554 | 0.00012563 | 0.00012831 | 0.00013283 | 0.00012915 | 0.00014229 | 0.00013919 | 0.00014244 | 0.00013288 | 0.00013197 | 0.00012951 | 0.00012657 | 0.00014076 | 0.0001271 | 0.00012696 | 0.00013764 | 0.00013219 | 0.00014279 | 0.00013029 | 0.00013545 | 0.00013215 | 0.00013736 | 0.0001313 | 0.00013861 | 0.00012654 | 0.00012548 | 0.00013776 | 0.00013382 | 0.00013057 | 0.00012857 | 0.00012671 | 0.0001399 | 0.00012511 | 0.00013469 | 0.00013044 | 0.00014191 | 0.00013562 | 0.00013474 | 0.00012851 | 0.00013856 | 0.00013251 | 0.00013197 | 0.00013803 | 0.00014203 | 0.00013664 | 0.00013999 | 0.00012785 | 0.0001267 | 0.00012993 | 0.00013643 | 0.00012959 | 0.00013846 | 0.00014256 | 0.00013162 | 0.00013223 | 0.00014118 | 0.00013982 | 0.00012627 | 0.00013341 | 0.00013205 | 0.00013258 | 0.00013658 | 0.00013005 | 0.00013041 | 0.00014224 | 0.00012674 | 0.00012914 | 0.00012745 | 0.00014244 | 0.00012613 | 0.00012797 | 0.00013829 | 0.00014252 | 0.00013946 | 0.00012779 | 0.00013816 | 0.00013479 | 0.0001302 | 0.00012617 | 0.00013472 | 0.00014163 | 0.00012831 | 0.00012819 | 0.00013805 | 0.00014119 | 0.00013059 | 0.00013211 | 0.00014053 | 0.00013931 | 0.00012603 | 0.00013055 | 0.00012976 | 0.00013787 | 0.00013397 | 0.00012556 | 0.0001405 | 0.00013874 | 0.00013979 | 0.00013513 | 0.00013242 | 0.00012755 | 0.00012992 | 0.00012972 | 0.00013712 | 0.00012565 | 0.00013963 | 0.00013178 | 0.00013089 | 0.00012653 | 0.00014195 | 0.00012971 | 0.0001262 | 0.00012582 | 0.00013792 | 0.00012729 | 0.00013934 | 0.0001252 | 0.0001429 | 0.0001302 | 0.00013299 | 0.00014049 | 0.00013526 | 0.0001294 | 0.00013863 | 0.00013387 | 0.00012986 | 0.00013406 | 0.00013615 | 0.00013288 | 0.00013239 | 0.00013014 | 0.00013378 | 0.00013837 | 0.0001329 | 0.00013326 | 0.00013884 | 0.00012606 | 0.00013776 | 0.00012537 | 0.0001304 | 0.00013585 | 0.00013672 | 0.00013723 | 0.00013737 | 0.00013734 | 0.00014058 | 0.0001369 | 0.00012662 | 0.00013126 | 0.00012832 | 0.00014009 | 0.00013225 | 0.00013696 | 0.00013427 | 0.00013795 | 0.00012788 | 0.00013717 | 0.00013813 | 0.00014087 | 0.00013958 | 0.00014136 | 0.00012911 | 0.00013689 | 0.00013208 | 0.0001426 | 0.00012829 | 0.00013052 | 0.00013367 | 0.0001293 | 0.00013461 | 0.0001347 | 0.00012821 | 0.00014287 | 0.0001265 | 0.00014157 | 0.0001334 | 0.00013964 | 0.00013726 | 0.00013031 | 0.00014019 | 0.00014182 | 0.00013767 | 0.00013605 | 0.00014203 | 0.00013012 | 0.00013952 | 0.00013205 | 0.00012699 | 0.00013027 | 0.00013843 | 0.00012694 | 0.00013801 | 0.00012677 | 0.00013408 | 0.00013956 | 0.00012523 | 0.00012617 | 0.00012591 | 0.00013991 | 0.00012802 | 0.00013259 | 0.00013017 | 0.00013993 | 0.00013039 | 0.00013441 | 0.00012771 | 0.0001283 | 0.00012616 | 0.00013195 | 0.00014091 | 0.00013966 | 0.00014016 | 0.00013985 | 0.00013637 | 0.00013757 | 0.00014178 | 0.00012855 | 0.00013603 | 0.00013606 | 0.00014233 | 0.0001318 | 0.00013983 | 0.00013042 | 0.00013807 | 0.00012711 | 0.00013521 | 0.00013044 | 0.00014207 | 0.00012656 | 0.0001339 | 0.00013944 | 0.00014162 | 0.00012614 | 0.00013049 | 0.00012807 | 0.00013801 | 0.00012968 | 0.00013976 | 0.00012557 | 0.00013726 | 0.00013942 | 0.00012948 | 0.00013855 | 0.00013684 | 0.00013959 | 0.00013144 | 0.00014071 | 0.00013575 | 0.00012716 | 0.0001378 | 0.00013015 | 0.00012623 | 0.00013761 | 0.00012665 | 0.00012974 | 0.00013354 | 0.00014268 | 0.00014059 | 0.00012603 | 0.00014123 | 0.00013025 | 0.00013494 | 0.00013831 | 0.00013228 | 0.00013619 | 0.00012743 | 0.00013564 | 0.00013906 | 0.00012725 | 0.0001332 | 0.00013021 | 0.00013394 | 0.00014206 | 0.00012722 | 0.00013537 | 0.00014277 | 0.00012966 | 0.00012933 | 0.00013668 | 0.00013831 | 0.00012657 | 0.00013648 | 0.00014076 | 0.0001395 | 0.00012822 | 0.00013002 | 0.00013634 | 0.0001346 | 0.00014088 | 0.0001373 | 0.00013828 | 0.00014258 | 0.00012818 | 0.00012853 | 0.00012911 | 0.00013318 | 0.00013156 | 0.00013667 | 0.00014063 | 0.00013724 | 0.00013602 | 0.00012723 | 0.0001418 | 0.00012659 | 0.00013016 | 0.00013063 | 0.00012797 | 0.00012552 | 0.00012543 | 0.00013513 | 0.0001348 | 0.00014224 | 0.0001293 | 0.00013999 | 0.0001283 | 0.00012698 | 0.00013934 | 0.00013576 | 0.00013362 | 0.00014052 | 0.00013984 | 0.0001354 | 0.00013467 | 0.00014218 | 0.00012987 | 0.00012937 | 0.0001293 | 0.00012983 | 0.00012749 | 0.0001368 | 0.00013082 | 0.00012849 | 0.00013025 | 0.00013028 | 0.00013032 | 0.00013495 | 0.00013269 | 0.00012651 | 0.00012814 | 0.00013908 | 0.00013778 | 0.00014005 | 0.00013763 | 0.00012678 | 0.00012865 | 0.00014211 | 0.00013308 | 0.00013287 | 0.00013963 | 0.0001253 | 0.00012723 | 0.00013987 | 0.00012953 | 0.00013041 | 0.00014124 | 0.00013206 | 0.00014074 | 0.00013424 | 0.00013136 | 0.0001375 | 0.00013194 | 0.00014006 | 0.0001403 | 0.00013011 | 0.00013431 | 0.00013578 | 0.00013345 | 0.00013204 | 0.00012787 | 0.00013617 | 0.00012538 | 0.00012501 | 0.00013448 | 0.00013076 | 0.00013454 | 0.00012751 | 0.00013316 | 0.00014076 | 0.00014182 | 0.00012791 | 0.00012637 | 0.00013189 | 0.00014087 | 0.00013187 | 0.00013497 | 0.00012661 | 0.00012985 | 0.0001327 | 0.00012748 | 0.00013743 | 0.00012721 | 0.0001265 | 0.00013638 | 0.00013693 | 0.00013929 | 0.00014111 | 0.000131 | 0.00013797 | 0.0001413 | 0.00013406 | 0.00012518 | 0.00012692 | 0.00012529 | 0.00012813 | 0.00013215 | 0.00013289 | 0.00014106 | 0.00012991 | 0.00013753 | 0.00013809 | 0.00013791 | 0.00013328 | 0.00014026 | 0.00014025 | 0.00013935 | 0.00012504 | 0.00013829 | 0.00013581 | 0.0001376 | 0.00013192 | 0.00013072 | 0.0001312 | 0.00014213 | 0.00013003 | 0.00013289 | 0.00012658 | 0.00013036 | 0.00012685 | 0.00012837 | 0.00012941 | 0.00013991 | 0.00013573 | 0.00013501 | 0.00013753 | 0.00013344 | 0.00012646 | 0.00014286 | 0.0001349 | 0.00012676 | 0.00013915 | 0.00013492 | 0.00012778 | 0.00014199 | 0.00013392 | 0.00013829 | 0.00014215 | 0.00014126 | 0.00013686 | 0.00012531 | 0.00012955 | 0.00012671 | 0.00013235 | 0.00013771 | 0.00014176 | 0.00014098 | 0.00014112 | 0.00013706 | 0.00013219 | 0.00013043 | 0.00012793 | 0.00013394 | 0.00013765 | 0.00014126 | 0.00014124 | 0.00013095 | 0.00013515 | 0.00012995 | 0.00012812 | 0.0001277 | 0.00013377 | 0.00014106 | 0.00012775 | 0.0001272 | 0.00014271 | 0.00014263 | 0.00013301 | 0.00013118 | 0.00013558 | 0.0001299 | 0.00013128 | 0.00013159 | 0.00013791 | 0.00012861 | 0.0001381 | 0.00013926 | 0.00013488 | 0.00014288 | 0.00012934 | 0.00014149 | 0.00013566 | 0.0001423 | 0.0001278 | 0.00012741 | 0.00012546 | 0.00013342 | 0.00012874 | 0.00012664 | 0.00012982 | 0.00012967 | 0.00013477 | 0.00012973 | 0.00012913 | 0.00014042 | 0.00012852 | 0.00013429 | 0.0001415 | 0.00012539 | 0.00012838 | 0.00013217 | 0.00014078 | 0.00013925 | 0.0001386 | 0.00014299 | 0.00013388 | 0.0001394 | 0.00012642 | 0.00012582 | 0.00013928 | 0.00012865 | 0.0001356 | 0.00012828 | 0.00013287 | 0.00013524 | 0.00013123 | 0.000135 | 0.00013048 | 0.00014079 | 0.00012842 | 0.00012954 | 0.00013106 | 0.00013009 | 0.00012844 | 0.0001407 | 0.00012804 | 0.00013359 | 0.00013364 | 0.00012823 | 0.00013161 | 0.00014266 | 0.00013168 | 0.00012557 | 0.00014054 | 0.00013116 | 0.00013814 | 0.00014282 | 0.0001261 | 0.0001338 | 0.00012884 | 0.00012688 | 0.00012745 | 0.00012912 | 0.00013766 | 0.000142 | 0.00013601 | 0.00014148 | 0.00013571 | 0.00013492 | 0.00014105 | 0.00012961 | 0.0001339 | 0.00013914 | 0.00013178 | 0.00014214 | 0.00012695 | 0.00014233 | 0.00013661 | 0.00012749 | 0.00013845 | 0.0001287 | 0.00013307 | 0.00013889 | 0.00013046 | 0.00013505 | 0.00012546 | 0.00013031 | 0.00013321 | 0.00013021 | 0.00013611 | 0.00013035 | 0.00013074 | 0.00012587 | 0.00013794 | 0.00012601 | 0.00012902 | 0.00013641 | 0.00012669 | 0.0001365 | 0.00012573 | 0.00012888 | 0.00012915 | 0.0001297 | 0.00013021 | 0.00013829 | 0.00014159 | 0.00013008 | 0.00013026 | 0.00012861 | 0.0001363 | 0.00013938 | 0.00013642 | 0.00013375 | 0.00013731 | 0.00013482 | 0.00013298 | 0.00013217 | 0.00014031 | 0.00013678 | 0.0001293 | 0.00013583 | 0.00013486 | 0.00014221 | 0.00012524 | 0.00014253 | 0.00014031 | 0.00013311 | 0.00014134 | 0.00013339 | 0.00013452 | 0.00013967 | 0.00012557 | 0.0001307 | 0.00014081 | 0.00013554 | 0.00014065 | 0.00013083 | 0.00013915 | 0.00012931 | 0.00013513 | 0.00013513 | 0.00012732 | 0.00013941 | 0.00012765 | 0.00013524 | 0.00013489 | 0.00014035 | 0.00012975 | 0.00013737 | 0.00013729 | 0.00013938 | 0.00012704 | 0.00014294 | 0.00012787 | 0.00013193 | 0.00014019 | 0.00014073 | 0.00014157 | 0.00014256 | 0.0001318 | 0.00013407 | 0.00012647 | 0.00013762 | 0.00013866 | 0.00012783 | 0.0001258 | 0.00012782 | 0.00013107 | 0.00014043 | 0.00013925 | 0.00014076 | 0.00013289 | 0.00014154 | 0.00013285 | 0.00013229 | 0.00014038 | 0.0001319 | 0.00014041 | 0.00012553 | 0.00012955 | 0.00013872 | 0.00012875 | 0.00013855 | 0.00012885 | 0.00014216 | 0.00013257 | 0.00012917 | 0.0001282 | 0.00013192 | 0.00013139 | 0.00013066 | 0.0001354 | 0.00012543 | 0.0001315 | 0.00012735 | 0.0001339 | 0.00014164 | 0.00013846 | 0.00014048 | 0.00013271 | 0.00014102 | 0.00014213 | 0.00013053 | 0.00014065 | 0.00013435 | 0.00012579 | 0.0001259 | 0.00012958 | 0.00014283 | 0.00012944 | 0.00014011 | 0.00013509 | 0.00013605 | 0.00012971 | 0.00013358 | 0.00013316 | 0.00013392 | 0.00013176 | 0.0001305 | 0.00014217 | 0.00013469 | 0.00013123 | 0.00013379 | 0.00013258 | 0.00013493 | 0.00013426 | 0.00014276 | 0.00012997 | 0.00013975 | 0.00014209 | 0.00012614 | 0.00012789 | 0.00013841 | 0.00014272 | 0.00013509 | 0.00013173 | 0.00012559 | 0.00012844 | 0.00013699 | 0.00012778 | 0.00013121 | 0.00013389 | 0.00013804 | 0.00013106 | 0.00014245 | 0.00013281 | 0.00013318 | 0.00012737 | 0.00013187 | 0.00012702 | 0.00013755 | 0.00012847 | 0.00013452 | 0.00013633 | 0.00013224 | 0.00013165 | 0.00012783 | 0.00014078 | 0.00014287 | 0.00013092 | 0.00013421 | 0.000143 | 0.00013729 | 0.00013725 | 0.00013226 | 0.00014143 | 0.00012973 | 0.00013362 | 0.00013208 | 0.00013538 | 0.00013314 | 0.00013814 | 0.00013528 | 0.00013125 | 0.0001385 | 0.0001392 | 0.00013462 | 0.00013072 | 0.00012986 | 0.00013143 | 0.00012574 | 0.0001411 | 0.00013753 | 0.00012905 | 0.0001331 | 0.00013174 | 0.00012942 | 0.00012604 | 0.00013244 | 0.00013416 | 0.00013136 | 0.00013405 | 0.0001412 | 0.00013224 | 0.000131 | 0.00013559 | 0.00013258 | 0.00013115 | 0.00013954 | 0.00014188 | 0.00012863 | 0.00013574 | 0.00013842 | 0.00012553 | 0.00012578 | 0.00013276 | 0.00014106 | 0.00012877 | 0.00013376 | 0.00012859 | 0.00014082 | 0.00012712 | 0.0001265 | 0.00013114 | 0.00013101 | 0.00013623 | 0.00013903 | 0.00013723 | 0.00013408 | 0.00013792 | 0.00012741 | 0.00012618 | 0.00013647 | 0.00013036 | 0.00014111 | 0.0001406 | 0.00012923 | 0.00012805 | 0.0001381 | 0.00013115 | 0.00012969 | 0.00013625 | 0.00013287 | 0.00013454 | 0.00012877 | 0.00014077 | 0.00012793 | 0.00013016 | 0.00013025 | 0.00013443 | 0.00012744 | 0.00013415 | 0.00013614 | 0.00012928 | 0.00013473 | 0.00013081 | 0.00013278 | 0.00014074 | 0.00013733 | 0.00012995 | 0.00012778 | 0.0001258 | 0.00013404 | 0.00012683 | 0.00013628 | 0.00014056 | 0.00014096 | 0.00013036 | 0.00012778 | 0.00012799 | 0.00013881 | 0.00014067 | 0.0001352 | 0.00013759 | 0.00013955 | 0.00013789 | 0.00013082 | 0.00012819 | 0.00013211 | 0.00012674 | 0.00013267 | 0.00012769 | 0.00012524 | 0.00013211 | 0.0001332 | 0.00014079 | 0.00013107 | 0.00012907 | 0.00013542 | 0.00012862 | 0.00013393 | 0.0001372 | 0.00014146 | 0.00014167 | 0.00013821 | 0.00013911 | 0.00013543 | 0.00013224 | 0.00013471 | 0.00012985 | 0.0001312 | 0.00013033 | 0.00014117 | 0.00013244 | 0.00013131 | 0.00013788 | 0.00013665 | 0.00013319 | 0.00014217 | 0.00014036 | 0.00014156 | 0.00013525 | 0.00012664 | 0.00013466 | 0.00013891 | 0.00013546 | 0.00014065 | 0.00013693 | 0.00013275 | 0.00014214 | 0.00013737 | 0.00012789 | 0.00013594 | 0.00013704 | 0.00013214 | 0.00012702 | 0.00013634 | 0.00013731 | 0.0001411 | 0.00012635 | 0.00013713 | 0.00013811 | 0.00014131 | 0.00012893 | 0.00012692 | 0.00013894 | 0.00013117 | 0.00013304 | 0.00013826 | 0.00013635 | 0.00012551 | 0.00013585 | 0.00014246 | 0.00012515 | 0.00013056 | 0.00013409 | 0.00012704 | 0.00014215 | 0.0001343 | 0.00013513 | 0.0001254 | 0.00012963 | 0.00013583 | 0.00014008 | 0.00012515 | 0.00012809 | 0.00012937 | 0.00014151 | 0.00014244 | 0.00013575 | 0.00012716 | 0.00013804 | 0.00012599 | 0.00014226 | 0.0001407 | 0.00014039 | 0.00014254 | 0.00013094 | 0.00013506 | 0.00013091 | 0.00012929 | 0.00013656 | 0.00012795 | 0.00013153 | 0.00013954 | 0.00013066 | 0.0001391 | 0.00012956 | 0.00012685 | 0.00014144 | 0.00014053 | 0.00013352 | 0.00013268 | 0.00013931 | 0.00013131 | 0.00013723 | 0.00012817 | 0.00013541 | 0.00013707 | 0.00013948 | 0.00014205 | 0.00012944 | 0.00012626 | 0.00012829 | 0.00014196 | 0.00013436 | 0.00013589 | 0.00012725 | 0.00013878 | 0.00013807 | 0.00012779 | 0.00012652 | 0.00013595 | 0.00013144 | 0.0001398 | 0.00013863 | 0.0001327 | 0.00014186 | 0.00012797 | 0.00012666 | 0.00014197 | 0.00013558 | 0.0001301 | 0.00013705 | 0.00014284 | 0.00013802 | 0.00014248 | 0.00013982 | 0.00014055 | 0.00013264 | 0.00012745 | 0.00013049 | 0.00013697 | 0.00013677 | 0.0001379 | 0.00013674 | 0.00012573 | 0.00013331 | 0.00013215 | 0.00014059 | 0.00013999 | 0.00013469 | 0.00013705 | 0.00013108 | 0.00013319 | 0.00013975 | 0.00012995 | 0.00013623 | 0.00012532 | 0.00012574 | 0.00014124 | 0.00012539 | 0.0001367 | 0.00013019 | 0.00013815 | 0.00013341 | 0.00013525 | 0.0001286 | 0.00012987 | 0.00013162 | 0.00013754 | 0.0001413 | 0.00012522 | 0.00012886 | 0.00013354 | 0.0001373 | 0.00012592 | 0.00012828 | 0.00012801 | 0.0001273 | 0.00012605 | 0.00012873 | 0.00013813 | 0.00014205 | 0.00014205 | 0.000137 | 0.00013167 | 0.00013654 | 0.00014232 | 0.00013649 | 0.00013884 | 0.00014076 | 0.00013932 | 0.00013551 | 0.00013889 | 0.00012711 | 0.00013871 | 0.00013873 | 0.00012755 | 0.00013741 | 0.00012708 | 0.0001341 | 0.00013858 | 0.00013908 | 0.0001335 | 0.00012921 | 0.00012851 | 0.00013643 | 0.00013324 | 0.00013991 | 0.00013509 | 0.00012737 | 0.00012556 | 0.00013277 | 0.0001283 | 0.00012529 | 0.00013824 | 0.00014022 | 0.00013422 | 0.00014178 | 0.00013834 | 0.00012775 | 0.0001406 | 0.00013112 | 0.00012847 | 0.00014218 | 0.00013435 | 0.00014004 | 0.00013115 | 0.00014191 | 0.0001377 | 0.00013492 | 0.00013532 | 0.000141 | 0.00013723 | 0.00013354 | 0.00014276 | 0.00013912 | 0.00012815 | 0.00013459 | 0.00013978 | 0.00013095 | 0.00014165 | 0.00013919 | 0.00012755 | 0.00013317 | 0.0001411 | 0.00013282 | 0.00012696 | 0.00013186 | 0.00013446 | 0.00013545 | 0.00013223 | 0.00014143 | 0.00012787 | 0.00012662 | 0.00013565 | 0.00013153 | 0.00012585 | 0.00013293 | 0.0001377 | 0.00013452 | 0.00014295 | 0.0001359 | 0.00013411 | 0.00013459 | 0.00013193 | 0.00012873 | 0.0001346 | 0.00013224 | 0.00013238 | 0.00013049 | 0.00013461 | 0.00013567 | 0.0001302 | 0.00012622 | 0.00013217 | 0.0001254 | 0.00014029 | 0.00013548 | 0.0001312 | 0.00014044 | 0.00013954 | 0.0001268 | 0.00014066 | 0.00013406 | 0.00013664 | 0.00012882 | 0.00014015 | 0.00013373 | 0.00013621 | 0.00013068 | 0.00013353 | 0.00013438 | 0.00013844 | 0.00013998 | 0.00014045 | 0.00012619 | 0.00013831 | 0.00013973 | 0.00013143 | 0.00012991 | 0.00012575 | 0.00012518 | 0.00013043 | 0.00012537 | 0.00013883 | 0.00013458 | 0.00012624 | 0.00014269 | 0.00013212 | 0.00012832 | 0.00013372 | 0.00012907 | 0.00014027 | 0.00012992 | 0.00013742 | 0.00013579 | 0.00012778 | 0.00013628 | 0.0001285 | 0.00012688 | 0.00013331 | 0.00012904 | 0.00014246 | 0.00013276 | 0.00012854 | 0.00013646 | 0.00013434 | 0.00013582 | 0.0001366 | 0.00013758 | 0.00012676 | 0.00012555 | 0.00013711 | 0.00013819 | 0.00013685 | 0.00013113 | 0.00013051 | 0.00013051 | 0.00013986 | 0.00014004 | 0.0001264 | 0.00013787 | 0.0001261 | 0.0001389 | 0.00013571 | 0.00012652 | 0.00012639 | 0.00013861 | 0.00012707 | 0.00012861 | 0.0001329 | 0.00012964 | 0.00013727 | 0.00013834 | 0.00014043 | 0.00013476 | 0.00013756 | 0.00013991 | 0.00013844 | 0.00013425 | 0.00012988 | 0.00013454 | 0.00013896 | 0.00012551 | 0.00014227 | 0.00014163 | 0.00012789 | 0.00013598 | 0.00014196 | 0.00013472 | 0.0001401 | 0.00012869 | 0.00013168 | 0.00013896 | 0.00013873 | 0.00013081 | 0.00013462 | 0.00012763 | 0.00013246 | 0.00012862 | 0.00013979 | 0.00012831 | 0.00014011 | 0.00013978 | 0.00012745 | 0.00013362 | 0.00012686 | 0.00014079 | 0.00013462 | 0.00013918 | 0.00013771 | 0.00013992 | 0.00014246 | 0.00013209 | 0.00013684 | 0.00013691 | 0.00012744 | 0.00014148 | 0.00012925 | 0.00013342 | 0.00012727 | 0.00012746 | 0.00012962 | 0.00014145 | 0.00013211 | 0.00013735 | 0.00012742 | 0.00012918 | 0.00014059 | 0.00013411 | 0.00012601 | 0.00012749 | 0.00013302 | 0.00013864 | 0.00012929 | 0.00013874 | 0.00013979 | 0.00013373 | 0.00013542 | 0.00012967 | 0.00013749 | 0.00012889 | 0.00014012 | 0.0001381 | 0.00013139 | 0.0001388 | 0.00013244 | 0.00013489 | 0.00012721 | 0.00012909 | 0.00013107 | 0.00012671 | 0.00013541 | 0.0001341 | 0.00014094 | 0.00013529 | 0.00012934 | 0.00013904 | 0.00013106 | 0.00012546 | 0.00013119 | 0.00013049 | 0.00014136 | 0.00014059 | 0.00012883 | 0.00012723 | 0.00013189 | 0.00013254 | 0.00012856 | 0.00014092 | 0.0001352 | 0.00014174 | 0.00013417 | 0.00013661 | 0.0001371 | 0.00014146 | 0.00014082 | 0.00012561 | 0.00013015 | 0.00013922 | 0.00013277 | 0.00013461 | 0.00014015 | 0.00013016 | 0.0001296 | 0.00012924 | 0.00013349 | 0.00012677 | 0.00012697 | 0.00012708 | 0.00014263 | 0.00013466 | 0.00013755 | 0.00013896 | 0.00012997 | 0.00012838 | 0.00013462 | 0.0001408 | 0.00013033 | 0.00013606 | 0.00013032 | 0.00014081 | 0.00012594 | 0.00013092 | 0.00012782 | 0.00013075 | 0.0001298 | 0.00013967 | 0.00014165 | 0.00013721 | 0.00013886 | 0.0001326 | 0.00013651 | 0.00012511 | 0.00012646 | 0.00013712 | 0.00013297 | 0.00014228 | 0.00012908 | 0.00012557 | 0.00012882 | 0.00013793 | 0.00013105 | 0.00013868 | 0.00014026 | 0.0001276 | 0.00013494 | 0.00013206 | 0.00013116 | 0.00012653 | 0.00013396 | 0.00013079 | 0.00013367 | 0.00013241 | 0.000132 | 0.00014144 | 0.00014258 | 0.0001344 | 0.00013832 | 0.00013357 | 0.00012802 | 0.00013399 | 0.00013004 | 0.00012705 | 0.00013394 | 0.00013752 | 0.0001405 | 0.00014273 | 0.00012685 | 0.00013762 | 0.00012891 | 0.00013299 | 0.00013815 | 0.00012519 | 0.00013149 | 0.00013851 | 0.00013367 | 0.00013814 | 0.00014018 | 0.00013766 | 0.00013696 | 0.00012739 | 0.00013196 | 0.00012779 | 0.00013367 | 0.00013671 | 0.000137 | 0.00013556 | 0.00013485 | 0.00012619 | 0.00013241 | 0.00013197 | 0.00013476 | 0.00012572 | 0.00013788 | 0.00014022 | 0.00014032 | 0.00014234 | 0.00013537 | 0.000143 | 0.00013799 | 0.00013124 | 0.00013269 | 0.00012904 | 0.00013405 | 0.00013291 | 0.00014241 | 0.00012702 | 0.00013627 | 0.00013629 | 0.00013971 | 0.00013424 | 0.00013 | 0.00012926 | 0.00014006 | 0.00014049 | 0.00014111 | 0.00013228 | 0.00012923 | 0.00014 | 0.00014134 | 0.00013425 | 0.00014016 | 0.00013136 | 0.00013308 | 0.00014022 | 0.00013793 | 0.00013502 | 0.00013698 | 0.00014062 | 0.00012968 | 0.00012744 | 0.00012892 | 0.00012546 | 0.00014234 | 0.00014191 | 0.00013651 | 0.00013291 | 0.00013485 | 0.00013488 | 0.0001416 | 0.00012938 | 0.00013691 | 0.00014094 | 0.00013439 | 0.00013137 | 0.00013129 | 0.00013218 | 0.00012545 | 0.00012959 | 0.00013799 | 0.00014078 | 0.00014149 | 0.00012854 | 0.00013881 | 0.00013469 | 0.00013203 | 0.00013821 | 0.00014017 | 0.00013157 | 0.00013796 | 0.00012968 | 0.00013927 | 0.00013857 | 0.00013225 | 0.00012945 | 0.00014128 | 0.00013636 | 0.00012561 | 0.00013651 | 0.00013173 | 0.00012797 | 0.00012541 | 0.00013189 | 0.00013126 | 0.00013113 | 0.00013706 | 0.00013391 | 0.00013369 | 0.0001411 | 0.00012788 | 0.00013148 | 0.00013642 | 0.00013057 | 0.00013148 | 0.00014026 | 0.00013177 | 0.00012573 | 0.00012683 | 0.00013393 | 0.00014229 | 0.00012992 | 0.00014078 | 0.00013122 | 0.00012749 | 0.00013898 | 0.00014095 | 0.00013888 | 0.00012677 | 0.00013752 | 0.00013392 | 0.00013379 | 0.00012714 | 0.00013187 | 0.00013007 | 0.00013511 | 0.00014272 | 0.0001332 | 0.00014152 | 0.00012991 | 0.00013988 | 0.00013216 | 0.00013992 | 0.00012986 | 0.00012969 | 0.00014012 | 0.00013267 | 0.00013768 | 0.0001402 | 0.00014193 | 0.00013968 | 0.00013628 | 0.00012811 | 0.00014058 | 0.00013071 | 0.00013042 | 0.00012647 | 0.00012569 | 0.00012745 | 0.00013842 | 0.00013237 | 0.00013318 | 0.00014013 | 0.00013785 | 0.00014125 | 0.00012919 | 0.00012741 | 0.00013989 | 0.00014239 | 0.00012959 | 0.00014192 | 0.00012784 | 0.00014215 | 0.00013955 | 0.00012923 | 0.00014123 | 0.0001284 | 0.0001375 | 0.00013563 | 0.00013819 | 0.00013195 | 0.00014132 | 0.00013461 | 0.00012575 | 0.0001328 | 0.0001409 | 0.00013203 | 0.00012837 | 0.00013003 | 0.00012801 | 0.00012742 | 0.00013056 | 0.00014154 | 0.00012524 | 0.00013551 | 0.00013549 | 0.00014131 | 0.0001316 | 0.00014142 | 0.00013916 | 0.00013441 | 0.00012557 | 0.00013258 | 0.00012512 | 0.00013969 | 0.0001315 | 0.00013101 | 0.00012786 | 0.00012788 | 0.00013961 | 0.00014171 | 0.00013719 | 0.00013083 | 0.00013729 | 0.00013614 | 0.00013211 | 0.00012541 | 0.00013562 | 0.00013087 | 0.00014013 | 0.00012765 | 0.00013538 | 0.00013422 | 0.00013191 | 0.00012503 | 0.00013057 | 0.00014078 | 0.00012823 | 0.00013211 | 0.0001426 | 0.00013542 | 0.00013776 | 0.00013965 | 0.0001411 | 0.0001417 | 0.00013679 | 0.00014092 | 0.00013305 | 0.00013208 | 0.00013941 | 0.00013294 | 0.00012968 | 0.00014257 | 0.00013691 | 0.00012672 | 0.00012948 | 0.000126 | 0.00012694 | 0.00012772 | 0.0001366 | 0.00014072 | 0.00012811 | 0.00012844 | 0.00012767 | 0.00013955 | 0.00013299 | 0.00014018 | 0.00013429 | 0.00013325 | 0.00013404 | 0.00013096 | 0.0001364 | 0.00014265 | 0.00012969 | 0.00013866 | 0.00014218 | 0.00013465 | 0.00012866 | 0.00012849 | 0.00013614 | 0.00014163 | 0.00012759 | 0.00013294 | 0.00014216 | 0.00013962 | 0.00013452 | 0.0001317 | 0.00013154 | 0.00013603 | 0.00013048 | 0.00012951 | 0.0001355 | 0.00013289 | 0.00013808 | 0.0001366 | 0.00014198 | 0.0001409 | 0.00013448 | 0.00014216 | 0.00012998 | 0.00012536 | 0.00012903 | 0.0001267 | 0.00014199 | 0.00014128 | 0.00013063 | 0.00012997 | 0.00013688 | 0.00012978 | 0.00013729 | 0.00013558 | 0.00013119 | 0.00014144 | 0.00014184 | 0.00014207 | 0.00012574 | 0.00012885 | 0.00013766 | 0.00013513 | 0.00013576 | 0.00012559 | 0.00013459 | 0.00013449 | 0.0001377 | 0.00014282 | 0.00013033 | 0.00013425 | 0.00012676 | 0.00012614 | 0.00013748 | 0.00012933 | 0.00014226 | 0.00012878 | 0.00012986 | 0.00013273 | 0.00013646 | 0.00012649 | 0.0001266 | 0.00013085 | 0.00012594 | 0.00012676 | 0.00012586 | 0.00012983 | 0.00012836 | 0.00013892 | 0.0001271 | 0.00013942 | 0.00014144 | 0.00013655 | 0.0001343 | 0.00013102 | 0.00013801 | 0.00014003 | 0.00014276 | 0.00013954 | 0.00012707 | 0.00013363 | 0.00013754 | 0.00012557 | 0.00013665 | 0.00013247 | 0.00014288 | 0.0001271 | 0.00012564 | 0.00013397 | 0.00014094 | 0.00013571 | 0.00013654 | 0.00012791 | 0.00012657 | 0.00013806 | 0.00013412 | 0.00013114 | 0.00013444 | 0.00012791 | 0.00013179 | 0.00013068 | 0.000137 | 0.00012556 | 0.00013786 | 0.00012616 | 0.00013171 | 0.00013315 | 0.00013609 | 0.00013553 | 0.00013794 | 0.00013455 | 0.00012837 | 0.00013902 | 0.00014187 | 0.00013785 | 0.00013977 | 0.00013633 | 0.00014252 | 0.00012578 | 0.00013869 | 0.00013448 | 0.00013869 | 0.00014073 | 0.00013312 | 0.00012642 | 0.00014289 | 0.00013058 | 0.00013867 | 0.00013737 | 0.0001317 | 0.0001262 | 0.00013811 | 0.00012742 | 0.00013706 | 0.00013724 | 0.00012877 | 0.00013774 | 0.00013737 | 0.0001265 | 0.00012984 | 0.00012962 | 0.00012835 | 0.00013338 | 0.00013592 | 0.00013775 | 0.00013372 | 0.00013673 | 0.00012508 | 0.0001307 | 0.0001386 | 0.0001338 | 0.00012699 | 0.00013716 | 0.0001418 | 0.00012612 | 0.0001315 | 0.00013073 | 0.00014033 | 0.00013747 | 0.00013061 | 0.00013429 | 0.00012659 | 0.0001334 | 0.00014077 | 0.00013301 | 0.00013274 | 0.00013183 | 0.00014075 | 0.00013427 | 0.00013981 | 0.00013177 | 0.00012927 | 0.00013874 | 0.00013848 | 0.00013338 | 0.00014247 | 0.00013466 | 0.00013147 | 0.00013193 | 0.00013789 | 0.00014217 | 0.0001393 | 0.00013245 | 0.00012973 | 0.00014225 | 0.00013157 | 0.000132 | 0.00013338 | 0.0001334 | 0.00013171 | 0.0001337 | 0.00014039 | 0.00013718 | 0.00014279 | 0.00012562 | 0.00012758 | 0.00012998 | 0.00013883 | 0.00012526 | 0.00013022 | 0.00013625 | 0.00012947 | 0.00012749 | 0.0001257 | 0.00014017 | 0.00013224 | 0.0001348 | 0.00013555 | 0.000135 | 0.00014126 | 0.00014074 | 0.00014295 | 0.00013074 | 0.00012781 | 0.00013515 | 0.00013919 | 0.00013103 | 0.00013202 | 0.00013112 | 0.00014223 | 0.00014206 | 0.00012821 | 0.00012586 | 0.0001257 | 0.00012922 | 0.00013505 | 0.00013122 | 0.00013112 | 0.00013708 | 0.00013083 | 0.00013728 | 0.00013391 | 0.00012562 | 0.00013532 | 0.00013806 | 0.00013866 | 0.00013888 | 0.00013386 | 0.00014259 | 0.00012578 | 0.00013671 | 0.00013534 | 0.00013289 | 0.00012952 | 0.0001401 | 0.00012594 | 0.00012658 | 0.00014017 | 0.0001298 | 0.00013303 | 0.0001384 | 0.00013531 | 0.00013684 | 0.00013449 | 0.00012526 | 0.00012611 | 0.00012768 | 0.00014255 | 0.0001357 | 0.00013602 | 0.00014 | 0.00014219 | 0.00013972 | 0.0001321 | 0.00014296 | 0.00012697 | 0.00013045 | 0.0001313 | 0.00012748 | 0.00014042 | 0.00012895 | 0.0001364 | 0.00013734 | 0.0001359 | 0.00012654 | 0.00013979 | 0.00014243 | 0.00013385 | 0.00012609 | 0.00012684 | 0.00013057 | 0.00013982 | 0.000125 | 0.00013985 | 0.00012503 | 0.00014284 | 0.00013327 | 0.00013918 | 0.00013778 | 0.00014208 | 0.00012622 | 0.00013613 | 0.00014268 | 0.0001371 | 0.00014041 | 0.00013821 | 0.00014231 | 0.00014247 | 0.00013638 | 0.00013501 | 0.00013355 | 0.00012823 | 0.00013906 | 0.00012956 | 0.00012545 | 0.00012732 | 0.00013396 | 0.00014155 | 0.00013709 | 0.00012855 | 0.00012928 | 0.00013226 | 0.00013479 | 0.00013918 | 0.00014224 | 0.00013483 | 0.00012908 | 0.00013871 | 0.00013539 | 0.00013177 | 0.0001353 | 0.00013052 | 0.00013368 | 0.00012857 | 0.00013268 | 0.00012511 | 0.00013834 | 0.00014057 | 0.00013642 | 0.00014023 | 0.00013219 | 0.00013772 | 0.00013089 | 0.00013628 | 0.0001419 | 0.0001406 | 0.00012514 | 0.00014287 | 0.00014149 | 0.00013315 | 0.00013963 | 0.00013133 | 0.00013143 | 0.00013064 | 0.00014149 | 0.00014204 | 0.00014248 | 0.00012724 | 0.00013533 | 0.00014249 | 0.00013836 | 0.00013209 | 0.0001318 | 0.00013767 | 0.00013521 | 0.00012881 | 0.00013228 | 0.00014203 | 0.00014223 | 0.00012735 | 0.00013792 | 0.00014064 | 0.00013791 | 0.00012757 | 0.00014114 | 0.00013304 | 0.00012615 | 0.00014293 | 0.00013944 | 0.00012718 | 0.00013731 | 0.00013431 | 0.000138 | 0.000132 | 0.00013705 | 0.0001258 | 0.00013034 | 0.00013783 | 0.00013987 | 0.00012849 | 0.00013664 | 0.000126 | 0.0001392 | 0.00013833 | 0.00012969 | 0.00013567 | 0.00013027 | 0.0001322 | 0.0001398 | 0.0001295 | 0.00012834 | 0.00012928 | 0.00014094 | 0.00014013 | 0.00012763 | 0.00013901 | 0.00013387 | 0.00013919 | 0.00013609 | 0.0001307 | 0.00013921 | 0.00013641 | 0.00012999 | 0.00012742 | 0.00013512 | 0.00012978 | 0.00013039 | 0.00013343 | 0.00012932 | 0.00014058 | 0.00012994 | 0.00012684 | 0.00013451 | 0.00013331 | 0.00014159 | 0.00013635 | 0.00013748 | 0.00014126 | 0.00013454 | 0.000135 | 0.0001267 | 0.00013676 | 0.00014055 | 0.00013237 | 0.00013443 | 0.00012859 | 0.00013112 | 0.00013083 | 0.00013694 | 0.00014118 | 0.00013001 | 0.00013597 | 0.00013783 | 0.00013341 | 0.0001342 | 0.00014202 | 0.00014063 | 0.00013969 | 0.00012847 | 0.00013579 | 0.00014074 | 0.00012891 | 0.00013077 | 0.00012822 | 0.00013098 | 0.00012961 | 0.00012695 | 0.00012541 | 0.00012837 | 0.0001358 | 0.00013772 | 0.0001414 | 0.0001258 | 0.00014053 | 0.0001404 | 0.00013752 | 0.00014018 | 0.00013792 | 0.00013447 | 0.00012555 | 0.00013736 | 0.00013603 | 0.00013757 | 0.00014124 | 0.00013954 | 0.00013402 | 0.00013834 | 0.00014005 | 0.00013403 | 0.00013055 | 0.000126 | 0.00013618 | 0.00014112 | 0.00013858 | 0.00012959 | 0.00012679 | 0.00013724 | 0.00012707 | 0.00013596 | 0.00013338 | 0.00013094 | 0.00012964 | 0.00012534 | 0.000133 | 0.00013356 | 0.00013803 | 0.00013431 | 0.00013973 | 0.00013463 | 0.00012939 | 0.00012994 | 0.00012956 | 0.00013412 | 0.00012974 | 0.00013957 | 0.00014218 | 0.00014002 | 0.00013692 | 0.00012567 | 0.0001274 | 0.00013418 | 0.00013238 | 0.00014057 | 0.00013012 | 0.00012545 | 0.00013876 | 0.00013937 | 0.00012823 | 0.00013656 | 0.00012595 | 0.00013408 | 0.00012588 | 0.00013944 | 0.00013606 | 0.00012638 | 0.00013191 | 0.00013017 | 0.00012534 | 0.00013365 | 0.00013882 | 0.00013874 | 0.00012558 | 0.00013081 | 0.00013175 | 0.00013224 | 0.00014193 | 0.00013236 | 0.00012967 | 0.00013583 | 0.00012606 | 0.00013399 | 0.0001309 | 0.00012792 | 0.00012717 | 0.00014258 | 0.00013425 | 0.0001397 | 0.00012917 | 0.00013352 | 0.00013534 | 0.00012986 | 0.00013677 | 0.00014207 | 0.00013503 | 0.00014239 | 0.00012996 | 0.00013553 | 0.00013116 | 0.00013282 | 0.00013908 | 0.00013072 | 0.00013822 | 0.00013311 | 0.00013355 | 0.00013727 | 0.00014183 | 0.00012691 | 0.00013626 | 0.00014042 | 0.00013958 | 0.00012822 | 0.00013446 | 0.00013363 | 0.00013832 | 0.0001422 | 0.00013302 | 0.00012789 | 0.00013596 | 0.00013589 | 0.00012884 | 0.0001369 | 0.00013527 | 0.00013644 | 0.00013234 | 0.00014159 | 0.00013738 | 0.00013166 | 0.0001302 | 0.00013698 | 0.00012603 | 0.00014078 | 0.00013227 | 0.00014189 | 0.00014192 | 0.0001386 | 0.00013501 | 0.00012572 | 0.00013671 | 0.00013306 | 0.00013201 | 0.00013582 | 0.00014106 | 0.00014064 | 0.00012818 | 0.00013827 | 0.00012594 | 0.00012907 | 0.00013913 | 0.00013254 | 0.00013781 | 0.00013405 | 0.00012567 | 0.00012702 | 0.00014188 | 0.00014045 | 0.00014069 | 0.00013846 | 0.00014255 | 0.00013822 | 0.0001332 | 0.00013353 | 0.00013121 | 0.000131 | 0.00013631 | 0.00012846 | 0.00012851 | 0.00013571 | 0.00012775 | 0.00013129 | 0.000137 | 0.00013803 | 0.00013504 | 0.00013262 | 0.0001308 | 0.00012608 | 0.00013177 | 0.00013609 | 0.00013258 | 0.0001334 | 0.0001338 | 0.00012525 | 0.00014107 | 0.00013234 | 0.00012655 | 0.00013451 | 0.00013497 | 0.00013727 | 0.00013259 | 0.00013634 | 0.0001362 | 0.00013542 | 0.00013122 | 0.00013228 | 0.00013388 | 0.00012694 | 0.00013257 | 0.00012522 | 0.0001379 | 0.00014197 | 0.00012732 | 0.00013264 | 0.00013788 | 0.00014036 | 0.00013383 | 0.00014149 | 0.00012989 | 0.00012999 | 0.00012816 | 0.00012687 | 0.00012842 | 0.00012523 | 0.0001373 | 0.00013062 | 0.00013121 | 0.0001253 | 0.00013049 | 0.00013994 | 0.00013227 | 0.00012854 | 0.00013348 | 0.00013182 | 0.00013354 | 0.00012586 | 0.00013165 | 0.00013533 | 0.00013842 | 0.000133 | 0.00013919 | 0.00012957 | 0.00014282 | 0.00013849 | 0.00012556 | 0.00013423 | 0.00014268 | 0.00013478 | 0.00014015 | 0.00013944 | 0.00013633 | 0.0001306 | 0.00012871 | 0.00012513 | 0.00013744 | 0.00013361 | 0.0001413 | 0.00013314 | 0.00013237 | 0.0001267 | 0.00013252 | 0.00013935 | 0.00013876 | 0.00013767 | 0.00012634 | 0.00013934 | 0.00013186 | 0.00012649 | 0.00014181 | 0.00013381 | 0.00013442 | 0.00013617 | 0.00013918 | 0.00012851 | 0.00013389 | 0.00013049 | 0.00012639 | 0.00013665 | 0.00013303 | 0.00014065 | 0.00013611 | 0.00013915 | 0.00014175 | 0.00014113 | 0.00013022 | 0.00013264 | 0.00013174 | 0.00014258 | 0.0001347 | 0.00013977 | 0.00013176 | 0.00013841 | 0.00012861 | 0.00013302 | 0.00013187 | 0.00012884 | 0.00014235 | 0.00013289 | 0.0001426 | 0.00012929 | 0.0001338 | 0.00013394 | 0.00013545 | 0.00013719 | 0.0001312 | 0.00012654 | 0.00012907 | 0.00012628 | 0.00013561 | 0.00013142 | 0.00012684 | 0.00012868 | 0.000135 | 0.00013663 | 0.00012976 | 0.00013492 | 0.00013086 | 0.00012723 | 0.00013709 | 0.00012845 | 0.00013004 | 0.00012798 | 0.00013823 | 0.00014163 | 0.00013781 | 0.00012694 | 0.00012523 | 0.00013111 | 0.00012809 | 0.00012894 | 0.00013575 | 0.00012627 | 0.00014001 | 0.00013316 | 0.00013446 | 0.00013496 | 0.00014014 | 0.00013589 | 0.00012688 | 0.00014223 | 0.00012711 | 0.00013683 | 0.00013974 | 0.00013135 | 0.00012979 | 0.00014249 | 0.00012881 | 0.00014227 | 0.00013091 | 0.00013597 | 0.00014 | 0.00014106 | 0.00013423 | 0.00012926 | 0.00012556 | 0.00012853 | 0.00013315 | 0.00012843 | 0.00013855 | 0.0001422 | 0.00013284 | 0.00014017 | 0.00012807 | 0.000134 | 0.00013129 | 0.00012601 | 0.00013917 | 0.00013799 | 0.00013086 | 0.00013392 | 0.000141 | 0.00013034 | 0.00012656 | 0.00013782 | 0.00014289 | 0.00013549 | 0.00012688 | 0.00014189 | 0.00012653 | 0.00013939 | 0.00013075 | 0.00013339 | 0.00012849 | 0.00013976 | 0.00012582 | 0.00013276 | 0.00012702 | 0.00014035 | 0.00013845 | 0.00014038 | 0.00013732 | 0.00012755 | 0.00013275 | 0.00013849 | 0.0001389 | 0.0001355 | 0.00013282 | 0.00013826 | 0.00013767 | 0.00013792 | 0.00013535 | 0.00013972 | 0.00013132 | 0.00013653 | 0.00013202 | 0.00014173 | 0.00013729 | 0.00013202 | 0.00012586 | 0.00013141 | 0.00012883 | 0.00012795 | 0.00013022 | 0.00012676 | 0.00014296 | 0.00013725 | 0.00012649 | 0.00013902 | 0.00013671 | 0.00013636 | 0.00013502 | 0.00012567 | 0.00013524 | 0.00014112 | 0.00014122 | 0.00012537 | 0.00014029 | 0.00013254 | 0.00013753 | 0.00013138 | 0.00012642 | 0.00013442 | 0.00013334 | 0.00013983 | 0.00012651 | 0.00012911 | 0.00013617 | 0.00014269 | 0.00013005 | 0.00013028 | 0.00012517 | 0.00013546 | 0.00013064 | 0.00013107 | 0.00014002 | 0.00013327 | 0.0001355 | 0.00014014 | 0.00013754 | 0.00013074 | 0.00012665 | 0.00013495 | 0.00013114 | 0.00013745 | 0.00014214 | 0.00013749 | 0.00014173 | 0.00014046 | 0.00013177 | 0.00013655 | 0.00014124 | 0.00012592 | 0.00013649 | 0.00013519 | 0.00013002 | 0.0001421 | 0.00013287 | 0.00013787 | 0.00013827 | 0.00013689 | 0.00012961 | 0.00014223 | 0.00013905 | 0.00013389 | 0.0001328 | 0.00014192 | 0.0001368 | 0.0001401 | 0.00012771 | 0.00012949 | 0.00013937 | 0.00012875 | 0.00013449 | 0.00013554 | 0.00013578 | 0.00013766 | 0.00013699 | 0.00013055 | 0.00013911 | 0.0001372 | 0.00013566 | 0.00013328 | 0.00012675 | 0.00014245 | 0.00014223 | 0.00014195 | 0.00012804 | 0.00013601 | 0.00013762 | 0.00014129 | 0.00012636 | 0.00013719 | 0.00012957 | 0.00012836 | 0.00013865 | 0.00013921 | 0.0001301 | 0.00013192 | 0.00013544 | 0.00012779 | 0.00014278 | 0.00012589 | 0.00014239 | 0.00013432 | 0.00013744 | 0.00013003 | 0.0001427 | 0.00012982 | 0.00013133 | 0.00013954 | 0.00013597 | 0.00014218 | 0.0001395 | 0.00013385 | 0.00012753 | 0.00012657 | 0.00014241 | 0.00012539 | 0.00012826 | 0.00013261 | 0.00012716 | 0.00014238 | 0.00013057 | 0.00012709 | 0.00012913 | 0.00013061 | 0.00013993 | 0.00013939 | 0.000129 | 0.00014119 | 0.00012817 | 0.0001412 | 0.0001374 | 0.00013948 | 0.00013093 | 0.00012806 | 0.0001261 | 0.00013069 | 0.00013517 | 0.00014214 | 0.00013092 | 0.00013767 | 0.00014202 | 0.00013635 | 0.00013638 | 0.00012966 | 0.00014092 | 0.00013571 | 0.00013124 | 0.00013303 | 0.00014197 | 0.0001394 | 0.00013729 | 0.00014262 | 0.0001314 | 0.00013058 | 0.00012884 | 0.00013954 | 0.00014171 | 0.0001379 | 0.00013144 | 0.00012984 | 0.00013645 | 0.00012618 | 0.00014136 | 0.00013396 | 0.00013669 | 0.00013442 | 0.00013577 | 0.00013034 | 0.00014267 | 0.00012986 | 0.00013681 | 0.00014067 | 0.00012581 | 0.00013695 | 0.00014153 | 0.00014028 | 0.00012837 | 0.00012825 | 0.00013598 | 0.00012622 | 0.00014279 | 0.00013591 | 0.00012791 | 0.00012647 | 0.00014128 | 0.00014206 | 0.00013862 | 0.00013876 | 0.00012886 | 0.00013309 | 0.00014061 | 0.00013986 | 0.00013064 | 0.00012944 | 0.00013965 | 0.00013347 | 0.00012913 | 0.00014093 | 0.00013661 | 0.00013621 | 0.00012658 | 0.00012616 | 0.00012536 | 0.00013114 | 0.00014244 | 0.0001299 | 0.000127 | 0.00013835 | 0.00012652 | 0.00013203 | 0.00013025 | 0.00013641 | 0.00013517 | 0.0001399 | 0.0001342 | 0.00014067 | 0.00014204 | 0.00013336 | 0.00012971 | 0.00013746 | 0.00013556 | 0.00012614 | 0.00014133 | 0.0001344 | 0.00012709 | 0.00013886 | 0.00014237 | 0.00013683 | 0.00012892 | 0.00013022 | 0.00012659 | 0.00013989 | 0.0001375 | 0.00013733 | 0.00012894 | 0.00012766 | 0.0001384 | 0.00013904 | 0.00013351 | 0.00013779 | 0.00014141 | 0.00013388 | 0.00012721 | 0.00013566 | 0.00013881 | 0.00013121 | 0.0001379 | 0.0001317 | 0.00013953 | 0.00013236 | 0.00012693 | 0.00013765 | 0.00012708 | 0.00013176 | 0.00012996 | 0.00014132 | 0.00012932 | 0.00013363 | 0.00013719 | 0.00014248 | 0.00013821 | 0.00013267 | 0.00013238 | 0.00013008 | 0.00013481 | 0.00014008 | 0.00013953 | 0.00013313 | 0.00012977 | 0.0001408 | 0.0001377 | 0.00012964 | 0.0001336 | 0.00013951 | 0.00012537 | 0.00013564 | 0.00012603 | 0.00013912 | 0.00013652 | 0.00013171 | 0.0001376 | 0.00013643 | 0.00012826 | 0.00012522 | 0.00013302 | 0.0001293 | 0.00013128 | 0.00012716 | 0.00012758 | 0.00013115 | 0.00013597 | 0.00013353 | 0.00012539 | 0.00013841 | 0.00013925 | 0.00013121 | 0.00013843 | 0.00013938 | 0.00014138 | 0.00014077 | 0.00013209 | 0.00012887 | 0.00013927 | 0.00012898 | 0.00013658 | 0.00013139 | 0.00013317 | 0.00013703 | 0.00013194 | 0.00013509 | 0.00013678 | 0.00014201 | 0.00012735 | 0.00013985 | 0.00013703 | 0.00014179 | 0.00014105 | 0.00012585 | 0.00014101 | 0.00014257 | 0.00013736 | 0.00014254 | 0.00012845 | 0.0001291 | 0.00013206 | 0.0001289 | 0.00013146 | 0.00012627 | 0.00014015 | 0.00013565 | 0.00012584 | 0.00013674 | 0.00013875 | 0.00012669 | 0.00012561 | 0.00013623 | 0.00014262 | 0.0001266 | 0.00013519 | 0.00012587 | 0.00012977 | 0.00013587 | 0.00013464 | 0.00012958 | 0.00013621 | 0.0001344 | 0.00013877 | 0.00013601 | 0.00013383 | 0.00012597 | 0.00013981 | 0.00014085 | 0.00014031 | 0.00013693 | 0.00014089 | 0.00013304 | 0.00013518 | 0.00013827 | 0.00013269 | 0.00013373 | 0.00013091 | 0.00013808 | 0.00013051 | 0.00013616 | 0.00013239 | 0.00014153 | 0.00013462 | 0.00014074 | 0.0001306 | 0.00013083 | 0.00013609 | 0.00013879 | 0.00013436 | 0.00013115 | 0.00013023 | 0.00012819 | 0.00014094 | 0.00013903 | 0.000136 | 0.00014048 | 0.0001257 | 0.00013666 | 0.00012694 | 0.00013085 | 0.00013295 | 0.0001304 | 0.00012863 | 0.00014153 | 0.00014227 | 0.00012714 | 0.00012809 | 0.00013993 | 0.00012837 | 0.0001404 | 0.00013151 | 0.00013632 | 0.00013276 | 0.0001254 | 0.00013475 | 0.0001321 | 0.00014273 | 0.00013782 | 0.00012827 | 0.00012865 | 0.00013078 | 0.00013577 | 0.00012572 | 0.00012608 | 0.00014091 | 0.00012981 | 0.00012501 | 0.00013578 | 0.00014225 | 0.00013949 | 0.00014047 | 0.00012957 | 0.00014017 | 0.0001277 | 0.00012632 | 0.00014155 | 0.00013948 | 0.00012958 | 0.00013291 | 0.00013958 | 0.00013394 | 0.00013084 | 0.00013299 | 0.00012549 | 0.00013112 | 0.00012594 | 0.00014095 | 0.00013147 | 0.00014234 | 0.00013053 | 0.00014004 | 0.00014262 | 0.00014199 | 0.00013441 | 0.00014143 | 0.00014066 | 0.00013836 | 0.00013414 | 0.00013773 | 0.00012898 | 0.00013404 | 0.00013166 | 0.00013447 | 0.00012983 | 0.0001324 | 0.0001423 | 0.00013826 | 0.00013604 | 0.00013872 | 0.00012689 | 0.00012813 | 0.00013455 | 0.00013192 | 0.00013641 | 0.00013501 | 0.00013399 | 0.00012768 | 0.00014265 | 0.00012974 | 0.00012781 | 0.00013812 | 0.00013084 | 0.00012865 | 0.00014287 | 0.0001335 | 0.00012816 | 0.0001297 | 0.00012755 | 0.00013054 | 0.00013018 | 0.00013883 | 0.00013328 | 0.00012547 | 0.00014274 | 0.00013167 | 0.00013691 | 0.00013507 | 0.00014266 | 0.00013917 | 0.00013996 | 0.00012509 | 0.00012893 | 0.00013151 | 0.00013117 | 0.00012957 | 0.00014186 | 0.00013846 | 0.00012905 | 0.00012858 | 0.00013156 | 0.0001402 | 0.00013599 | 0.00013665 | 0.00012863 | 0.00013961 | 0.0001421 | 0.00014218 | 0.00013434 | 0.0001421 | 0.00013397 | 0.00012686 | 0.00013247 | 0.00012917 | 0.0001359 | 0.00013401 | 0.0001412 | 0.00013626 | 0.00014287 | 0.00012841 | 0.00012787 | 0.00013266 | 0.00014232 | 0.00013603 | 0.00013097 | 0.00013596 | 0.00013491 | 0.0001258 | 0.00012856 | 0.00013305 | 0.00012759 | 0.00013018 | 0.00012966 | 0.00013599 | 0.00013481 | 0.00014281 | 0.00012846 | 0.00014131 | 0.00012721 | 0.00012747 | 0.00013182 | 0.00013667 | 0.00014099 | 0.00013522 | 0.00014014 | 0.0001425 | 0.00013785 | 0.00013787 | 0.00012592 | 0.00013202 | 0.00013669 | 0.00012742 | 0.00013333 | 0.00013555 | 0.00012746 | 0.00012711 | 0.00013511 | 0.00012788 | 0.00013976 | 0.00012683 | 0.00014117 | 0.00012547 | 0.00013642 | 0.00014115 | 0.0001332 | 0.0001268 | 0.00012527 | 0.00014291 | 0.00014294 | 0.00013121 | 0.00012729 | 0.00013735 | 0.00013026 | 0.00012752 | 0.00013801 | 0.00014257 | 0.00013552 | 0.00013116 | 0.00013877 | 0.0001398 | 0.00013954 | 0.00013911 | 0.0001266 | 0.00014138 | 0.00012612 | 0.00012748 | 0.00012917 | 0.00014174 | 0.00012744 | 0.00013045 | 0.00012839 | 0.0001347 | 0.00013546 | 0.00013216 | 0.00013106 | 0.00013283 | 0.00014281 | 0.00013367 | 0.00012945 | 0.00014257 | 0.00013866 | 0.00013472 | 0.00012549 | 0.00012739 | 0.00012717 | 0.00014106 | 0.00012946 | 0.00012735 | 0.00013981 | 0.00013129 | 0.00013573 | 0.00014256 | 0.00013221 | 0.00014027 | 0.00012696 | 0.00014042 | 0.00014178 | 0.00012665 | 0.00012804 | 0.00013553 | 0.00013242 | 0.00014032 | 0.00014202 | 0.00013399 | 0.00012812 | 0.00013864 | 0.00012892 | 0.00012997 | 0.00013951 | 0.00012824 | 0.00013862 | 0.0001398 | 0.00012752 | 0.0001252 | 0.00013475 | 0.00014089 | 0.00013116 | 0.00013506 | 0.00013593 | 0.00012628 | 0.00013525 | 0.00013515 | 0.00012707 | 0.00013294 | 0.00013453 | 0.00013797 | 0.00012874 | 0.00013161 | 0.00012996 | 0.00014282 | 0.00013009 | 0.0001307 | 0.00013191 | 0.00013421 | 0.00013744 | 0.00013869 | 0.0001418 | 0.00014036 | 0.00012622 | 0.00013996 | 0.0001254 | 0.00013774 | 0.00014181 | 0.0001296 | 0.00013088 | 0.00014275 | 0.0001357 | 0.0001328 | 0.00014089 | 0.00013205 | 0.00012904 | 0.00013892 | 0.00013611 | 0.0001256 | 0.0001258 | 0.00012534 | 0.00013121 | 0.00012946 | 0.00012954 | 0.00013628 | 0.00013237 | 0.00013195 | 0.00013736 | 0.00012815 | 0.00013556 | 0.00013365 | 0.00013867 | 0.00012897 | 0.00013948 | 0.00012736 | 0.00013155 | 0.00013815 | 0.00012976 | 0.00013371 | 0.00013363 | 0.00013024 | 0.00013289 | 0.000136 | 0.00012665 | 0.00012732 | 0.00013427 | 0.00013766 | 0.00012817 | 0.0001266 | 0.00013804 | 0.00013824 | 0.00012845 | 0.00013094 | 0.00013622 | 0.00012625 | 0.00013928 | 0.000132 | 0.00013401 | 0.0001342 | 0.00013237 | 0.00012944 | 0.00013036 | 0.0001414 | 0.00013017 | 0.00013806 | 0.0001289 | 0.00014009 | 0.00012554 | 0.00014208 | 0.00013822 | 0.00013895 | 0.00013424 | 0.00013254 | 0.00013607 | 0.00013356 | 0.00012778 | 0.00012735 | 0.000134 | 0.00013843 | 0.0001329 | 0.00012698 | 0.00013991 | 0.00012693 | 0.0001352 | 0.00013283 | 0.00013045 | 0.00013427 | 0.00013077 | 0.00012745 | 0.00013298 | 0.00013706 | 0.00014011 | 0.00013838 | 0.0001395 | 0.00012549 | 0.00013056 | 0.00013645 | 0.00014154 | 0.0001364 | 0.00013349 | 0.0001342 | 0.00014139 | 0.00013047 | 0.00012906 | 0.00014294 | 0.00014162 | 0.00013097 | 0.00013179 | 0.00013624 | 0.00013238 | 0.00013721 | 0.0001372 | 0.00012501 | 0.00014271 | 0.00013246 | 0.00013687 | 0.00013509 | 0.00014228 | 0.00014071 | 0.00012567 | 0.00013516 | 0.0001306 | 0.00013997 | 0.00012961 | 0.00013156 | 0.00013541 | 0.00014003 | 0.00012768 | 0.00013918 | 0.00013131 | 0.00012824 | 0.00013506 | 0.00014001 | 0.00013172 | 0.00012656 | 0.0001309 | 0.00012511 | 0.00013206 | 0.00012697 | 0.0001312 | 0.00013915 | 0.00012885 | 0.00014167 | 0.00012664 | 0.00012958 | 0.00013128 | 0.00013222 | 0.00013755 | 0.00014148 | 0.0001418 | 0.00013431 | 0.00013251 | 0.00013645 | 0.00013119 | 0.0001426 | 0.0001356 | 0.00014275 | 0.00013902 | 0.00013242 | 0.00014067 | 0.00013525 | 0.00013208 | 0.00013956 | 0.0001365 | 0.00013504 | 0.00014175 | 0.00013855 | 0.00013799 | 0.00012665 | 0.00013672 | 0.00012873 | 0.0001295 | 0.00013128 | 0.00013826 | 0.00012714 | 0.00014164 | 0.00013795 | 0.00013372 | 0.00014108 | 0.00013741 | 0.00013751 | 0.00012828 | 0.00013574 | 0.00013401 | 0.00013239 | 0.00012541 | 0.0001356 | 0.00013915 | 0.00013473 | 0.00012616 | 0.00013342 | 0.0001389 | 0.00014074 | 0.00012674 | 0.00013005 | 0.00013993 | 0.00014114 | 0.000138 | 0.0001374 | 0.00012818 | 0.00013192 | 0.00012999 | 0.00013143 | 0.00014197 | 0.00012621 | 0.00013595 | 0.00013763 | 0.0001267 | 0.00013096 | 0.00012888 | 0.00014162 | 0.00013475 | 0.00012855 | 0.0001406 | 0.00013997 | 0.00014281 | 0.00013875 | 0.00013509 | 0.00012599 | 0.00013721 | 0.00013185 | 0.00013309 | 0.00013747 | 0.00012634 | 0.00012997 | 0.00013279 | 0.00012714 | 0.00012645 | 0.00014043 | 0.00013594 | 0.00013902 | 0.00013646 | 0.00013823 | 0.00012785 | 0.00012871 | 0.00014011 | 0.00014124 | 0.00013139 | 0.00013742 | 0.00013229 | 0.00013867 | 0.00013542 | 0.00013743 | 0.000141 | 0.00012619 | 0.00013332 | 0.00014088 | 0.00013286 | 0.00013117 | 0.00014005 | 0.0001294 | 0.00013961 | 0.00012722 | 0.00012764 | 0.00013659 | 0.00013526 | 0.00013126 | 0.00014239 | 0.00013735 | 0.00014054 | 0.00013855 | 0.00013066 | 0.00013561 | 0.00012616 | 0.00014181 | 0.00014281 | 0.00014067 | 0.00013959 | 0.00013525 | 0.00014078 | 0.00013651 | 0.0001395 | 0.00012901 | 0.00012581 | 0.00013885 | 0.0001277 | 0.00014059 | 0.00013006 | 0.00013717 | 0.00013767 | 0.00012546 | 0.00014238 | 0.00013151 | 0.00014036 | 0.00012707 | 0.00013871 | 0.00012515 | 0.00013387 | 0.00013951 | 0.00012907 | 0.00012756 | 0.00013267 | 0.00012959 | 0.00012673 | 0.00012877 | 0.00013117 | 0.00012904 | 0.00013801 | 0.00013437 | 0.0001409 | 0.00013361 | 0.00013995 | 0.00012828 | 0.00012863 | 0.00013096 | 0.00013692 | 0.00014111 | 0.00013962 | 0.00013849 | 0.00012749 | 0.0001263 | 0.00013486 | 0.00013551 | 0.00013387 | 0.00013051 | 0.0001332 | 0.00013594 | 0.00013298 | 0.00013697 | 0.00013444 | 0.00013647 | 0.00013407 | 0.00013092 | 0.00013725 | 0.00013033 | 0.0001376 | 0.00014129 | 0.00013917 | 0.00013404 | 0.00013684 | 0.00012915 | 0.0001318 | 0.00012664 | 0.00014285 | 0.00013229 | 0.00012927 | 0.00012986 | 0.00013928 | 0.00013501 | 0.00014073 | 0.00013656 | 0.00014073 | 0.00013118 | 0.00014268 | 0.00012799 | 0.0001297 | 0.0001397 | 0.0001336 | 0.00013942 | 0.00012887 | 0.00013786 | 0.0001407 | 0.0001336 | 0.00012803 | 0.00014061 | 0.00014154 | 0.00013183 | 0.00013214 | 0.00014102 | 0.00012628 | 0.0001384 | 0.00013618 | 0.00012518 | 0.00013407 | 0.000132 | 0.00014142 | 0.00012979 | 0.00013403 | 0.00012565 | 0.0001345 | 0.00013894 | 0.0001329 | 0.00013378 | 0.00013583 | 0.00014219 | 0.00013162 | 0.00013618 | 0.00014266 | 0.00013342 | 0.00013121 | 0.00013133 | 0.0001373 | 0.00014095 | 0.00014059 | 0.0001303 | 0.00013598 | 0.00013328 | 0.00012702 | 0.00012516 | 0.00013515 | 0.00013332 | 0.00013269 | 0.00013584 | 0.00012922 | 0.00012976 | 0.00013312 | 0.00013328 | 0.00013135 | 0.00013288 | 0.00013224 | 0.00012835 | 0.00012651 | 0.0001293 | 0.00012728 | 0.00013067 | 0.00013847 | 0.00014263 | 0.00013995 | 0.00014197 | 0.00013252 | 0.00012665 | 0.0001282 | 0.00013692 | 0.00012863 | 0.00013568 | 0.00014052 | 0.00014079 | 0.0001354 | 0.00013072 | 0.00012737 | 0.00014159 | 0.00012668 | 0.00012936 | 0.00013418 | 0.00013331 | 0.00013228 | 0.00013116 | 0.00012693 | 0.0001299 | 0.00013286 | 0.00014267 | 0.00013655 | 0.00013471 | 0.00014294 | 0.00013637 | 0.00013346 | 0.00013962 | 0.00012981 | 0.00012967 | 0.00013183 | 0.00012848 | 0.00013988 | 0.00012571 | 0.0001331 | 0.00012872 | 0.00012582 | 0.00012512 | 0.00014125 | 0.00014024 | 0.00014146 | 0.00012968 | 0.00014284 | 0.00014096 | 0.00012835 | 0.00013929 | 0.00013207 | 0.00013616 | 0.00013873 | 0.00012648 | 0.00012518 | 0.00014224 | 0.00014279 | 0.00012671 | 0.00012686 | 0.00013091 | 0.00012514 | 0.00013973 | 0.00013188 | 0.00012924 | 0.00013809 | 0.0001385 | 0.00012872 | 0.00014293 | 0.00014138 | 0.0001416 | 0.00014207 | 0.00012906 | 0.00013875 | 0.00012802 | 0.00012532 | 0.00013835 | 0.00012855 | 0.00012506 | 0.00013117 | 0.00013082 | 0.00013683 | 0.00014117 | 0.00013453 | 0.00013376 | 0.00012606 | 0.00013975 | 0.00013512 | 0.00013447 | 0.00012768 | 0.00013867 | 0.00013445 | 0.00013984 | 0.00012775 | 0.00012867 | 0.00013238 | 0.00013358 | 0.00014166 | 0.00012872 | 0.00013615 | 0.00014103 | 0.00012629 | 0.00014078 | 0.00013549 | 0.00014199 | 0.00013006 | 0.00013784 | 0.00012816 | 0.00012745 | 0.00013787 | 0.00014098 | 0.00014146 | 0.00012618 | 0.00014285 | 0.00012589 | 0.00014068 | 0.00014054 | 0.0001334 | 0.00013001 | 0.00013178 | 0.00012618 | 0.00013076 | 0.00014242 | 0.00014261 | 0.0001284 | 0.00012568 | 0.00013669 | 0.00014273 | 0.0001293 | 0.00012824 | 0.00012755 | 0.00012587 | 0.00013597 | 0.00013306 | 0.00013382 | 0.00013444 | 0.00013935 | 0.00013442 | 0.00014222 | 0.00012595 | 0.000135 | 0.00014176 | 0.00014214 | 0.00013988 | 0.00013868 | 0.00012806 | 0.00013994 | 0.00013823 | 0.00013178 | 0.00012534 | 0.00012584 | 0.00013764 | 0.00014165 | 0.00013375 | 0.00013796 | 0.00012886 | 0.00013111 | 0.00013245 | 0.00014232 | 0.00013203 | 0.00014208 | 0.0001313 | 0.00012729 | 0.00013603 | 0.00013279 | 0.00014047 | 0.00014187 | 0.00013927 | 0.00013464 | 0.00013508 | 0.00013097 | 0.00013784 | 0.00013228 | 0.00013633 | 0.00012836 | 0.00013911 | 0.00014297 | 0.00013283 | 0.00013872 | 0.00012703 | 0.00012861 | 0.00012678 | 0.00013096 | 0.00012558 | 0.00014186 | 0.00014146 | 0.00012796 | 0.00013638 | 0.00012573 | 0.00014273 | 0.00013991 | 0.00012879 | 0.00013474 | 0.00012728 | 0.00013548 | 0.00013391 | 0.00012777 | 0.00013757 | 0.00013642 | 0.00013019 | 0.00013323 | 0.00013045 | 0.00013939 | 0.00012821 | 0.00013511 | 0.00014125 | 0.00013311 | 0.00012609 | 0.00013693 | 0.00014042 | 0.00013893 | 0.0001387 | 0.00012976 | 0.00013085 | 0.0001287 | 0.00012787 | 0.00013292 | 0.00013377 | 0.00013886 | 0.00013016 | 0.00012607 | 0.00012908 | 0.00014047 | 0.00013852 | 0.00012685 | 0.00012917 | 0.00013097 | 0.00013358 | 0.00013615 | 0.0001424 | 0.00012543 | 0.00012962 | 0.00012818 | 0.00013755 | 0.00012585 | 0.00014137 | 0.0001379 | 0.00013867 | 0.00012509 | 0.00014241 | 0.00012931 | 0.0001411 | 0.00012964 | 0.00013714 | 0.00012961 | 0.00014155 | 0.00013411 | 0.00014175 | 0.00013924 | 0.00012758 | 0.00013779 | 0.00013067 | 0.00013496 | 0.00013422 | 0.00013526 | 0.00012857 | 0.00014162 | 0.00013933 | 0.00013746 | 0.00013678 | 0.00012714 | 0.00014095 | 0.00012974 | 0.00013428 | 0.00013167 | 0.00012649 | 0.00012569 | 0.00012689 | 0.00013088 | 0.00013163 | 0.00013042 | 0.00012697 | 0.00013213 | 0.00013262 | 0.00013924 | 0.00013633 | 0.00012635 | 0.00014037 | 0.00014246 | 0.00013489 | 0.00013689 | 0.00013324 | 0.00012606 | 0.00014057 | 0.00013105 | 0.00013314 | 0.00013971 | 0.00013662 | 0.00013894 | 0.00014057 | 0.00012967 | 0.00013709 | 0.0001261 | 0.00012624 | 0.00012685 | 0.00013812 | 0.0001363 | 0.00014122 | 0.00013855 | 0.00013866 | 0.0001251 | 0.00012561 | 0.00012952 | 0.00013509 | 0.00013028 | 0.0001373 | 0.00013388 | 0.00013481 | 0.00012975 | 0.0001378 | 0.00013375 | 0.00013433 | 0.00014085 | 0.00013715 | 0.00012632 | 0.00014247 | 0.00012907 | 0.00013765 | 0.000127 | 0.00013949 | 0.00013645 | 0.00013755 | 0.00012813 | 0.00013609 | 0.00013788 | 0.0001305 | 0.00014191 | 0.00014073 | 0.00013108 | 0.00014004 | 0.00013527 | 0.00012664 | 0.00012868 | 0.00014148 | 0.00012628 | 0.00012643 | 0.00013844 | 0.00012909 | 0.00013009 | 0.00013753 | 0.00013356 | 0.0001406 | 0.00012805 | 0.00013752 | 0.00012512 | 0.00013571 | 0.00012621 | 0.00013116 | 0.00013821 | 0.00013293 | 0.00012998 | 0.00012627 | 0.00013223 | 0.00013858 | 0.00013319 | 0.00013284 | 0.00013553 | 0.00014248 | 0.00013179 | 0.00013393 | 0.00013223 | 0.00014238 | 0.00014245 | 0.00012971 | 0.00013918 | 0.00013138 | 0.00012596 | 0.00013486 | 0.00013031 | 0.00013695 | 0.00013356 | 0.00014224 | 0.00013082 | 0.00013693 | 0.00013101 | 0.00012612 | 0.00013532 | 0.00013895 | 0.00014161 | 0.00013153 | 0.00013955 | 0.00013099 | 0.00013335 | 0.000133 | 0.00013111 | 0.00013902 | 0.00014233 | 0.00014 | 0.00013413 | 0.00013549 | 0.00013423 | 0.0001407 | 0.00012656 | 0.00013878 | 0.00014243 | 0.00012625 | 0.00012905 | 0.00014169 | 0.00012848 | 0.00013733 | 0.00014056 | 0.00012546 | 0.00014158 | 0.00013558 | 0.00012946 | 0.00013568 | 0.00014063 | 0.00012622 | 0.0001373 | 0.00013191 | 0.00013614 | 0.00014153 | 0.00013807 | 0.00014046 | 0.00012714 | 0.00012654 | 0.00013173 | 0.0001306 | 0.0001405 | 0.00012772 | 0.0001389 | 0.0001317 | 0.00012561 | 0.00012935 | 0.0001327 | 0.00013651 | 0.00013763 | 0.00013352 | 0.00013706 | 0.00012537 | 0.000143 | 0.00013132 | 0.00013409 | 0.00013268 | 0.00013448 | 0.00014107 | 0.00012912 | 0.00013733 | 0.00012704 | 0.00013171 | 0.00014015 | 0.00013523 | 0.00013834 | 0.0001295 | 0.00013597 | 0.00013142 | 0.00013518 | 0.00014121 | 0.00013569 | 0.0001428 | 0.00013422 | 0.00013243 | 0.00014027 | 0.00013975 | 0.00014038 | 0.00013785 | 0.0001421 | 0.00013303 | 0.00013563 | 0.00013819 | 0.0001382 | 0.00012922 | 0.00012564 | 0.00013701 | 0.00014038 | 0.0001268 | 0.00013194 | 0.00012852 | 0.00013569 | 0.0001308 | 0.00013613 | 0.00014069 | 0.0001306 | 0.00013716 | 0.00013057 | 0.00012718 | 0.00012696 | 0.00014095 | 0.00013389 | 0.00012608 | 0.00013838 | 0.00013953 | 0.0001399 | 0.0001329 | 0.00014089 | 0.00012732 | 0.00013265 | 0.00012638 | 0.00013265 | 0.00014049 | 0.00013977 | 0.00013348 | 0.0001312 | 0.00013694 | 0.00013049 | 0.00012556 | 0.00013305 | 0.00012783 | 0.00013864 | 0.00013615 | 0.00012505 | 0.00013793 | 0.00013765 | 0.00014085 | 0.00012791 | 0.00013424 | 0.00014243 | 0.00013509 | 0.00012918 | 0.00013758 | 0.00013771 | 0.00013568 | 0.00013507 | 0.0001402 | 0.00012941 | 0.00012683 | 0.00014223 | 0.00013717 | 0.000131 | 0.00013376 | 0.00013608 | 0.00013332 | 0.00012956 | 0.00013935 | 0.00014203 | 0.00013713 | 0.00014234 | 0.0001421 | 0.00014132 | 0.00013358 | 0.00014199 | 0.00013411 | 0.00012592 | 0.00013506 | 0.00012681 | 0.00014122 | 0.00012969 | 0.00012999 | 0.00013476 | 0.00013221 | 0.00014087 | 0.00013336 | 0.00013178 | 0.00014228 | 0.00013967 | 0.00012626 | 0.00013854 | 0.00012879 | 0.00014138 | 0.00013437 | 0.00014034 | 0.00012697 | 0.000143 | 0.00013377 | 0.00012725 | 0.00013791 | 0.00013233 | 0.0001302 | 0.0001427 | 0.00013483 | 0.00013504 | 0.00013718 | 0.00012514 | 0.00012825 | 0.0001355 | 0.00012742 | 0.00013209 | 0.00013826 | 0.000125 | 0.00013358 | 0.00013839 | 0.00014176 | 0.00013537 | 0.00013617 | 0.00013687 | 0.00013932 | 0.0001291 | 0.00014242 | 0.00013652 | 0.00012662 | 0.00013361 | 0.00013958 | 0.00012634 | 0.00014277 | 0.00012678 | 0.00014122 | 0.00012629 | 0.00012727 | 0.0001257 | 0.00013342 | 0.00013216 | 0.00013317 | 0.00013857 | 0.00012719 | 0.00012881 | 0.00014185 | 0.00012743 | 0.00013757 | 0.00014252 | 0.00013853 | 0.0001267 | 0.00012717 | 0.00013137 | 0.00013429 | 0.00013088 | 0.00013812 | 0.00013689 | 0.00013262 | 0.00014247 | 0.00013957 | 0.00014254 | 0.00013204 | 0.00014102 | 0.0001326 | 0.00012731 | 0.00013789 | 0.00014263 | 0.00013693 | 0.00012822 | 0.00014244 | 0.00014228 | 0.00014193 | 0.00013557 | 0.00014237 | 0.00014293 | 0.000134 | 0.00014054 | 0.00012564 | 0.00013237 | 0.00013162 | 0.00013496 | 0.00014158 | 0.00012999 | 0.00013977 | 0.00012812 | 0.00013349 | 0.00012702 | 0.00012552 | 0.00013678 | 0.00013438 | 0.00013688 | 0.00013583 | 0.00012838 | 0.00013753 | 0.00012519 | 0.00013847 | 0.00012867 | 0.0001358 | 0.00013445 | 0.00013561 | 0.0001315 | 0.00013607 | 0.00013087 | 0.00013327 | 0.0001345 | 0.00012807 | 0.00012602 | 0.00014254 | 0.00014246 | 0.00013848 | 0.00014296 | 0.00014281 | 0.00013395 | 0.00013572 | 0.00012698 | 0.00013799 | 0.00014022 | 0.00014294 | 0.00014292 | 0.00012669 | 0.0001417 | 0.00013713 | 0.00013421 | 0.00013111 | 0.0001318 | 0.00013133 | 0.00014272 | 0.00012992 | 0.00013372 | 0.00013354 | 0.0001429 | 0.00013043 | 0.00012813 | 0.00014279 | 0.00013577 | 0.00013247 | 0.00013755 | 0.00012513 | 0.00013479 | 0.00013723 | 0.0001423 | 0.00014044 | 0.00013557 | 0.00013752 | 0.00013775 | 0.00013973 | 0.00013615 | 0.00013034 | 0.00012648 | 0.00013862 | 0.00013265 | 0.00012817 | 0.00013673 | 0.00013663 | 0.0001383 | 0.00013141 | 0.00012697 | 0.00012568 | 0.00013087 | 0.00013923 | 0.00013848 | 0.00012916 | 0.00013134 | 0.00012913 | 0.00013509 | 0.00012516 | 0.00014103 | 0.00013561 | 0.00014144 | 0.00012662 | 0.00013643 | 0.00013929 | 0.0001317 | 0.00013134 | 0.00013502 | 0.00012724 | 0.00012689 | 0.00014239 | 0.00013973 | 0.00012631 | 0.00013639 | 0.00013863 | 0.00013694 | 0.0001296 | 0.00013966 | 0.00012549 | 0.00013045 | 0.00014132 | 0.0001408 | 0.00013257 | 0.00012706 | 0.00013747 | 0.00014218 | 0.00013893 | 0.0001422 | 0.0001299 | 0.00012924 | 0.00014098 | 0.00012987 | 0.00014296 | 0.0001339 | 0.00014106 | 0.00014202 | 0.00013171 | 0.00013083 | 0.00013954 | 0.00012769 | 0.00012679 | 0.00013713 | 0.00013601 | 0.00013523 | 0.00013671 | 0.00013206 | 0.00013214 | 0.00013808 | 0.0001316 | 0.00013047 | 0.00012625 | 0.00014015 | 0.00014234 | 0.00014054 | 0.00014058 | 0.00013236 | 0.00012959 | 0.00014276 | 0.0001268 | 0.00013079 | 0.000128 | 0.00013635 | 0.0001351 | 0.00014161 | 0.00014258 | 0.00013661 | 0.00013986 | 0.00012749 | 0.00014155 | 0.00012735 | 0.00013834 | 0.0001303 | 0.00014158 | 0.0001316 | 0.00013965 | 0.00013711 | 0.00013504 | 0.00014079 | 0.00012568 | 0.00013298 | 0.000129 | 0.00012539 | 0.00012939 | 0.00013706 | 0.00014245 | 0.00013193 | 0.00012699 | 0.00013154 | 0.00013969 | 0.000141 | 0.00012668 | 0.0001409 | 0.00013944 | 0.00012901 | 0.00012992 | 0.00013809 | 0.00013597 | 0.00013457 | 0.00013689 | 0.00013364 | 0.00012523 | 0.00012885 | 0.00012847 | 0.00013133 | 0.00013787 | 0.00013087 | 0.00013107 | 0.00014225 | 0.00012841 | 0.0001373 | 0.00013616 | 0.00014144 | 0.00014166 | 0.00013367 | 0.00013426 | 0.00012904 | 0.00013221 | 0.00013961 | 0.00012912 | 0.00013522 | 0.00013021 | 0.00013942 | 0.00014181 | 0.00013975 | 0.00013987 | 0.00013806 | 0.00013336 | 0.00013148 | 0.00012668 | 0.0001397 | 0.0001418 | 0.00014214 | 0.00013504 | 0.00012917 | 0.00013911 | 0.00013252 | 0.00012578 | 0.00013524 | 0.00013143 | 0.00012756 | 0.00014223 | 0.00013401 | 0.00013808 | 0.00013087 | 0.000134 | 0.00013325 | 0.00014217 | 0.0001263 | 0.00014254 | 0.00013075 | 0.00013911 | 0.00012728 | 0.00013063 | 0.00013576 | 0.00013297 | 0.00012671 | 0.00012679 | 0.00013489 | 0.00014187 | 0.00014093 | 0.00012524 | 0.00012978 | 0.00013167 | 0.00013053 | 0.00013077 | 0.00013496 | 0.00012559 | 0.00013876 | 0.00013678 | 0.00013351 | 0.00013749 | 0.00012716 | 0.0001321 | 0.00013169 | 0.00013624 | 0.0001339 | 0.0001326 | 0.00014015 | 0.0001297 | 0.00014199 | 0.00013425 | 0.00014064 | 0.00014144 | 0.00012702 | 0.0001423 | 0.00014149 | 0.00013279 | 0.00014098 | 0.0001348 | 0.00012591 | 0.00013128 | 0.00013248 | 0.0001351 | 0.00012852 | 0.00012598 | 0.00012517 | 0.00014179 | 0.00012544 | 0.00013361 | 0.00013731 | 0.00013178 | 0.00012776 | 0.00014171 | 0.00014122 | 0.00013619 | 0.00013922 | 0.00013157 | 0.00012774 | 0.00012787 | 0.00013304 | 0.00013599 | 0.00012593 | 0.00013503 | 0.00012991 | 0.00013603 | 0.00014246 | 0.00013952 | 0.0001256 | 0.00013502 | 0.00013298 | 0.0001393 | 0.00013236 | 0.00013751 | 0.00012504 | 0.00013694 | 0.0001381 | 0.00013275 | 0.00013879 | 0.00013652 | 0.00012862 | 0.00014093 | 0.00014082 | 0.00014028 | 0.00013884 | 0.00012986 | 0.0001371 | 0.00013151 | 0.00014079 | 0.00013935 | 0.00014146 | 0.00013995 | 0.00013341 | 0.000136 | 0.00012511 | 0.00013399 | 0.00013975 | 0.00012539 | 0.00013027 | 0.00013245 | 0.00013966 | 0.0001351 | 0.00014039 | 0.00012809 | 0.00013891 | 0.00014176 | 0.00014262 | 0.00013374 | 0.00014259 | 0.00013806 | 0.00012548 | 0.00013042 | 0.00013095 | 0.00013066 | 0.00013231 | 0.00013756 | 0.00013958 | 0.00014245 | 0.00013704 | 0.00013455 | 0.00013873 | 0.00012816 | 0.00013867 | 0.00012615 | 0.00013583 | 0.00013844 | 0.00013096 | 0.00012546 | 0.00012682 | 0.0001398 | 0.00014273 | 0.00012889 | 0.00013454 | 0.000139 | 0.00013698 | 0.00012975 | 0.00013778 | 0.00013796 | 0.00013643 | 0.00012628 | 0.00013746 | 0.00013426 | 0.00013543 | 0.00013844 | 0.00013437 | 0.0001319 | 0.00013422 | 0.00013649 | 0.00013661 | 0.00012795 | 0.00014046 | 0.00014269 | 0.00012898 | 0.00013365 | 0.00013803 | 0.00012585 | 0.00013686 | 0.00014164 | 0.00014229 | 0.00013689 | 0.0001352 | 0.00012639 | 0.00012959 | 0.00012548 | 0.0001356 | 0.00014221 | 0.00012914 | 0.00013362 | 0.00012609 | 0.00013291 | 0.0001252 | 0.00013293 | 0.00013199 | 0.00013175 | 0.00012647 | 0.00013868 | 0.00013739 | 0.0001398 | 0.00012872 | 0.00014005 | 0.00013812 | 0.00013705 | 0.00013971 | 0.00013749 | 0.00012615 | 0.00012684 | 0.00013953 | 0.00013833 | 0.0001413 | 0.00014223 | 0.00014072 | 0.00012581 | 0.00012527 | 0.00013867 | 0.00013277 | 0.00014275 | 0.00013377 | 0.00013284 | 0.00013151 | 0.00013089 | 0.00013275 | 0.00013601 | 0.00013941 | 0.0001302 | 0.00012963 | 0.00012506 | 0.00014237 | 0.00012771 | 0.00013878 | 0.00013636 | 0.00013909 | 0.00013912 | 0.00013455 | 0.00014122 | 0.00013151 | 0.00013262 | 0.00013517 | 0.00013916 | 0.00013882 | 0.00013119 | 0.00013947 | 0.00014117 | 0.00013373 | 0.00013605 | 0.00012895 | 0.00013503 | 0.00013331 | 0.00014179 | 0.00012542 | 0.00012819 | 0.00013683 | 0.00013546 | 0.00013303 | 0.00013896 | 0.00014057 | 0.00013224 | 0.00013985 | 0.00014078 | 0.00013731 | 0.00013858 | 0.00013237 | 0.00012628 | 0.00014161 | 0.00012731 | 0.00013733 | 0.00014215 | 0.00013992 | 0.00013535 | 0.00013245 | 0.00012897 | 0.00012825 | 0.00014122 | 0.00013234 | 0.00013433 | 0.00012925 | 0.00014168 | 0.00013493 | 0.0001394 | 0.00013558 | 0.00013725 | 0.00013592 | 0.00014275 | 0.00012949 | 0.00012886 | 0.00014246 | 0.00013969 | 0.00013925 | 0.00012964 | 0.00014009 | 0.00013897 | 0.00014034 | 0.00012522 | 0.00013946 | 0.00012777 | 0.00012631 | 0.00014169 | 0.00013155 | 0.00013904 | 0.00013358 | 0.00013974 | 0.00013955 | 0.00013803 | 0.00013428 | 0.00014106 | 0.00014125 | 0.00013966 | 0.00012753 | 0.00013777 | 0.00013996 | 0.0001262 | 0.00013916 | 0.0001333 | 0.00014058 | 0.00013973 | 0.00012948 | 0.00012903 | 0.00013828 | 0.0001348 | 0.00014121 | 0.0001299 | 0.00013 | 0.00013928 | 0.00013291 | 0.0001401 | 0.00013799 | 0.0001409 | 0.00013403 | 0.00013375 | 0.00013063 | 0.00013051 | 0.00012555 | 0.00013819 | 0.00014086 | 0.00013541 | 0.00013533 | 0.00013748 | 0.00013122 | 0.00013522 | 0.00013518 | 0.00013627 | 0.00012914 | 0.00013229 | 0.00014099 | 0.00013037 | 0.00014012 | 0.00012615 | 0.00012575 | 0.0001313 | 0.00014221 | 0.00013262 | 0.00013704 | 0.00013751 | 0.00013788 | 0.0001356 | 0.00013894 | 0.00013025 | 0.00013157 | 0.00013228 | 0.00013621 | 0.00014128 | 0.00012806 | 0.00013595 | 0.00013886 | 0.0001275 | 0.00012909 | 0.00012951 | 0.00013954 | 0.00013156 | 0.00013593 | 0.00012615 | 0.0001371 | 0.00013418 | 0.00013311 | 0.00013869 | 0.00013146 | 0.00013976 | 0.00013712 | 0.00014053 | 0.00013013 | 0.00013439 | 0.00014153 | 0.00013884 | 0.00012559 | 0.00012879 | 0.00012666 | 0.00013904 | 0.0001346 | 0.0001429 | 0.0001413 | 0.00013358 | 0.00013053 | 0.00013034 | 0.00014002 | 0.00013299 | 0.00012926 | 0.00012777 | 0.00014207 | 0.00012892 | 0.00013535 | 0.00013979 | 0.00013153 | 0.00013755 | 0.00013626 | 0.00013788 | 0.00013051 | 0.0001334 | 0.00013463 | 0.00014279 | 0.00013448 | 0.00014177 | 0.00013923 | 0.00013813 | 0.00013529 | 0.00013389 | 0.0001337 | 0.0001301 | 0.00013466 | 0.00013874 | 0.0001291 | 0.00013721 | 0.00013822 | 0.0001296 | 0.00013196 | 0.00014149 | 0.00014151 | 0.00013295 | 0.00013956 | 0.00013716 | 0.00012747 | 0.00013521 | 0.00012554 | 0.00013302 | 0.00013277 | 0.00012815 | 0.00013364 | 0.00014084 | 0.00012803 | 0.00012826 | 0.00013936 | 0.00013104 | 0.00012631 | 0.00013531 | 0.0001417 | 0.00013489 | 0.00013173 | 0.00013645 | 0.00014222 | 0.00013634 | 0.00013268 | 0.00014083 | 0.00012915 | 0.00014005 | 0.00012945 | 0.00013705 | 0.0001329 | 0.00012876 | 0.00012581 | 0.00012966 | 0.0001379 | 0.00012667 | 0.00014074 | 0.00012622 | 0.00013821 | 0.00012706 | 0.00014039 | 0.00012984 | 0.00014221 | 0.00013163 | 0.00013577 | 0.00013748 | 0.00013068 | 0.00014172 | 0.00013853 | 0.00012632 | 0.00013346 | 0.00013917 | 0.00013986 | 0.00012924 | 0.00012637 | 0.00013461 | 0.00012799 | 0.00013725 | 0.00012999 | 0.00013842 | 0.00012827 | 0.0001417 | 0.00014263 | 0.00012547 | 0.00013982 | 0.0001342 | 0.00012959 | 0.00013418 | 0.0001328 | 0.00012813 | 0.00012899 | 0.00013995 | 0.00013893 | 0.00013321 | 0.00013399 | 0.00013309 | 0.00013226 | 0.00014035 | 0.00013529 | 0.00012868 | 0.00014079 | 0.00013647 | 0.00012664 | 0.00013577 | 0.00014065 | 0.00013228 | 0.00014052 | 0.00013932 | 0.00013785 | 0.00013249 | 0.00014176 | 0.00013895 | 0.00013356 | 0.00013087 | 0.00014221 | 0.00012734 | 0.00013277 | 0.00012999 | 0.00013172 | 0.00012717 | 0.00014095 | 0.00013276 | 0.00013124 | 0.00013443 | 0.00014194 | 0.00013599 | 0.00013552 | 0.00013534 | 0.00014093 | 0.00013968 | 0.00013367 | 0.00013046 | 0.00013826 | 0.00012627 | 0.00013859 | 0.00012901 | 0.00013709 | 0.00013887 | 0.00012799 | 0.0001385 | 0.00014271 | 0.00013285 | 0.00013267 | 0.00013903 | 0.00013696 | 0.00012731 | 0.00013037 | 0.00013369 | 0.00014132 | 0.00013837 | 0.00013585 | 0.00014278 | 0.00014028 | 0.00014236 | 0.0001309 | 0.00012761 | 0.00012944 | 0.00014048 | 0.00012599 | 0.00013369 | 0.00013685 | 0.00013852 | 0.00013751 | 0.00012945 | 0.00013332 | 0.00012605 | 0.00012645 | 0.00012714 | 0.00012507 | 0.00013632 | 0.00012754 | 0.00012675 | 0.00014184 | 0.00014038 | 0.00012809 | 0.00014278 | 0.00013244 | 0.00012742 | 0.00013938 | 0.00014121 | 0.00013826 | 0.00012569 | 0.00012652 | 0.0001287 | 0.00013762 | 0.00013512 | 0.00013717 | 0.00012981 | 0.00013255 | 0.00013618 | 0.00013753 | 0.00014019 | 0.00014186 | 0.0001419 | 0.00012955 | 0.00014028 | 0.00013671 | 0.00013136 | 0.00013453 | 0.00012605 | 0.00013152 | 0.00014273 | 0.0001361 | 0.00013949 | 0.00013582 | 0.00012981 | 0.00013662 | 0.00013999 | 0.00014086 | 0.00013126 | 0.00012976 | 0.00012982 | 0.00013911 | 0.0001394 | 0.00014136 | 0.00013672 | 0.00013688 | 0.00014074 | 0.0001284 | 0.00013944 | 0.00012541 | 0.00013293 | 0.00012697 | 0.00012881 | 0.00013296 | 0.00012615 | 0.00012615 | 0.00013021 | 0.00013005 | 0.00012609 | 0.00013559 | 0.00012676 | 0.00012623 | 0.00014175 | 0.00014063 | 0.00013708 | 0.00013292 | 0.00012909 | 0.00012813 | 0.00013096 | 0.00012694 | 0.00013316 | 0.00013478 | 0.00014238 | 0.00012541 | 0.00013236 | 0.00012682 | 0.00012849 | 0.00013427 | 0.00013576 | 0.00014138 | 0.00013092 | 0.00013559 | 0.00013723 | 0.00014134 | 0.00012784 | 0.00012946 | 0.00012564 | 0.00014039 | 0.00013283 | 0.00014083 | 0.00012738 | 0.00013563 | 0.00013337 | 0.0001386 | 0.00012512 | 0.00012579 | 0.00012848 | 0.00012989 | 0.00013183 | 0.00014053 | 0.00013831 | 0.00013719 | 0.00013549 | 0.00012549 | 0.00012824 | 0.00012967 | 0.00013766 | 0.0001419 | 0.00012756 | 0.00013823 | 0.0001384 | 0.00012856 | 0.00013755 | 0.00012841 | 0.00013094 | 0.00014148 | 0.0001344 | 0.00013741 | 0.00013814 | 0.00013568 | 0.00013794 | 0.00012986 | 0.00012858 | 0.00014071 | 0.00012854 | 0.00013856 | 0.00013171 | 0.00013393 | 0.00013502 | 0.00013855 | 0.00012995 | 0.00013378 | 0.00012799 | 0.00013794 | 0.00013548 | 0.00013524 | 0.00013241 | 0.00012862 | 0.00013404 | 0.00014006 | 0.0001337 | 0.00012757 | 0.00013201 | 0.00013379 | 0.00012868 | 0.00013012 | 0.00013996 | 0.00014246 | 0.00013632 | 0.00013151 | 0.00013192 | 0.00012561 | 0.00013642 | 0.00013674 | 0.0001254 | 0.00012787 | 0.00013544 | 0.00012774 | 0.00012862 | 0.00014096 | 0.00012805 | 0.00012768 | 0.00013364 | 0.00013048 | 0.00012653 | 0.00014176 | 0.00012764 | 0.00013196 | 0.00013803 | 0.0001259 | 0.00014189 | 0.00014212 | 0.00013964 | 0.00013811 | 0.00014121 | 0.00014279 | 0.00013251 | 0.00013149 | 0.00013889 | 0.0001267 | 0.00012665 | 0.00013686 | 0.00014209 | 0.00013424 | 0.00013979 | 0.0001373 | 0.00013816 | 0.00013726 | 0.00013962 | 0.00013075 | 0.00013735 | 0.00013205 | 0.00014117 | 0.00013725 | 0.00012603 | 0.00014078 | 0.00013625 | 0.00012843 | 0.00012613 | 0.00013597 | 0.00013787 | 0.00013638 | 0.00013111 | 0.00014255 | 0.00013083 | 0.00013357 | 0.00012883 | 0.00013576 | 0.00012618 | 0.00014296 | 0.00013153 | 0.00012546 | 0.00013936 | 0.00013988 | 0.00014198 | 0.00012981 | 0.0001396 | 0.0001345 | 0.00012983 | 0.00012787 | 0.00012806 | 0.00013543 | 0.00012776 | 0.00012634 | 0.00012863 | 0.00012706 | 0.00013935 | 0.00013803 | 0.00013448 | 0.00014208 | 0.00013745 | 0.00012906 | 0.00012896 | 0.00013754 | 0.00013582 | 0.00013434 | 0.00014028 | 0.00014251 | 0.00013068 | 0.00013207 | 0.00013042 | 0.00013599 | 0.00013318 | 0.00013166 | 0.00013727 | 0.00013005 | 0.00013175 | 0.00013929 | 0.00013093 | 0.00014121 | 0.00013982 | 0.00013881 | 0.00013812 | 0.00013802 | 0.00013017 | 0.00012854 | 0.00013439 | 0.0001385 | 0.00012978 | 0.00013362 | 0.00013523 | 0.00012845 | 0.00013055 | 0.00013804 | 0.00012769 | 0.0001291 | 0.00013842 | 0.00013175 | 0.00013722 | 0.00013372 | 0.0001294 | 0.00012762 | 0.00013146 | 0.00012846 | 0.00012699 | 0.00012929 | 0.00013846 | 0.00012731 | 0.00012998 | 0.00013355 | 0.00013667 | 0.00012963 | 0.00012696 | 0.00013528 | 0.00013046 | 0.00012963 | 0.00013133 | 0.00012861 | 0.00012565 | 0.000128 | 0.0001348 | 0.0001289 | 0.00013139 | 0.00012948 | 0.00014 | 0.00014242 | 0.00012952 | 0.00013984 | 0.00013552 | 0.00012782 | 0.00013257 | 0.00013937 | 0.00014057 | 0.00013419 | 0.00013528 | 0.00014108 | 0.00014121 | 0.00014182 | 0.00014088 | 0.00012888 | 0.0001384 | 0.00014186 | 0.00014156 | 0.00013757 | 0.00012868 | 0.00014163 | 0.00012507 | 0.00013154 | 0.00013763 | 0.00012677 | 0.00012639 | 0.00013379 | 0.000143 | 0.00012885 | 0.00013345 | 0.00012692 | 0.00013538 | 0.00013753 | 0.00013607 | 0.00014009 | 0.00014185 | 0.00013865 | 0.00014097 | 0.00012904 | 0.0001285 | 0.00012691 | 0.00013279 | 0.00013103 | 0.00013236 | 0.00014163 | 0.00013848 | 0.0001415 | 0.00013057 | 0.00013708 | 0.00014153 | 0.0001304 | 0.0001276 | 0.00014278 | 0.00012907 | 0.0001362 | 0.00014044 | 0.00012737 | 0.00012673 | 0.00014247 | 0.00012839 | 0.00013532 | 0.00012642 | 0.00013829 | 0.00013732 | 0.00012708 | 0.00012539 | 0.00012573 | 0.00012909 | 0.00013102 | 0.00014205 | 0.00012718 | 0.00013997 | 0.00013194 | 0.00013868 | 0.00013119 | 0.00013582 | 0.00013803 | 0.00013596 | 0.00012911 | 0.00013266 | 0.00012627 | 0.00012898 | 0.00013228 | 0.00013121 | 0.00012527 | 0.00013836 | 0.00013441 | 0.00013888 | 0.00014087 | 0.00012583 | 0.00013491 | 0.00014249 | 0.00013669 | 0.00012677 | 0.00014082 | 0.00012898 | 0.00012826 | 0.00014035 | 0.00014117 | 0.00013023 | 0.00013254 | 0.00013111 | 0.00013211 | 0.00012888 | 0.00013431 | 0.00013684 | 0.00013799 | 0.00013208 | 0.00012746 | 0.00014226 | 0.00012745 | 0.00012633 | 0.00013571 | 0.00014138 | 0.00014172 | 0.00013181 | 0.00014111 | 0.00012827 | 0.00012755 | 0.00012755 | 0.0001305 | 0.00012914 | 0.0001414 | 0.00013057 | 0.00012721 | 0.00012584 | 0.00013718 | 0.00013014 | 0.0001387 | 0.00013584 | 0.00013991 | 0.0001283 | 0.00013132 | 0.00012951 | 0.00012547 | 0.00013469 | 0.0001322 | 0.00013406 | 0.00013074 | 0.00012891 | 0.00014086 | 0.00012796 | 0.00013087 | 0.00012522 | 0.0001387 | 0.00013753 | 0.00014131 | 0.00012623 | 0.00012675 | 0.00013918 | 0.00013286 | 0.0001306 | 0.00012644 | 0.00014186 | 0.00013788 | 0.00013447 | 0.00013531 | 0.00013713 | 0.00013668 | 0.00013042 | 0.00013276 | 0.00013913 | 0.000126 | 0.00013015 | 0.00013581 | 0.00013014 | 0.00013451 | 0.00013457 | 0.00013851 | 0.00013512 | 0.00013139 | 0.00013923 | 0.00014173 | 0.00013618 | 0.00013289 | 0.00013525 | 0.00013563 | 0.00012914 | 0.00013333 | 0.0001333 | 0.00013433 | 0.00013642 | 0.00014271 | 0.00012821 | 0.00012884 | 0.00014285 | 0.00014165 | 0.00012962 | 0.00013092 | 0.00013851 | 0.00014278 | 0.00012737 | 0.00013172 | 0.00012636 | 0.00013753 | 0.0001261 | 0.00012547 | 0.00013862 | 0.00012607 | 0.00013924 | 0.00013325 | 0.00014266 | 0.00013725 | 0.00012706 | 0.00012775 | 0.00013271 | 0.00013578 | 0.00013707 | 0.00012993 | 0.000137 | 0.0001317 | 0.00013423 | 0.00013343 | 0.00012901 | 0.00013601 | 0.00013439 | 0.00013474 | 0.00013728 | 0.00014227 | 0.00013529 | 0.00012641 | 0.00014023 | 0.00013528 | 0.00012871 | 0.00013517 | 0.00013104 | 0.00012766 | 0.00013201 | 0.00013748 | 0.0001303 | 0.00012878 | 0.0001325 | 0.00014048 | 0.0001325 | 0.000127 | 0.0001383 | 0.00013088 | 0.00012836 | 0.00013702 | 0.00012918 | 0.00013241 | 0.0001362 | 0.00013355 | 0.00013169 | 0.00012877 | 0.00013981 | 0.00013897 | 0.00013908 | 0.00013848 | 0.00013005 | 0.00012789 | 0.0001355 | 0.00014038 | 0.00014247 | 0.00013733 | 0.00012701 | 0.00012832 | 0.00013046 | 0.00013456 | 0.00013317 | 0.0001395 | 0.00012897 | 0.00012607 | 0.00013601 | 0.00014031 | 0.0001317 | 0.0001396 | 0.0001341 | 0.00013814 | 0.00013768 | 0.00013989 | 0.0001347 | 0.0001319 | 0.00014057 | 0.00013097 | 0.00013756 | 0.00013224 | 0.00013823 | 0.00014124 | 0.0001343 | 0.00014181 | 0.00013097 | 0.00013641 | 0.00012807 | 0.00012572 | 0.00012599 | 0.00013747 | 0.00012867 | 0.00013029 | 0.00012841 | 0.0001287 | 0.00013544 | 0.000133 | 0.00013137 | 0.00014051 | 0.00013287 | 0.00013175 | 0.00013532 | 0.00014105 | 0.00014264 | 0.00012993 | 0.0001274 | 0.00012935 | 0.0001345 | 0.00014006 | 0.00012923 | 0.00012532 | 0.00012868 | 0.00013682 | 0.00013797 | 0.00013295 | 0.00013239 | 0.00012973 | 0.00012742 | 0.00014275 | 0.00013958 | 0.00013064 | 0.00013312 | 0.00013304 | 0.00013308 | 0.00013242 | 0.00014064 | 0.00013445 | 0.00014264 | 0.00012822 | 0.00012631 | 0.00013841 | 0.0001293 | 0.00013262 | 0.00014242 | 0.00013258 | 0.00013481 | 0.00014297 | 0.00012967 | 0.00012631 | 0.00013815 | 0.00012695 | 0.00013688 | 0.00012696 | 0.00013683 | 0.00014211 | 0.0001423 | 0.00013701 | 0.00013035 | 0.00013639 | 0.00012623 | 0.00012792 | 0.00014042 | 0.00013847 | 0.00013078 | 0.00012872 | 0.00012676 | 0.00012981 | 0.0001329 | 0.00013704 | 0.00012903 | 0.00012824 | 0.00013947 | 0.000136 | 0.00012519 | 0.00014112 | 0.00013274 | 0.00013634 | 0.00013806 | 0.00012511 | 0.00013264 | 0.00013269 | 0.00014276 | 0.00013617 | 0.00012724 | 0.00013556 | 0.00012572 | 0.00012514 | 0.00013294 | 0.00013964 | 0.00013909 | 0.0001267 | 0.00012862 | 0.00013927 | 0.00012771 | 0.00013389 | 0.00013378 | 0.0001344 | 0.00013109 | 0.0001308 | 0.00012644 | 0.00012959 | 0.00013747 | 0.00014067 | 0.00014245 | 0.00013955 | 0.00013612 | 0.00013193 | 0.00014292 | 0.00014019 | 0.00014255 | 0.00012809 | 0.00013151 | 0.00014115 | 0.00013169 | 0.0001286 | 0.00014165 | 0.00014099 | 0.00013887 | 0.0001317 | 0.00013795 | 0.00012627 | 0.00014143 | 0.0001424 | 0.00013523 | 0.00012694 | 0.0001333 | 0.00013492 | 0.00012651 | 0.00013696 | 0.00013963 | 0.000126 | 0.00013819 | 0.00013277 | 0.00013365 | 0.00012894 | 0.00012569 | 0.00014068 | 0.00013576 | 0.00013291 | 0.00013833 | 0.00014138 | 0.00012783 | 0.00012701 | 0.00012912 | 0.00012802 | 0.00013547 | 0.00013567 | 0.00013907 | 0.00012585 | 0.00012546 | 0.00013711 | 0.00012761 | 0.00013353 | 0.00013633 | 0.0001378 | 0.00013863 | 0.00013554 | 0.00013999 | 0.00013008 | 0.00014194 | 0.00013191 | 0.00013892 | 0.00013681 | 0.00013284 | 0.00013452 | 0.00014197 | 0.00012695 | 0.00012836 | 0.00013804 | 0.00014218 | 0.0001356 | 0.00013536 | 0.00012664 | 0.00013403 | 0.00012648 | 0.00012531 | 0.00012769 | 0.00012914 | 0.00013943 | 0.00013919 | 0.00013654 | 0.00013444 | 0.00012571 | 0.00014023 | 0.0001361 | 0.0001344 | 0.00012974 | 0.0001267 | 0.00013089 | 0.00013868 | 0.0001334 | 0.00012977 | 0.00013245 | 0.00012751 | 0.00012733 | 0.00012679 | 0.00013065 | 0.00012961 | 0.00013233 | 0.00012985 | 0.00014243 | 0.00013515 | 0.00013313 | 0.0001274 | 0.00013088 | 0.00013035 | 0.00014164 | 0.00013513 | 0.00013199 | 0.00013582 | 0.00012561 | 0.00013448 | 0.00013954 | 0.00013845 | 0.00013888 | 0.00012526 | 0.0001297 | 0.00013567 | 0.00013344 | 0.00012586 | 0.00013067 | 0.00012585 | 0.00013427 | 0.00012808 | 0.00014078 | 0.00012943 | 0.00012836 | 0.00013026 | 0.00013967 | 0.00012598 | 0.00012749 | 0.00013691 | 0.00013575 | 0.00012834 | 0.00013921 | 0.00012776 | 0.00013522 | 0.00013341 | 0.00012983 | 0.00013786 | 0.00012698 | 0.00013373 | 0.00012994 | 0.00013102 | 0.00013407 | 0.00013082 | 0.00012769 | 0.00013107 | 0.00012652 | 0.00014059 | 0.00013007 | 0.00013491 | 0.0001411 | 0.00013535 | 0.00013229 | 0.00013456 | 0.00012792 | 0.00014203 | 0.00013119 | 0.00014286 | 0.00013492 | 0.00012967 | 0.00014143 | 0.00012806 | 0.00012674 | 0.00014032 | 0.00012828 | 0.00013 | 0.00013278 | 0.00014286 | 0.00013083 | 0.00014142 | 0.00013915 | 0.00013062 | 0.00013242 | 0.00013193 | 0.00014136 | 0.00012588 | 0.00013208 | 0.00013925 | 0.00013702 | 0.00013207 | 0.00012733 | 0.00013697 | 0.00012737 | 0.00014202 | 0.000139 | 0.00012563 | 0.00014086 | 0.00014191 | 0.00013429 | 0.00012689 | 0.00013644 | 0.0001274 | 0.00013682 | 0.00013313 | 0.00014212 | 0.00013956 | 0.00012943 | 0.00013612 | 0.00013764 | 0.00013515 | 0.00013306 | 0.00013037 | 0.00012838 | 0.0001304 | 0.00013343 | 0.0001341 | 0.00012989 | 0.00013717 | 0.00012658 | 0.00012582 | 0.00013284 | 0.00013841 | 0.00014139 | 0.00013893 | 0.00012961 | 0.00013608 | 0.00013224 | 0.00013003 | 0.00012627 | 0.00013393 | 0.00014151 | 0.00014234 | 0.00013458 | 0.00013842 | 0.0001356 | 0.00013839 | 0.000143 | 0.00013964 | 0.00012551 | 0.00014173 | 0.00013736 | 0.00013998 | 0.00013867 | 0.00013651 | 0.00014122 | 0.00013655 | 0.00014122 | 0.00013003 | 0.00014281 | 0.00013151 | 0.00012985 | 0.00013848 | 0.00013127 | 0.00013868 | 0.00012598 | 0.0001312 | 0.00013881 | 0.00013969 | 0.00013976 | 0.00013086 | 0.00013028 | 0.00014154 | 0.00013193 | 0.0001351 | 0.00013602 | 0.00012743 | 0.00014132 | 0.00012503 | 0.00013436 | 0.00013093 | 0.00014147 | 0.00013238 | 0.00013376 | 0.00013031 | 0.00013106 | 0.00014057 | 0.00013365 | 0.00012974 | 0.00013357 | 0.00013437 | 0.0001422 | 0.00012819 | 0.00012762 | 0.0001355 | 0.0001312 | 0.00013085 | 0.00012687 | 0.00013538 | 0.00012634 | 0.0001384 | 0.00014204 | 0.00013164 | 0.00014076 | 0.00013226 | 0.00012986 | 0.00014144 | 0.00012892 | 0.00013683 | 0.00012775 | 0.0001402 | 0.00013925 | 0.00012573 | 0.0001276 | 0.00013648 | 0.00013811 | 0.00013288 | 0.00014276 | 0.00013975 | 0.00013486 | 0.00014182 | 0.00013897 | 0.00013949 | 0.00014188 | 0.0001348 | 0.00013665 | 0.00013924 | 0.00012501 | 0.00013079 | 0.0001366 | 0.00013728 | 0.00013162 | 0.00012776 | 0.0001425 | 0.00012712 | 0.00013501 | 0.00012524 | 0.00012927 | 0.0001397 | 0.0001262 | 0.00013963 | 0.0001374 | 0.00012538 | 0.00012923 | 0.00013806 | 0.00014079 | 0.00013178 | 0.00012914 | 0.0001262 | 0.00013192 | 0.00012616 | 0.00014191 | 0.00012905 | 0.00013758 | 0.00013884 | 0.00012846 | 0.00012699 | 0.00012841 | 0.00014059 | 0.00013166 | 0.00012921 | 0.00012792 | 0.00013832 | 0.00014119 | 0.00014125 | 0.00012983 | 0.00012939 | 0.00012571 | 0.00013242 | 0.00012917 | 0.00012994 | 0.00013326 | 0.00013887 | 0.00013582 | 0.00012767 | 0.00014163 | 0.00013648 | 0.00014213 | 0.00012768 | 0.00013827 | 0.00012709 | 0.00013376 | 0.00013481 | 0.00014075 | 0.00013856 | 0.00012999 | 0.00012666 | 0.00012756 | 0.00013539 | 0.00012757 | 0.00013969 | 0.00013483 | 0.00013171 | 0.00013729 | 0.00012741 | 0.00013756 | 0.00013015 | 0.00014246 | 0.00013437 | 0.0001382 | 0.00013686 | 0.00014266 | 0.00013553 | 0.00012572 | 0.00014046 | 0.00014036 | 0.00013387 | 0.00014207 | 0.0001419 | 0.00012552 | 0.00012555 | 0.00014192 | 0.00012809 | 0.00013512 | 0.00013596 | 0.00012505 | 0.00012812 | 0.00012894 | 0.00013944 | 0.00013552 | 0.00013707 | 0.00013336 | 0.00014097 | 0.00013168 | 0.00013299 | 0.00012779 | 0.00012774 | 0.00012787 | 0.00013477 | 0.00013784 | 0.00012631 | 0.00013606 | 0.00012715 | 0.00013634 | 0.00014123 | 0.00013499 | 0.00012767 | 0.0001407 | 0.0001402 | 0.00012824 | 0.00013217 | 0.00013803 | 0.00012611 | 0.00012645 | 0.00013198 | 0.00012949 | 0.00013491 | 0.00012939 | 0.00013752 | 0.00012608 | 0.00013672 | 0.00012581 | 0.00013949 | 0.0001399 | 0.00013862 | 0.00013776 | 0.00013272 | 0.00013181 | 0.00012695 | 0.00013568 | 0.00013728 | 0.00012727 | 0.00013309 | 0.00013015 | 0.00014128 | 0.00013365 | 0.00014282 | 0.00013154
Concentration of viruses in exhaled droplets | C_RNA | normal | 3.75e+17 | 37500000000000000 | virus/m3 | Viral load of infected person | C_RNA | 4.2345e+17 | 4.0519e+17 | 3.6685e+17 | 3.4867e+17 | 4.1328e+17 | 3.4671e+17 | 3.9078e+17 | 4.2368e+17 | 3.6257e+17 | 3.4718e+17 | 3.6803e+17 | 3.465e+17 | 3.4816e+17 | 3.7895e+17 | 3.717e+17 | 3.6264e+17 | 3.7431e+17 | 3.482e+17 | 3.8213e+17 | 3.3963e+17 | 3.8881e+17 | 3.5346e+17 | 4.2492e+17 | 3.5814e+17 | 3.8781e+17 | 4.0095e+17 | 4.481e+17 | 3.7401e+17 | 3.0379e+17 | 4.1759e+17 | 3.5304e+17 | 3.6073e+17 | 3.8742e+17 | 3.908e+17 | 3.8696e+17 | 3.8853e+17 | 3.3154e+17 | 3.7263e+17 | 4.0289e+17 | 3.8351e+17 | 3.6686e+17 | 3.7424e+17 | 3.2412e+17 | 3.3161e+17 | 3.9017e+17 | 3.4486e+17 | 3.909e+17 | 3.6059e+17 | 3.9094e+17 | 4.3177e+17 | 4.4275e+17 | 3.1482e+17 | 3.747e+17 | 3.8294e+17 | 4.1164e+17 | 3.4499e+17 | 4.1e+17 | 3.8571e+17 | 3.82e+17 | 4.0228e+17 | 3.7011e+17 | 3.8762e+17 | 3.8127e+17 | 3.8915e+17 | 3.9734e+17 | 3.8815e+17 | 2.9567e+17 | 3.5084e+17 | 3.4182e+17 | 3.9533e+17 | 4.2166e+17 | 3.8064e+17 | 3.4677e+17 | 3.1768e+17 | 4.3104e+17 | 4.327e+17 | 3.6515e+17 | 3.1728e+17 | 3.0594e+17 | 3.5852e+17 | 3.778e+17 | 4.2251e+17 | 3.209e+17 | 2.9717e+17 | 4.3168e+17 | 3.8742e+17 | 3.5405e+17 | 4.1076e+17 | 3.6135e+17 | 3.9821e+17 | 4.1446e+17 | 3.9877e+17 | 4.206e+17 | 3.5027e+17 | 3.7564e+17 | 4.5852e+17 | 4.0946e+17 | 3.9313e+17 | 3.9086e+17 | 3.7226e+17 | 3.3896e+17 | 3.6152e+17 | 3.6614e+17 | 3.8991e+17 | 3.666e+17 | 3.9057e+17 | 3.6252e+17 | 3.2424e+17 | 4.3835e+17 | 4.2252e+17 | 3.5952e+17 | 3.504e+17 | 3.8787e+17 | 4.0781e+17 | 3.8083e+17 | 3.8443e+17 | 4.4092e+17 | 4.0532e+17 | 3.467e+17 | 4.2051e+17 | 3.5539e+17 | 3.4856e+17 | 3.9612e+17 | 3.7997e+17 | 3.9183e+17 | 3.6123e+17 | 4.0481e+17 | 3.7954e+17 | 4.4937e+17 | 3.7173e+17 | 4.6725e+17 | 4.2473e+17 | 3.8809e+17 | 4.1385e+17 | 4.0176e+17 | 3.8261e+17 | 3.3477e+17 | 4.1639e+17 | 4.0046e+17 | 3.9974e+17 | 3.9629e+17 | 3.3544e+17 | 3.7204e+17 | 3.55e+17 | 3.9814e+17 | 3.9063e+17 | 3.1813e+17 | 3.5843e+17 | 3.974e+17 | 4.3919e+17 | 3.3575e+17 | 3.6912e+17 | 3.6031e+17 | 3.5545e+17 | 3.7954e+17 | 3.597e+17 | 3.8419e+17 | 3.3631e+17 | 4.1461e+17 | 4.3109e+17 | 4.4145e+17 | 2.8105e+17 | 3.6707e+17 | 3.1971e+17 | 3.5623e+17 | 3.8172e+17 | 4.6387e+17 | 3.5872e+17 | 4.1386e+17 | 4.1174e+17 | 3.9761e+17 | 3.665e+17 | 4.2453e+17 | 2.9325e+17 | 4.1871e+17 | 3.6584e+17 | 3.4359e+17 | 3.8985e+17 | 3.0844e+17 | 4.4322e+17 | 4.3117e+17 | 4.4509e+17 | 3.8938e+17 | 4.0492e+17 | 3.2039e+17 | 3.4321e+17 | 3.4188e+17 | 4.1734e+17 | 4.3168e+17 | 3.2769e+17 | 3.2327e+17 | 4.0381e+17 | 3.6292e+17 | 3.621e+17 | 3.4395e+17 | 4.4772e+17 | 3.7928e+17 | 4.1679e+17 | 3.8184e+17 | 3.6366e+17 | 4.0389e+17 | 3.3544e+17 | 3.0183e+17 | 4.2731e+17 | 4.3713e+17 | 3.2621e+17 | 3.0467e+17 | 3.625e+17 | 4.3474e+17 | 4.1007e+17 | 3.9229e+17 | 3.5161e+17 | 3.5101e+17 | 3.2537e+17 | 3.491e+17 | 4.1386e+17 | 4.0248e+17 | 3.843e+17 | 3.9081e+17 | 3.6956e+17 | 4.3241e+17 | 3.6586e+17 | 3.8344e+17 | 3.528e+17 | 3.6374e+17 | 4.5496e+17 | 3.7008e+17 | 3.969e+17 | 4.5159e+17 | 3.4378e+17 | 4.1041e+17 | 4.1021e+17 | 3.2264e+17 | 3.5855e+17 | 4.3463e+17 | 3.9599e+17 | 3.9669e+17 | 3.6274e+17 | 3.4404e+17 | 3.0549e+17 | 4.3703e+17 | 4.5539e+17 | 3.4092e+17 | 3.5388e+17 | 3.5727e+17 | 3.6996e+17 | 3.0346e+17 | 3.5478e+17 | 4.2927e+17 | 3.7628e+17 | 3.6215e+17 | 3.5487e+17 | 4.1636e+17 | 3.847e+17 | 4.3027e+17 | 3.1641e+17 | 3.809e+17 | 4.0276e+17 | 3.7446e+17 | 3.5985e+17 | 3.4684e+17 | 3.6187e+17 | 3.8268e+17 | 3.7886e+17 | 3.2723e+17 | 4.0896e+17 | 3.4495e+17 | 3.1722e+17 | 3.6823e+17 | 3.8381e+17 | 3.7155e+17 | 3.6527e+17 | 3.7509e+17 | 3.9532e+17 | 3.6461e+17 | 4.1073e+17 | 3.8857e+17 | 3.9314e+17 | 3.8069e+17 | 4.0949e+17 | 3.6501e+17 | 3.5512e+17 | 4.0444e+17 | 4.121e+17 | 4.1601e+17 | 3.8222e+17 | 4.1046e+17 | 4.1687e+17 | 2.6897e+17 | 3.9188e+17 | 3.6025e+17 | 3.6851e+17 | 3.9552e+17 | 2.9928e+17 | 3.784e+17 | 4.6935e+17 | 3.1628e+17 | 3.5348e+17 | 3.715e+17 | 4.4098e+17 | 4.1524e+17 | 4.1986e+17 | 4.0907e+17 | 4.3625e+17 | 4.2183e+17 | 3.5456e+17 | 3.6647e+17 | 3.5212e+17 | 4.1238e+17 | 3.8979e+17 | 3.7383e+17 | 3.6233e+17 | 3.5228e+17 | 3.5977e+17 | 3.9832e+17 | 3.7661e+17 | 3.8004e+17 | 4.2346e+17 | 3.842e+17 | 3.9073e+17 | 3.2267e+17 | 3.8875e+17 | 3.4306e+17 | 3.4744e+17 | 3.7138e+17 | 3.9003e+17 | 4.5412e+17 | 3.8463e+17 | 3.498e+17 | 2.9684e+17 | 4.181e+17 | 3.7844e+17 | 4.6721e+17 | 3.5201e+17 | 3.2757e+17 | 4.0293e+17 | 3.6252e+17 | 3.6772e+17 | 3.7101e+17 | 4.3137e+17 | 3.9009e+17 | 3.5652e+17 | 4.1062e+17 | 3.5419e+17 | 3.9149e+17 | 3.6091e+17 | 2.7879e+17 | 3.7675e+17 | 3.9612e+17 | 4.2951e+17 | 3.4508e+17 | 3.7199e+17 | 3.6252e+17 | 3.9748e+17 | 4.1111e+17 | 3.2588e+17 | 3.9855e+17 | 3.6705e+17 | 4.4625e+17 | 3.9141e+17 | 3.3295e+17 | 4.1439e+17 | 4.1001e+17 | 4.0201e+17 | 3.1917e+17 | 3.9432e+17 | 5.1227e+17 | 4.1535e+17 | 3.6521e+17 | 3.3214e+17 | 4.0335e+17 | 3.7285e+17 | 3.276e+17 | 3.4272e+17 | 3.5452e+17 | 4.4337e+17 | 3.4831e+17 | 4.2076e+17 | 4.2906e+17 | 3.7479e+17 | 3.827e+17 | 3.1879e+17 | 3.6184e+17 | 3.6979e+17 | 4.1602e+17 | 3.5848e+17 | 3.7032e+17 | 3.6082e+17 | 3.6367e+17 | 3.5851e+17 | 3.3127e+17 | 3.5289e+17 | 3.8842e+17 | 3.6532e+17 | 4.1156e+17 | 4.2265e+17 | 3.8799e+17 | 3.4899e+17 | 3.6997e+17 | 3.7716e+17 | 3.8395e+17 | 3.824e+17 | 3.4423e+17 | 3.6716e+17 | 3.7793e+17 | 3.9487e+17 | 3.3166e+17 | 3.6636e+17 | 2.789e+17 | 4.3495e+17 | 3.9436e+17 | 3.8098e+17 | 3.5563e+17 | 3.6739e+17 | 3.6849e+17 | 4.4606e+17 | 3.5434e+17 | 3.672e+17 | 4.0717e+17 | 3.9228e+17 | 3.745e+17 | 3.5837e+17 | 3.0901e+17 | 3.2676e+17 | 4.1378e+17 | 3.5692e+17 | 3.3567e+17 | 3.6089e+17 | 3.8677e+17 | 4.1675e+17 | 3.5148e+17 | 4.107e+17 | 3.9418e+17 | 3.7417e+17 | 3.7886e+17 | 3.8065e+17 | 3.7812e+17 | 3.9876e+17 | 4.0074e+17 | 4.3574e+17 | 3.1676e+17 | 3.3543e+17 | 4.2739e+17 | 3.8674e+17 | 3.7931e+17 | 4.4831e+17 | 3.5549e+17 | 3.4949e+17 | 3.4384e+17 | 3.1984e+17 | 3.5752e+17 | 4.3958e+17 | 4.1228e+17 | 3.9821e+17 | 3.6799e+17 | 3.5003e+17 | 3.4201e+17 | 3.5614e+17 | 3.7852e+17 | 3.654e+17 | 4.3671e+17 | 3.4397e+17 | 4.6766e+17 | 3.9247e+17 | 3.6651e+17 | 3.3902e+17 | 3.6864e+17 | 3.3202e+17 | 3.7245e+17 | 3.8117e+17 | 3.6193e+17 | 3.3097e+17 | 4.0096e+17 | 4.7127e+17 | 4.3143e+17 | 4.3794e+17 | 3.8784e+17 | 4.1383e+17 | 3.9044e+17 | 4.2801e+17 | 2.8382e+17 | 3.7803e+17 | 3.5595e+17 | 3.6836e+17 | 3.6458e+17 | 3.0147e+17 | 4.1534e+17 | 3.0266e+17 | 4.779e+17 | 3.5713e+17 | 3.5359e+17 | 3.7665e+17 | 3.8861e+17 | 4.5462e+17 | 3.8697e+17 | 3.9424e+17 | 3.7842e+17 | 4.3605e+17 | 3.922e+17 | 3.2824e+17 | 4.3512e+17 | 3.306e+17 | 3.663e+17 | 3.3731e+17 | 4.5094e+17 | 3.702e+17 | 3.5689e+17 | 3.9496e+17 | 2.9865e+17 | 3.5572e+17 | 4.1394e+17 | 3.6661e+17 | 3.6666e+17 | 3.6602e+17 | 3.9298e+17 | 4.5889e+17 | 3.5043e+17 | 3.7907e+17 | 3.7166e+17 | 4.3375e+17 | 3.0582e+17 | 3.8918e+17 | 3.6224e+17 | 3.87e+17 | 4.0548e+17 | 3.6413e+17 | 3.7098e+17 | 4.0705e+17 | 3.9706e+17 | 3.2061e+17 | 2.9589e+17 | 4.1222e+17 | 3.7573e+17 | 3.3918e+17 | 3.8142e+17 | 4.5882e+17 | 4.3553e+17 | 3.2553e+17 | 3.7786e+17 | 3.2843e+17 | 4.5888e+17 | 2.8895e+17 | 4.0234e+17 | 3.7271e+17 | 4.0944e+17 | 3.351e+17 | 3.9387e+17 | 3.692e+17 | 4.1737e+17 | 3.2454e+17 | 3.8076e+17 | 4.0303e+17 | 3.3831e+17 | 3.8185e+17 | 4.3828e+17 | 3.7474e+17 | 3.7162e+17 | 3.9245e+17 | 3.7865e+17 | 3.8911e+17 | 3.9864e+17 | 4.3481e+17 | 3.0651e+17 | 3.3796e+17 | 3.9994e+17 | 3.7076e+17 | 3.6917e+17 | 3.5057e+17 | 3.7741e+17 | 4.1503e+17 | 4.0346e+17 | 3.2707e+17 | 3.4467e+17 | 3.3947e+17 | 4.243e+17 | 3.1523e+17 | 3.438e+17 | 4.1809e+17 | 3.2421e+17 | 3.9654e+17 | 3.5957e+17 | 3.5541e+17 | 3.7288e+17 | 3.7249e+17 | 3.8474e+17 | 4.0474e+17 | 4.0247e+17 | 3.5192e+17 | 3.3401e+17 | 3.4724e+17 | 3.2225e+17 | 3.4031e+17 | 3.6378e+17 | 3.177e+17 | 3.6427e+17 | 3.6704e+17 | 3.8354e+17 | 3.242e+17 | 4.2487e+17 | 3.7546e+17 | 4.3214e+17 | 3.9594e+17 | 3.9588e+17 | 3.1438e+17 | 4.247e+17 | 3.5812e+17 | 4.0403e+17 | 3.7209e+17 | 4.4097e+17 | 3.8706e+17 | 3.3342e+17 | 4.2989e+17 | 3.925e+17 | 3.6173e+17 | 3.9615e+17 | 3.7958e+17 | 3.1363e+17 | 3.2852e+17 | 3.6173e+17 | 3.6995e+17 | 4.3148e+17 | 3.3933e+17 | 3.8484e+17 | 3.8274e+17 | 4.0223e+17 | 3.378e+17 | 4.3624e+17 | 4.2568e+17 | 2.8268e+17 | 3.1909e+17 | 3.5286e+17 | 3.7531e+17 | 3.9206e+17 | 3.784e+17 | 3.8551e+17 | 3.9628e+17 | 3.6405e+17 | 3.6703e+17 | 4.6115e+17 | 4.0924e+17 | 3.6945e+17 | 4.6916e+17 | 3.4724e+17 | 3.3674e+17 | 3.6398e+17 | 3.3608e+17 | 3.5875e+17 | 3.1038e+17 | 4.3738e+17 | 4.3691e+17 | 4.3593e+17 | 3.8011e+17 | 3.3706e+17 | 4.4635e+17 | 3.6931e+17 | 3.549e+17 | 3.6041e+17 | 3.7372e+17 | 4.459e+17 | 4.13e+17 | 3.76e+17 | 3.7569e+17 | 3.9925e+17 | 2.8981e+17 | 3.6953e+17 | 3.6416e+17 | 3.3706e+17 | 4.1538e+17 | 3.5901e+17 | 4.231e+17 | 4.6014e+17 | 3.7616e+17 | 3.291e+17 | 4.052e+17 | 3.5898e+17 | 3.6e+17 | 3.8759e+17 | 3.5596e+17 | 3.1339e+17 | 3.1519e+17 | 3.849e+17 | 3.8408e+17 | 2.89e+17 | 3.7685e+17 | 3.7862e+17 | 4.2556e+17 | 4.1038e+17 | 3.7012e+17 | 3.7074e+17 | 4.5104e+17 | 3.5889e+17 | 3.503e+17 | 3.7349e+17 | 3.6776e+17 | 4.0683e+17 | 4.3757e+17 | 3.4527e+17 | 2.9747e+17 | 3.8128e+17 | 3.4158e+17 | 3.2436e+17 | 3.6287e+17 | 3.6794e+17 | 3.8803e+17 | 4.1394e+17 | 3.8509e+17 | 4.149e+17 | 3.9179e+17 | 3.6935e+17 | 2.9107e+17 | 3.0557e+17 | 3.5925e+17 | 3.8289e+17 | 3.5897e+17 | 3.9242e+17 | 4.0064e+17 | 4.1836e+17 | 3.4827e+17 | 4.2588e+17 | 4.3224e+17 | 3.844e+17 | 4.2294e+17 | 3.5863e+17 | 3.4737e+17 | 3.6192e+17 | 3.7634e+17 | 3.7864e+17 | 3.8768e+17 | 3.5287e+17 | 3.1584e+17 | 3.5884e+17 | 4.1551e+17 | 3.4799e+17 | 3.8104e+17 | 4.0904e+17 | 3.9218e+17 | 3.6312e+17 | 3.8268e+17 | 3.9821e+17 | 3.5674e+17 | 3.7671e+17 | 3.6436e+17 | 3.9926e+17 | 4.347e+17 | 4.1512e+17 | 3.3787e+17 | 3.8433e+17 | 3.8894e+17 | 3.5914e+17 | 3.9879e+17 | 4.0019e+17 | 4.2121e+17 | 4.1607e+17 | 3.8189e+17 | 4.2496e+17 | 3.6756e+17 | 3.2558e+17 | 4.0506e+17 | 3.783e+17 | 4.0948e+17 | 4.0112e+17 | 3.7623e+17 | 3.2804e+17 | 3.434e+17 | 3.8381e+17 | 3.9467e+17 | 3.9909e+17 | 3.5765e+17 | 3.702e+17 | 4.2224e+17 | 4.0037e+17 | 4.4082e+17 | 3.8503e+17 | 3.7603e+17 | 3.7906e+17 | 4.1028e+17 | 4.3842e+17 | 3.461e+17 | 3.3848e+17 | 3.8204e+17 | 3.8999e+17 | 3.5331e+17 | 4.0417e+17 | 4.2344e+17 | 3.411e+17 | 3.5844e+17 | 3.8847e+17 | 4.3012e+17 | 3.6773e+17 | 3.1822e+17 | 3.7125e+17 | 3.6898e+17 | 3.5751e+17 | 4.0822e+17 | 3.5895e+17 | 3.7735e+17 | 3.8172e+17 | 3.4594e+17 | 3.9559e+17 | 3.8581e+17 | 3.7371e+17 | 4.1316e+17 | 3.7694e+17 | 4.0302e+17 | 3.5596e+17 | 3.176e+17 | 4.4138e+17 | 3.5513e+17 | 3.7923e+17 | 3.8675e+17 | 2.9972e+17 | 3.7163e+17 | 4.0433e+17 | 3.9041e+17 | 4.1689e+17 | 4.3271e+17 | 4.4429e+17 | 4.1832e+17 | 3.5747e+17 | 4.2673e+17 | 3.9906e+17 | 3.7004e+17 | 4.1981e+17 | 3.4921e+17 | 3.7775e+17 | 3.605e+17 | 3.2911e+17 | 3.9992e+17 | 3.9789e+17 | 3.3865e+17 | 3.3868e+17 | 3.8026e+17 | 3.7595e+17 | 3.5181e+17 | 3.7335e+17 | 3.5524e+17 | 3.7522e+17 | 4.5852e+17 | 3.5855e+17 | 3.29e+17 | 3.3937e+17 | 3.1042e+17 | 3.8945e+17 | 4.004e+17 | 3.7135e+17 | 4.0811e+17 | 3.3006e+17 | 3.7163e+17 | 3.8338e+17 | 4.1616e+17 | 4.0838e+17 | 3.7988e+17 | 2.907e+17 | 3.7195e+17 | 3.0758e+17 | 4.0143e+17 | 3.7149e+17 | 3.9017e+17 | 3.8916e+17 | 3.3264e+17 | 3.9286e+17 | 3.3592e+17 | 3.6468e+17 | 3.416e+17 | 3.6995e+17 | 3.5914e+17 | 3.3591e+17 | 4.0915e+17 | 3.9995e+17 | 4.4535e+17 | 3.5879e+17 | 4.154e+17 | 3.5261e+17 | 3.0215e+17 | 4.3336e+17 | 4.3062e+17 | 3.948e+17 | 3.801e+17 | 3.9818e+17 | 3.5472e+17 | 3.68e+17 | 4.1074e+17 | 3.1047e+17 | 3.7985e+17 | 3.917e+17 | 3.607e+17 | 3.8982e+17 | 4.3431e+17 | 4.1077e+17 | 3.8911e+17 | 4.0299e+17 | 3.9696e+17 | 3.7615e+17 | 3.8959e+17 | 4.4749e+17 | 3.7459e+17 | 3.1689e+17 | 3.7335e+17 | 3.8204e+17 | 3.2075e+17 | 3.405e+17 | 3.4699e+17 | 4.1756e+17 | 4.2222e+17 | 4.1523e+17 | 3.8129e+17 | 3.5034e+17 | 3.9272e+17 | 3.7873e+17 | 3.7502e+17 | 3.4859e+17 | 3.3594e+17 | 3.9262e+17 | 3.187e+17 | 3.6278e+17 | 4.0036e+17 | 3.4355e+17 | 3.8425e+17 | 3.0422e+17 | 3.9822e+17 | 3.4895e+17 | 3.8674e+17 | 2.9852e+17 | 4.1616e+17 | 3.3899e+17 | 3.4407e+17 | 3.507e+17 | 4.1471e+17 | 3.2684e+17 | 3.7907e+17 | 3.275e+17 | 3.0384e+17 | 3.5784e+17 | 4.1737e+17 | 3.7132e+17 | 3.5874e+17 | 3.3993e+17 | 4.0098e+17 | 3.7495e+17 | 4.0224e+17 | 3.5311e+17 | 3.7392e+17 | 3.5712e+17 | 4.1759e+17 | 3.541e+17 | 3.7253e+17 | 3.9764e+17 | 3.5546e+17 | 3.4702e+17 | 3.1495e+17 | 3.1833e+17 | 4.1098e+17 | 3.4795e+17 | 3.9866e+17 | 3.4153e+17 | 3.2468e+17 | 3.3916e+17 | 3.3758e+17 | 3.4104e+17 | 3.8131e+17 | 4.2572e+17 | 3.8367e+17 | 3.4308e+17 | 3.8915e+17 | 3.471e+17 | 4.3446e+17 | 3.5171e+17 | 3.4929e+17 | 3.3751e+17 | 3.8591e+17 | 3.452e+17 | 3.4577e+17 | 3.6389e+17 | 4.6159e+17 | 3.5494e+17 | 3.89e+17 | 4.7455e+17 | 3.7282e+17 | 3.661e+17 | 3.929e+17 | 4.0069e+17 | 3.2413e+17 | 3.7851e+17 | 3.3838e+17 | 3.8557e+17 | 3.799e+17 | 4.0981e+17 | 3.4108e+17 | 3.3227e+17 | 3.7334e+17 | 3.5707e+17 | 3.6921e+17 | 3.8171e+17 | 2.8783e+17 | 3.4994e+17 | 3.7249e+17 | 3.2854e+17 | 3.5731e+17 | 3.6195e+17 | 3.4083e+17 | 4.0443e+17 | 3.1535e+17 | 4.0458e+17 | 3.8573e+17 | 3.3727e+17 | 4.2684e+17 | 3.2435e+17 | 3.3538e+17 | 4.3102e+17 | 4.0937e+17 | 3.7126e+17 | 4.2435e+17 | 3.6285e+17 | 4.0864e+17 | 3.7874e+17 | 3.528e+17 | 3.8366e+17 | 3.3019e+17 | 3.8418e+17 | 3.2737e+17 | 4.0253e+17 | 3.6604e+17 | 3.8991e+17 | 3.5594e+17 | 4.2146e+17 | 3.9092e+17 | 3.5583e+17 | 3.972e+17 | 3.5616e+17 | 3.5344e+17 | 3.8458e+17 | 3.7748e+17 | 4.4315e+17 | 3.3e+17 | 3.6177e+17 | 3.8161e+17 | 3.9811e+17 | 3.9285e+17 | 3.881e+17 | 3.4899e+17 | 3.495e+17 | 3.9702e+17 | 3.7033e+17 | 4.1549e+17 | 3.566e+17 | 3.2569e+17 | 4.7645e+17 | 3.6249e+17 | 4.088e+17 | 4.1338e+17 | 3.5328e+17 | 3.3459e+17 | 3.8306e+17 | 3.9862e+17 | 3.4423e+17 | 3.6164e+17 | 4.0938e+17 | 3.7761e+17 | 3.5301e+17 | 3.6335e+17 | 4.0159e+17 | 3.3417e+17 | 3.7319e+17 | 3.7991e+17 | 3.6571e+17 | 4.2285e+17 | 3.6123e+17 | 3.8772e+17 | 3.3907e+17 | 3.5575e+17 | 3.9718e+17 | 2.5923e+17 | 3.7343e+17 | 3.4932e+17 | 3.7274e+17 | 4.0321e+17 | 3.2198e+17 | 3.5317e+17 | 3.4069e+17 | 3.8315e+17 | 3.5077e+17 | 3.6467e+17 | 3.8935e+17 | 3.2819e+17 | 4.204e+17 | 3.7016e+17 | 3.9286e+17 | 3.7375e+17 | 3.4909e+17 | 4.3981e+17 | 3.5384e+17 | 3.9097e+17 | 3.8956e+17 | 3.6898e+17 | 4.1489e+17 | 3.5375e+17 | 3.4959e+17 | 3.2284e+17 | 3.6626e+17 | 3.6815e+17 | 3.9767e+17 | 4.2417e+17 | 3.745e+17 | 3.8911e+17 | 4.6013e+17 | 3.6272e+17 | 3.8041e+17 | 4.2419e+17 | 3.0878e+17 | 4.1191e+17 | 3.2288e+17 | 3.6245e+17 | 3.3175e+17 | 3.5803e+17 | 3.7095e+17 | 4.2075e+17 | 4.0427e+17 | 4.2819e+17 | 4.2784e+17 | 4.0423e+17 | 4.3077e+17 | 3.8807e+17 | 3.4926e+17 | 3.9066e+17 | 4.0688e+17 | 4.4444e+17 | 3.9975e+17 | 3.7314e+17 | 3.3901e+17 | 4.4138e+17 | 3.6333e+17 | 4.2269e+17 | 2.7405e+17 | 3.9864e+17 | 4.1422e+17 | 4.095e+17 | 3.3604e+17 | 3.3111e+17 | 3.6982e+17 | 3.5478e+17 | 3.4541e+17 | 3.8173e+17 | 3.3695e+17 | 3.8034e+17 | 3.773e+17 | 3.6594e+17 | 3.8861e+17 | 4.0415e+17 | 4.52e+17 | 3.5254e+17 | 3.6611e+17 | 3.5856e+17 | 4.2561e+17 | 4.0182e+17 | 4.3522e+17 | 4.9609e+17 | 3.9725e+17 | 4.0466e+17 | 4.232e+17 | 3.5939e+17 | 3.4391e+17 | 3.9694e+17 | 4.1167e+17 | 4.003e+17 | 3.7487e+17 | 3.6436e+17 | 3.7383e+17 | 3.6378e+17 | 3.4529e+17 | 3.9767e+17 | 3.3638e+17 | 3.4272e+17 | 3.9031e+17 | 3.7704e+17 | 3.8509e+17 | 4.3275e+17 | 4.1165e+17 | 4.1481e+17 | 3.0954e+17 | 4.104e+17 | 3.8497e+17 | 3.7654e+17 | 3.8357e+17 | 3.0298e+17 | 3.8643e+17 | 4.1108e+17 | 3.6898e+17 | 3.5101e+17 | 4.3352e+17 | 3.497e+17 | 3.8577e+17 | 4.1119e+17 | 3.2476e+17 | 3.8835e+17 | 4.169e+17 | 3.9022e+17 | 4.0141e+17 | 3.3804e+17 | 3.016e+17 | 3.9236e+17 | 3.6202e+17 | 3.7979e+17 | 3.2905e+17 | 3.319e+17 | 3.2147e+17 | 4.1867e+17 | 3.923e+17 | 3.6302e+17 | 3.2914e+17 | 3.7705e+17 | 3.3454e+17 | 4.2731e+17 | 3.2039e+17 | 3.4576e+17 | 3.3591e+17 | 3.7889e+17 | 3.7218e+17 | 3.4973e+17 | 3.3881e+17 | 4.2277e+17 | 3.5061e+17 | 3.6466e+17 | 3.6484e+17 | 3.7333e+17 | 3.8829e+17 | 3.5619e+17 | 3.9031e+17 | 3.9161e+17 | 3.4399e+17 | 3.4849e+17 | 3.926e+17 | 4.1287e+17 | 4.0606e+17 | 4.1514e+17 | 3.4786e+17 | 3.8473e+17 | 3.5921e+17 | 3.6389e+17 | 3.8213e+17 | 3.6988e+17 | 3.7896e+17 | 4.077e+17 | 3.4359e+17 | 3.6712e+17 | 4.074e+17 | 3.4311e+17 | 4.1582e+17 | 4.1388e+17 | 3.6295e+17 | 3.1181e+17 | 3.8754e+17 | 3.1523e+17 | 4.006e+17 | 3.4552e+17 | 3.2054e+17 | 3.0861e+17 | 3.9466e+17 | 3.8698e+17 | 4.0178e+17 | 3.8799e+17 | 3.9444e+17 | 4.3125e+17 | 4.3372e+17 | 3.3626e+17 | 4.2e+17 | 3.7337e+17 | 4.3353e+17 | 3.4365e+17 | 3.8633e+17 | 3.8004e+17 | 4.5554e+17 | 4.0297e+17 | 3.3335e+17 | 3.7214e+17 | 3.8482e+17 | 3.3936e+17 | 3.0844e+17 | 3.7532e+17 | 3.9793e+17 | 3.5571e+17 | 3.9738e+17 | 3.8499e+17 | 3.7894e+17 | 3.9424e+17 | 3.6173e+17 | 3.9024e+17 | 3.9996e+17 | 3.7437e+17 | 4.0795e+17 | 3.4923e+17 | 3.8699e+17 | 3.8689e+17 | 4.6047e+17 | 3.2808e+17 | 3.8324e+17 | 3.5822e+17 | 4.2835e+17 | 3.3752e+17 | 4.0108e+17 | 3.4482e+17 | 3.5299e+17 | 3.5428e+17 | 3.6134e+17 | 4.1544e+17 | 3.4648e+17 | 3.9724e+17 | 4.1003e+17 | 3.1824e+17 | 3.8796e+17 | 4.1061e+17 | 3.7781e+17 | 3.4905e+17 | 4.0924e+17 | 4.3929e+17 | 3.7182e+17 | 3.884e+17 | 3.7338e+17 | 3.8523e+17 | 4.1476e+17 | 3.4512e+17 | 3.661e+17 | 3.8946e+17 | 3.3739e+17 | 3.6275e+17 | 3.3259e+17 | 3.6529e+17 | 3.6141e+17 | 3.2199e+17 | 3.4712e+17 | 2.9731e+17 | 3.2711e+17 | 3.6548e+17 | 4.0199e+17 | 3.7826e+17 | 2.9938e+17 | 2.6652e+17 | 3.7513e+17 | 4.3952e+17 | 4.4901e+17 | 3.5224e+17 | 4.0846e+17 | 3.7356e+17 | 4.192e+17 | 3.4114e+17 | 3.8238e+17 | 3.72e+17 | 4.1021e+17 | 3.6658e+17 | 3.9669e+17 | 3.7476e+17 | 3.3799e+17 | 3.7678e+17 | 3.9015e+17 | 3.8682e+17 | 3.8085e+17 | 4.0341e+17 | 4.1489e+17 | 4.044e+17 | 4.0603e+17 | 3.6974e+17 | 3.7873e+17 | 4.0127e+17 | 3.6289e+17 | 3.7756e+17 | 3.2183e+17 | 3.5012e+17 | 3.9157e+17 | 3.7241e+17 | 3.8067e+17 | 3.8482e+17 | 4.1761e+17 | 3.4896e+17 | 3.5907e+17 | 3.1699e+17 | 3.9996e+17 | 3.7504e+17 | 4.4158e+17 | 4.0033e+17 | 3.0288e+17 | 3.7909e+17 | 4.0066e+17 | 3.6373e+17 | 3.5308e+17 | 3.8721e+17 | 4.2895e+17 | 3.2565e+17 | 3.7585e+17 | 3.3045e+17 | 3.4093e+17 | 3.7151e+17 | 3.7111e+17 | 3.2007e+17 | 3.4548e+17 | 3.9773e+17 | 3.5801e+17 | 3.343e+17 | 3.7806e+17 | 3.7101e+17 | 4.2249e+17 | 3.6828e+17 | 3.8499e+17 | 3.6114e+17 | 3.9154e+17 | 3.6778e+17 | 4.1973e+17 | 3.5886e+17 | 3.4268e+17 | 3.9439e+17 | 3.784e+17 | 3.5291e+17 | 3.7891e+17 | 4.1878e+17 | 3.6531e+17 | 3.8587e+17 | 3.9147e+17 | 3.5227e+17 | 3.4027e+17 | 3.5907e+17 | 3.8158e+17 | 3.7147e+17 | 4.2422e+17 | 3.7728e+17 | 4.0983e+17 | 4.0794e+17 | 4.3321e+17 | 2.8206e+17 | 3.7937e+17 | 4.4501e+17 | 4.4593e+17 | 3.2487e+17 | 4.411e+17 | 3.8667e+17 | 3.3045e+17 | 3.6049e+17 | 3.7587e+17 | 3.9295e+17 | 3.7833e+17 | 3.8822e+17 | 3.481e+17 | 4.0748e+17 | 3.2528e+17 | 4.1376e+17 | 3.5097e+17 | 3.7212e+17 | 4.0121e+17 | 3.3341e+17 | 4.4143e+17 | 3.7119e+17 | 3.6581e+17 | 4.4209e+17 | 4.5586e+17 | 4.1562e+17 | 3.7509e+17 | 3.9161e+17 | 3.8917e+17 | 3.1394e+17 | 3.477e+17 | 3.3977e+17 | 3.8807e+17 | 4.4376e+17 | 3.9963e+17 | 3.4524e+17 | 3.7126e+17 | 4.0118e+17 | 3.777e+17 | 3.5853e+17 | 3.2487e+17 | 3.208e+17 | 3.5966e+17 | 3.4577e+17 | 3.7547e+17 | 3.5678e+17 | 3.456e+17 | 3.9843e+17 | 3.1745e+17 | 3.2644e+17 | 3.8324e+17 | 3.7082e+17 | 3.6087e+17 | 3.8934e+17 | 3.5764e+17 | 4.0723e+17 | 3.7276e+17 | 3.4847e+17 | 4.0611e+17 | 3.903e+17 | 3.381e+17 | 3.8842e+17 | 4.1671e+17 | 3.5138e+17 | 3.6362e+17 | 4.1399e+17 | 3.4896e+17 | 3.338e+17 | 3.1663e+17 | 4.152e+17 | 3.1366e+17 | 3.3842e+17 | 3.2703e+17 | 3.2463e+17 | 3.6988e+17 | 3.6348e+17 | 4.2599e+17 | 4.0221e+17 | 3.6302e+17 | 3.8863e+17 | 4.9208e+17 | 2.9099e+17 | 4.1094e+17 | 3.5873e+17 | 3.6796e+17 | 3.7306e+17 | 3.8647e+17 | 4.5108e+17 | 4.1225e+17 | 3.9451e+17 | 3.7703e+17 | 3.7699e+17 | 3.3727e+17 | 4.1152e+17 | 4.4725e+17 | 3.7049e+17 | 3.4249e+17 | 4.1558e+17 | 3.9121e+17 | 3.6626e+17 | 3.4551e+17 | 3.3605e+17 | 4.1868e+17 | 3.1711e+17 | 4.4973e+17 | 3.9524e+17 | 3.8817e+17 | 3.158e+17 | 4.2686e+17 | 3.2022e+17 | 4.546e+17 | 3.8093e+17 | 3.3999e+17 | 2.9396e+17 | 3.2645e+17 | 3.1471e+17 | 3.9934e+17 | 3.8363e+17 | 4.4214e+17 | 3.073e+17 | 3.7973e+17 | 3.164e+17 | 3.5901e+17 | 3.8674e+17 | 3.8117e+17 | 3.6521e+17 | 4.2742e+17 | 3.1826e+17 | 3.6705e+17 | 4.0834e+17 | 3.4246e+17 | 3.6636e+17 | 3.9888e+17 | 4.3004e+17 | 3.717e+17 | 3.5113e+17 | 3.3515e+17 | 3.7835e+17 | 4.263e+17 | 3.5313e+17 | 3.7659e+17 | 3.6102e+17 | 3.2137e+17 | 4.3748e+17 | 3.7207e+17 | 3.469e+17 | 3.6673e+17 | 3.7395e+17 | 3.8508e+17 | 3.2437e+17 | 3.0876e+17 | 3.3655e+17 | 3.6823e+17 | 4.0266e+17 | 4.191e+17 | 4.0507e+17 | 4.2352e+17 | 3.3809e+17 | 3.5015e+17 | 3.3395e+17 | 2.8441e+17 | 4.0073e+17 | 4.0078e+17 | 3.4414e+17 | 3.7248e+17 | 3.7842e+17 | 3.8355e+17 | 3.9051e+17 | 3.335e+17 | 4.0217e+17 | 4.0466e+17 | 3.8193e+17 | 3.4789e+17 | 4.1181e+17 | 3.6943e+17 | 2.94e+17 | 4.3115e+17 | 2.9999e+17 | 3.4674e+17 | 4.4292e+17 | 4.0775e+17 | 4.3562e+17 | 4.2726e+17 | 3.8204e+17 | 3.554e+17 | 4.3596e+17 | 3.8351e+17 | 3.4571e+17 | 3.6425e+17 | 3.5828e+17 | 3.4321e+17 | 3.6627e+17 | 4.4822e+17 | 3.3997e+17 | 4.2144e+17 | 3.3915e+17 | 4.3272e+17 | 3.4233e+17 | 3.727e+17 | 3.85e+17 | 3.4406e+17 | 3.9434e+17 | 3.2334e+17 | 4.339e+17 | 3.8854e+17 | 3.839e+17 | 3.8221e+17 | 3.814e+17 | 3.6503e+17 | 3.5003e+17 | 3.5469e+17 | 3.9192e+17 | 3.7659e+17 | 3.97e+17 | 3.6876e+17 | 3.8036e+17 | 3.7517e+17 | 3.9463e+17 | 3.9617e+17 | 4.1216e+17 | 3.7967e+17 | 4.0349e+17 | 3.7944e+17 | 3.8531e+17 | 3.6772e+17 | 3.859e+17 | 3.8208e+17 | 3.4735e+17 | 3.226e+17 | 4.2055e+17 | 3.9501e+17 | 3.6428e+17 | 4.0277e+17 | 3.2808e+17 | 3.8406e+17 | 4.0215e+17 | 3.5248e+17 | 3.326e+17 | 3.4136e+17 | 4.2667e+17 | 4.1142e+17 | 4.1524e+17 | 3.9149e+17 | 3.5231e+17 | 4.0874e+17 | 4.0806e+17 | 3.9992e+17 | 3.6425e+17 | 4.0648e+17 | 3.5931e+17 | 3.5381e+17 | 3.9307e+17 | 4.2558e+17 | 3.6858e+17 | 3.0777e+17 | 4.5011e+17 | 3.2386e+17 | 3.1486e+17 | 3.6241e+17 | 4.1955e+17 | 3.5442e+17 | 4.0282e+17 | 4.4021e+17 | 3.7193e+17 | 3.1365e+17 | 3.7724e+17 | 4.0365e+17 | 3.6313e+17 | 4.1065e+17 | 3.966e+17 | 4.2049e+17 | 3.8013e+17 | 3.9277e+17 | 2.633e+17 | 3.8605e+17 | 3.6574e+17 | 4.078e+17 | 3.8845e+17 | 3.4427e+17 | 4.267e+17 | 3.4953e+17 | 3.5666e+17 | 3.7473e+17 | 4.2133e+17 | 3.9572e+17 | 4.0187e+17 | 3.9204e+17 | 3.4709e+17 | 3.8526e+17 | 3.0833e+17 | 3.0396e+17 | 4.2985e+17 | 4.0491e+17 | 3.6719e+17 | 4.101e+17 | 3.9041e+17 | 3.9912e+17 | 3.8641e+17 | 3.8035e+17 | 3.5797e+17 | 3.688e+17 | 4.2607e+17 | 4.1028e+17 | 4.1944e+17 | 3.3454e+17 | 3.6287e+17 | 3.7138e+17 | 4.2e+17 | 3.5334e+17 | 3.3501e+17 | 3.1506e+17 | 3.9013e+17 | 3.9362e+17 | 4.2077e+17 | 3.962e+17 | 3.9344e+17 | 3.8961e+17 | 3.335e+17 | 3.6577e+17 | 3.3325e+17 | 4.0041e+17 | 3.6516e+17 | 3.6808e+17 | 3.4565e+17 | 3.0999e+17 | 3.7937e+17 | 3.6203e+17 | 3.125e+17 | 4.0449e+17 | 3.9686e+17 | 3.3957e+17 | 3.6858e+17 | 4.1198e+17 | 3.5571e+17 | 3.6995e+17 | 3.6659e+17 | 3.8058e+17 | 3.3611e+17 | 3.6176e+17 | 3.3132e+17 | 3.5287e+17 | 3.9825e+17 | 3.1981e+17 | 3.2776e+17 | 3.9926e+17 | 3.8343e+17 | 4.7274e+17 | 3.2944e+17 | 3.3854e+17 | 3.1014e+17 | 3.8026e+17 | 3.5038e+17 | 4.0136e+17 | 3.662e+17 | 3.8909e+17 | 3.5317e+17 | 3.3848e+17 | 3.7802e+17 | 3.8947e+17 | 3.8679e+17 | 3.6826e+17 | 3.4611e+17 | 3.6072e+17 | 3.7112e+17 | 3.763e+17 | 3.8078e+17 | 3.9473e+17 | 3.9357e+17 | 4.1654e+17 | 3.0541e+17 | 3.3658e+17 | 4.504e+17 | 4.0299e+17 | 3.5666e+17 | 4.5968e+17 | 3.0942e+17 | 3.468e+17 | 4.3207e+17 | 3.8227e+17 | 3.7021e+17 | 3.9795e+17 | 3.506e+17 | 3.6073e+17 | 3.7986e+17 | 3.8195e+17 | 3.5353e+17 | 2.6321e+17 | 4.0477e+17 | 3.8261e+17 | 3.8176e+17 | 3.6296e+17 | 3.6436e+17 | 3.6598e+17 | 3.6963e+17 | 4.4372e+17 | 3.6521e+17 | 3.8145e+17 | 4.5306e+17 | 4.0206e+17 | 3.4585e+17 | 3.0252e+17 | 3.4394e+17 | 3.8225e+17 | 3.9458e+17 | 3.7912e+17 | 4.0877e+17 | 3.5311e+17 | 3.3474e+17 | 3.2448e+17 | 4.3469e+17 | 3.5714e+17 | 4.1743e+17 | 4.1455e+17 | 3.0512e+17 | 3.6933e+17 | 3.3985e+17 | 3.6964e+17 | 3.9039e+17 | 3.9761e+17 | 3.5959e+17 | 3.4783e+17 | 3.8321e+17 | 3.7712e+17 | 4.1583e+17 | 3.4641e+17 | 3.9615e+17 | 3.3696e+17 | 4.4886e+17 | 4.0662e+17 | 3.9085e+17 | 3.049e+17 | 3.6999e+17 | 3.4384e+17 | 3.3196e+17 | 3.5697e+17 | 3.7709e+17 | 3.4125e+17 | 3.5669e+17 | 3.7754e+17 | 3.2839e+17 | 3.8243e+17 | 3.1248e+17 | 3.7572e+17 | 4.0071e+17 | 3.4538e+17 | 3.5621e+17 | 3.8032e+17 | 4.0198e+17 | 3.6693e+17 | 4.1811e+17 | 4.2624e+17 | 3.2306e+17 | 3.8228e+17 | 3.8341e+17 | 3.8919e+17 | 3.2883e+17 | 3.7958e+17 | 3.6198e+17 | 4.4032e+17 | 3.7897e+17 | 4.0655e+17 | 4.0208e+17 | 3.1044e+17 | 3.9924e+17 | 3.9328e+17 | 4.3522e+17 | 3.6311e+17 | 3.8117e+17 | 3.7761e+17 | 4.1251e+17 | 3.2361e+17 | 3.9261e+17 | 3.7482e+17 | 2.9101e+17 | 3.7506e+17 | 3.9865e+17 | 4.4391e+17 | 3.7878e+17 | 3.4247e+17 | 3.2324e+17 | 3.6457e+17 | 3.4755e+17 | 3.9648e+17 | 3.6538e+17 | 4.427e+17 | 4.1834e+17 | 3.0885e+17 | 2.9317e+17 | 3.4701e+17 | 3.8586e+17 | 3.2526e+17 | 3.7655e+17 | 3.8586e+17 | 3.8698e+17 | 3.8735e+17 | 3.9318e+17 | 2.998e+17 | 3.8043e+17 | 3.524e+17 | 3.7249e+17 | 3.8764e+17 | 3.7214e+17 | 3.7313e+17 | 3.5482e+17 | 4.035e+17 | 3.7372e+17 | 4.079e+17 | 3.1533e+17 | 2.7692e+17 | 3.9409e+17 | 4.0188e+17 | 4.3984e+17 | 3.7926e+17 | 4.0768e+17 | 3.5722e+17 | 3.3694e+17 | 3.7163e+17 | 3.704e+17 | 3.6178e+17 | 4.0562e+17 | 4.1265e+17 | 4.5189e+17 | 3.3963e+17 | 3.8296e+17 | 3.523e+17 | 3.9269e+17 | 4.3152e+17 | 3.8277e+17 | 3.4217e+17 | 3.7618e+17 | 4.4852e+17 | 3.5853e+17 | 3.932e+17 | 4.145e+17 | 3.6738e+17 | 3.3822e+17 | 4.1705e+17 | 3.3818e+17 | 3.5995e+17 | 4.0865e+17 | 4.0638e+17 | 4.1153e+17 | 3.8299e+17 | 3.5646e+17 | 3.268e+17 | 4.3486e+17 | 3.2585e+17 | 3.8085e+17 | 2.897e+17 | 3.6003e+17 | 4.0707e+17 | 3.6515e+17 | 2.9723e+17 | 3.5569e+17 | 3.6364e+17 | 3.7278e+17 | 4.0989e+17 | 3.7633e+17 | 3.2255e+17 | 3.7754e+17 | 3.5113e+17 | 3.8168e+17 | 3.1697e+17 | 3.5531e+17 | 3.7797e+17 | 4.2657e+17 | 3.7882e+17 | 3.7963e+17 | 3.7952e+17 | 4.0855e+17 | 3.5266e+17 | 3.7086e+17 | 3.1781e+17 | 3.7268e+17 | 3.5119e+17 | 3.5712e+17 | 3.4376e+17 | 3.6067e+17 | 4.0069e+17 | 3.9538e+17 | 3.8025e+17 | 3.9814e+17 | 3.4845e+17 | 3.463e+17 | 4.7655e+17 | 3.9045e+17 | 3.804e+17 | 3.8209e+17 | 4.591e+17 | 3.9214e+17 | 3.8536e+17 | 3.3368e+17 | 3.27e+17 | 3.9319e+17 | 3.3362e+17 | 3.9544e+17 | 3.3352e+17 | 3.3169e+17 | 3.7454e+17 | 3.836e+17 | 3.8204e+17 | 4.2507e+17 | 3.7261e+17 | 3.1121e+17 | 4.4491e+17 | 4.0252e+17 | 3.5531e+17 | 3.7286e+17 | 3.4784e+17 | 3.7305e+17 | 4.5718e+17 | 3.7255e+17 | 3.8965e+17 | 3.5445e+17 | 3.9434e+17 | 4.228e+17 | 3.5692e+17 | 3.5313e+17 | 4.0895e+17 | 3.5994e+17 | 4.0016e+17 | 3.4263e+17 | 3.6738e+17 | 3.7997e+17 | 3.7104e+17 | 3.6308e+17 | 3.3704e+17 | 3.5159e+17 | 3.7685e+17 | 3.8687e+17 | 4.1844e+17 | 3.9415e+17 | 3.4987e+17 | 3.8228e+17 | 4.0027e+17 | 4.391e+17 | 3.8993e+17 | 3.1811e+17 | 3.2889e+17 | 3.7155e+17 | 3.8668e+17 | 3.4379e+17 | 3.7747e+17 | 3.8718e+17 | 3.8341e+17 | 3.9356e+17 | 3.7349e+17 | 4.0309e+17 | 4.2169e+17 | 4.1961e+17 | 3.1934e+17 | 3.9272e+17 | 3.7154e+17 | 3.4552e+17 | 3.6615e+17 | 3.6024e+17 | 3.9786e+17 | 3.4494e+17 | 3.9428e+17 | 3.3293e+17 | 4.5148e+17 | 3.8588e+17 | 3.6871e+17 | 3.7039e+17 | 3.6689e+17 | 3.4459e+17 | 3.9487e+17 | 3.5995e+17 | 3.9321e+17 | 3.236e+17 | 3.8186e+17 | 3.8564e+17 | 3.3731e+17 | 3.9938e+17 | 3.7792e+17 | 3.5853e+17 | 3.469e+17 | 3.8591e+17 | 3.1912e+17 | 4.1503e+17 | 4.1499e+17 | 3.8486e+17 | 3.9527e+17 | 3.933e+17 | 3.551e+17 | 3.7232e+17 | 3.122e+17 | 2.8656e+17 | 3.8392e+17 | 4.0585e+17 | 2.8464e+17 | 4.2025e+17 | 3.4444e+17 | 3.6479e+17 | 3.4133e+17 | 3.517e+17 | 3.5512e+17 | 3.6245e+17 | 3.6338e+17 | 3.3734e+17 | 3.8046e+17 | 3.9527e+17 | 4.0386e+17 | 4.1195e+17 | 3.5891e+17 | 3.8353e+17 | 4.4461e+17 | 4.0639e+17 | 3.3211e+17 | 4.088e+17 | 4.1407e+17 | 4.1301e+17 | 3.58e+17 | 3.9466e+17 | 3.6965e+17 | 3.9761e+17 | 4.0123e+17 | 4.1685e+17 | 4.006e+17 | 3.8447e+17 | 3.4702e+17 | 3.9929e+17 | 3.9322e+17 | 3.654e+17 | 4.405e+17 | 3.9226e+17 | 3.6585e+17 | 3.6779e+17 | 4.1193e+17 | 3.4643e+17 | 4.4041e+17 | 3.7929e+17 | 4.3237e+17 | 3.9877e+17 | 3.8315e+17 | 3.7607e+17 | 4.3509e+17 | 4.2253e+17 | 3.9493e+17 | 3.6651e+17 | 3.6827e+17 | 3.9673e+17 | 3.5271e+17 | 4.2009e+17 | 3.5814e+17 | 3.9128e+17 | 4.0116e+17 | 3.8366e+17 | 3.7636e+17 | 4.0523e+17 | 3.8781e+17 | 3.6397e+17 | 3.6603e+17 | 3.9354e+17 | 3.5437e+17 | 3.8537e+17 | 3.866e+17 | 4.0964e+17 | 3.2098e+17 | 3.6726e+17 | 3.5516e+17 | 4.3047e+17 | 3.8007e+17 | 4.4833e+17 | 3.8075e+17 | 3.8587e+17 | 3.8932e+17 | 4.0173e+17 | 3.5771e+17 | 3.6977e+17 | 3.8953e+17 | 3.5559e+17 | 3.7784e+17 | 3.4668e+17 | 3.8492e+17 | 3.7767e+17 | 3.3029e+17 | 3.9436e+17 | 4.0985e+17 | 3.2947e+17 | 3.5704e+17 | 4.5014e+17 | 3.5022e+17 | 3.7524e+17 | 3.8011e+17 | 3.8245e+17 | 3.265e+17 | 3.6376e+17 | 3.7294e+17 | 4.0818e+17 | 4.0847e+17 | 3.641e+17 | 3.6366e+17 | 3.422e+17 | 3.4243e+17 | 3.6521e+17 | 3.5756e+17 | 3.9738e+17 | 3.9499e+17 | 4.0329e+17 | 3.8875e+17 | 3.4474e+17 | 3.8286e+17 | 3.1668e+17 | 3.5354e+17 | 3.2225e+17 | 3.2009e+17 | 3.3314e+17 | 3.6526e+17 | 3.3336e+17 | 4.1348e+17 | 2.2527e+17 | 3.3599e+17 | 3.6905e+17 | 4.0277e+17 | 3.8622e+17 | 3.3487e+17 | 3.9933e+17 | 2.9164e+17 | 3.3756e+17 | 3.5812e+17 | 3.9733e+17 | 3.8018e+17 | 4.1739e+17 | 3.7747e+17 | 4.3441e+17 | 3.1958e+17 | 3.7644e+17 | 3.7087e+17 | 3.9484e+17 | 3.714e+17 | 4.1542e+17 | 3.813e+17 | 3.798e+17 | 3.2903e+17 | 3.7119e+17 | 3.1449e+17 | 3.4974e+17 | 3.7069e+17 | 3.7406e+17 | 3.954e+17 | 4.2835e+17 | 3.3404e+17 | 3.5347e+17 | 4.1866e+17 | 4.0844e+17 | 3.5652e+17 | 3.8946e+17 | 3.9733e+17 | 3.299e+17 | 3.823e+17 | 3.7064e+17 | 4.1478e+17 | 3.3803e+17 | 4.1061e+17 | 3.648e+17 | 4.0302e+17 | 3.2265e+17 | 4.1627e+17 | 4.2928e+17 | 3.419e+17 | 3.3483e+17 | 4.3176e+17 | 3.7048e+17 | 3.8476e+17 | 3.7716e+17 | 3.8467e+17 | 3.5202e+17 | 2.7771e+17 | 2.9441e+17 | 4.5075e+17 | 3.571e+17 | 3.4693e+17 | 3.7633e+17 | 4.0442e+17 | 3.0275e+17 | 4.5269e+17 | 3.6406e+17 | 3.4599e+17 | 3.5631e+17 | 4.1991e+17 | 3.6864e+17 | 3.6847e+17 | 3.4589e+17 | 3.1706e+17 | 3.4606e+17 | 3.5042e+17 | 4.2029e+17 | 3.3145e+17 | 4.2247e+17 | 3.884e+17 | 3.694e+17 | 3.5139e+17 | 3.6016e+17 | 3.3653e+17 | 3.5858e+17 | 4.2219e+17 | 3.4643e+17 | 4.209e+17 | 2.8496e+17 | 3.995e+17 | 3.9594e+17 | 3.8557e+17 | 4.1796e+17 | 2.9022e+17 | 3.7316e+17 | 3.3743e+17 | 2.9811e+17 | 4.4313e+17 | 3.2291e+17 | 3.5122e+17 | 3.6782e+17 | 3.2755e+17 | 4.5284e+17 | 3.4898e+17 | 3.5032e+17 | 3.7975e+17 | 3.3598e+17 | 3.3723e+17 | 4.0159e+17 | 4.0585e+17 | 4.0476e+17 | 4.3593e+17 | 2.8185e+17 | 3.6456e+17 | 4.02e+17 | 3.7021e+17 | 3.7443e+17 | 4.0365e+17 | 4.0094e+17 | 4.4009e+17 | 4.0059e+17 | 4.1353e+17 | 3.0031e+17 | 3.8003e+17 | 3.7063e+17 | 3.5375e+17 | 4.5173e+17 | 3.3263e+17 | 3.7827e+17 | 3.7866e+17 | 4.0128e+17 | 3.3335e+17 | 3.6311e+17 | 3.4924e+17 | 4.2259e+17 | 3.7251e+17 | 3.8562e+17 | 3.7721e+17 | 3.7839e+17 | 3.1703e+17 | 3.1497e+17 | 3.5745e+17 | 4.5665e+17 | 3.6754e+17 | 3.9461e+17 | 4.116e+17 | 4.0578e+17 | 3.4259e+17 | 3.4748e+17 | 4.1436e+17 | 3.925e+17 | 3.872e+17 | 2.9054e+17 | 3.8099e+17 | 3.9746e+17 | 3.6549e+17 | 3.9474e+17 | 3.9776e+17 | 4.0161e+17 | 3.2862e+17 | 3.7225e+17 | 3.5171e+17 | 3.5609e+17 | 4.17e+17 | 3.5745e+17 | 3.3292e+17 | 3.1091e+17 | 3.9007e+17 | 3.8229e+17 | 4.0331e+17 | 3.6449e+17 | 3.2378e+17 | 3.823e+17 | 4.3415e+17 | 4.2411e+17 | 3.5347e+17 | 3.4822e+17 | 3.5806e+17 | 3.8631e+17 | 3.9636e+17 | 4.1456e+17 | 3.7287e+17 | 2.9148e+17 | 3.4134e+17 | 4.0061e+17 | 3.9104e+17 | 2.4298e+17 | 4.0637e+17 | 3.3636e+17 | 3.8359e+17 | 3.7149e+17 | 3.9179e+17 | 3.6837e+17 | 4.6922e+17 | 3.6689e+17 | 4.0705e+17 | 4.0269e+17 | 3.5291e+17 | 2.9397e+17 | 3.3503e+17 | 3.49e+17 | 3.7881e+17 | 3.5417e+17 | 3.708e+17 | 3.8814e+17 | 4.0332e+17 | 3.6094e+17 | 3.8741e+17 | 3.5326e+17 | 4.0051e+17 | 3.7761e+17 | 3.4988e+17 | 3.4612e+17 | 4.0958e+17 | 3.7412e+17 | 4.3894e+17 | 3.519e+17 | 3.6576e+17 | 3.9758e+17 | 3.4936e+17 | 3.8446e+17 | 4.6657e+17 | 3.3713e+17 | 3.6027e+17 | 2.7993e+17 | 3.8136e+17 | 3.5285e+17 | 3.7384e+17 | 3.9373e+17 | 3.682e+17 | 3.5262e+17 | 4.5708e+17 | 2.7755e+17 | 2.8593e+17 | 3.6421e+17 | 3.7012e+17 | 3.549e+17 | 3.6162e+17 | 4.0688e+17 | 4.0534e+17 | 3.1996e+17 | 3.259e+17 | 3.8587e+17 | 3.9082e+17 | 3.4707e+17 | 4.0714e+17 | 4.0905e+17 | 3.7023e+17 | 4.3099e+17 | 3.4001e+17 | 3.0056e+17 | 3.488e+17 | 3.4154e+17 | 3.9086e+17 | 3.9028e+17 | 3.4161e+17 | 4.3543e+17 | 3.9735e+17 | 3.4434e+17 | 3.7441e+17 | 3.4152e+17 | 3.5829e+17 | 3.299e+17 | 3.0321e+17 | 3.216e+17 | 3.4594e+17 | 3.8433e+17 | 4.1878e+17 | 3.7869e+17 | 4.0564e+17 | 3.4494e+17 | 3.8759e+17 | 3.524e+17 | 4.044e+17 | 3.8394e+17 | 3.9237e+17 | 3.5298e+17 | 4.1431e+17 | 3.8158e+17 | 3.9073e+17 | 3.9835e+17 | 3.8241e+17 | 3.7999e+17 | 4.1614e+17 | 4.1852e+17 | 4.0399e+17 | 3.8065e+17 | 3.6233e+17 | 3.5084e+17 | 3.8381e+17 | 3.798e+17 | 4.1428e+17 | 3.5462e+17 | 3.8935e+17 | 3.0163e+17 | 3.5025e+17 | 3.907e+17 | 3.5372e+17 | 4.0492e+17 | 3.87e+17 | 3.7253e+17 | 4.7121e+17 | 3.9954e+17 | 4.3122e+17 | 4.061e+17 | 4.0783e+17 | 3.6804e+17 | 3.8966e+17 | 2.9984e+17 | 4.3577e+17 | 4.3245e+17 | 3.7977e+17 | 3.4547e+17 | 3.5195e+17 | 3.4798e+17 | 4.0358e+17 | 4.0305e+17 | 3.0432e+17 | 3.9144e+17 | 3.0634e+17 | 3.587e+17 | 3.5101e+17 | 3.1266e+17 | 3.4785e+17 | 2.4469e+17 | 3.1594e+17 | 3.4652e+17 | 3.4047e+17 | 3.7818e+17 | 3.5518e+17 | 3.9755e+17 | 4.2293e+17 | 3.0431e+17 | 3.9069e+17 | 3.0271e+17 | 3.9374e+17 | 3.3969e+17 | 2.9917e+17 | 4.0082e+17 | 3.6487e+17 | 3.6684e+17 | 4.6562e+17 | 4.5e+17 | 3.2844e+17 | 4.0046e+17 | 3.4863e+17 | 3.9889e+17 | 3.8602e+17 | 4.3949e+17 | 3.7683e+17 | 2.857e+17 | 4.0734e+17 | 3.9576e+17 | 4.2357e+17 | 3.4286e+17 | 3.9885e+17 | 4.1398e+17 | 3.6221e+17 | 4.5991e+17 | 3.501e+17 | 4.3115e+17 | 3.0811e+17 | 4.0037e+17 | 3.8863e+17 | 3.7086e+17 | 3.4945e+17 | 4.0047e+17 | 3.5901e+17 | 3.6267e+17 | 3.3756e+17 | 3.2299e+17 | 3.9568e+17 | 3.3186e+17 | 3.2921e+17 | 3.9005e+17 | 4.1148e+17 | 3.3488e+17 | 3.4512e+17 | 3.7546e+17 | 2.6501e+17 | 4.2733e+17 | 3.7942e+17 | 3.5324e+17 | 3.8237e+17 | 3.8982e+17 | 3.8399e+17 | 3.8423e+17 | 3.4083e+17 | 3.5262e+17 | 3.6293e+17 | 4.1429e+17 | 3.2866e+17 | 3.3425e+17 | 4.229e+17 | 3.9072e+17 | 3.8002e+17 | 3.8575e+17 | 3.2739e+17 | 3.1894e+17 | 3.7958e+17 | 3.7416e+17 | 3.2496e+17 | 4.04e+17 | 3.7709e+17 | 4.2177e+17 | 3.1216e+17 | 3.7343e+17 | 3.9905e+17 | 3.5555e+17 | 4.699e+17 | 3.1509e+17 | 3.9503e+17 | 3.8725e+17 | 3.4149e+17 | 4.1131e+17 | 3.8105e+17 | 3.5594e+17 | 4.717e+17 | 3.5406e+17 | 3.6436e+17 | 3.1546e+17 | 3.6059e+17 | 3.9503e+17 | 3.8669e+17 | 3.8087e+17 | 3.6441e+17 | 3.1543e+17 | 3.2825e+17 | 3.8926e+17 | 3.4776e+17 | 3.2371e+17 | 4.4416e+17 | 3.4737e+17 | 3.6854e+17 | 4.0197e+17 | 3.5224e+17 | 3.735e+17 | 3.3635e+17 | 3.8022e+17 | 4.1367e+17 | 4.0197e+17 | 2.8956e+17 | 3.4742e+17 | 3.8293e+17 | 3.0379e+17 | 3.4184e+17 | 3.5918e+17 | 4.0255e+17 | 4.441e+17 | 3.7176e+17 | 3.8707e+17 | 4.1716e+17 | 4.0524e+17 | 4.0623e+17 | 3.8537e+17 | 3.8114e+17 | 3.1385e+17 | 4.1677e+17 | 4.3725e+17 | 3.9288e+17 | 4.3964e+17 | 3.7904e+17 | 3.8483e+17 | 3.2758e+17 | 3.4494e+17 | 3.8918e+17 | 3.7895e+17 | 3.5343e+17 | 3.0548e+17 | 4.1328e+17 | 4.2636e+17 | 3.5553e+17 | 3.7887e+17 | 3.9372e+17 | 3.3727e+17 | 4.2684e+17 | 3.3963e+17 | 3.9997e+17 | 3.6045e+17 | 3.8626e+17 | 3.6482e+17 | 3.8743e+17 | 3.8684e+17 | 3.7849e+17 | 4.1647e+17 | 3.399e+17 | 3.8421e+17 | 3.8665e+17 | 3.1617e+17 | 4.4336e+17 | 3.1056e+17 | 4.0307e+17 | 3.3686e+17 | 3.7075e+17 | 3.3468e+17 | 3.4499e+17 | 3.7312e+17 | 4.0448e+17 | 3.2428e+17 | 3.6039e+17 | 3.7398e+17 | 3.6732e+17 | 3.3955e+17 | 3.9081e+17 | 4.0987e+17 | 4.0337e+17 | 3.4092e+17 | 3.7623e+17 | 4.1194e+17 | 3.2998e+17 | 3.758e+17 | 3.4259e+17 | 3.5395e+17 | 4.5115e+17 | 4.2128e+17 | 4.2587e+17 | 4.3648e+17 | 3.9005e+17 | 3.4343e+17 | 3.7017e+17 | 3.7423e+17 | 3.6791e+17 | 3.2602e+17 | 3.4921e+17 | 3.6577e+17 | 3.2866e+17 | 3.0527e+17 | 3.9227e+17 | 3.4831e+17 | 4.681e+17 | 3.5547e+17 | 3.4662e+17 | 4.2883e+17 | 4.1885e+17 | 3.2408e+17 | 3.5712e+17 | 3.7268e+17 | 3.8273e+17 | 3.4595e+17 | 4.1936e+17 | 4.2136e+17 | 3.4408e+17 | 3.9836e+17 | 3.3395e+17 | 3.6923e+17 | 3.3096e+17 | 3.6685e+17 | 3.8324e+17 | 4.3199e+17 | 3.9221e+17 | 3.9265e+17 | 3.8606e+17 | 3.0773e+17 | 3.3859e+17 | 3.2513e+17 | 3.8388e+17 | 3.9434e+17 | 4.1052e+17 | 3.4509e+17 | 3.5127e+17 | 4.5975e+17 | 4.0846e+17 | 3.0988e+17 | 3.6804e+17 | 3.8487e+17 | 3.9696e+17 | 3.2313e+17 | 4.6823e+17 | 3.6537e+17 | 3.6817e+17 | 3.9435e+17 | 3.9881e+17 | 2.9647e+17 | 3.8988e+17 | 3.1373e+17 | 2.9627e+17 | 3.9816e+17 | 3.9263e+17 | 2.838e+17 | 3.3308e+17 | 3.9628e+17 | 3.6265e+17 | 4.2085e+17 | 4.2173e+17 | 3.9355e+17 | 4.0636e+17 | 3.8944e+17 | 3.4263e+17 | 3.2624e+17 | 3.7291e+17 | 3.4153e+17 | 3.5958e+17 | 3.6836e+17 | 4.0389e+17 | 3.7032e+17 | 4.4399e+17 | 3.9661e+17 | 3.5029e+17 | 3.2608e+17 | 4.2944e+17 | 3.6582e+17 | 3.716e+17 | 3.9188e+17 | 3.6019e+17 | 3.5769e+17 | 3.4282e+17 | 3.4079e+17 | 4.6476e+17 | 3.9317e+17 | 4.2978e+17 | 3.9035e+17 | 3.9828e+17 | 3.6873e+17 | 3.8021e+17 | 3.0372e+17 | 3.9264e+17 | 3.6789e+17 | 4.3937e+17 | 3.4871e+17 | 3.7688e+17 | 3.0792e+17 | 3.2698e+17 | 3.5451e+17 | 3.781e+17 | 4.2181e+17 | 3.4013e+17 | 3.7642e+17 | 3.8712e+17 | 3.2455e+17 | 3.4271e+17 | 4.1679e+17 | 3.5881e+17 | 4.0221e+17 | 3.4052e+17 | 3.417e+17 | 3.5616e+17 | 3.6694e+17 | 4.0462e+17 | 3.5711e+17 | 3.9047e+17 | 3.8044e+17 | 3.6481e+17 | 3.6701e+17 | 3.8743e+17 | 3.5207e+17 | 4.0473e+17 | 3.5805e+17 | 3.8654e+17 | 4.1175e+17 | 3.9826e+17 | 3.2064e+17 | 3.9158e+17 | 3.3537e+17 | 3.3254e+17 | 4.604e+17 | 3.7237e+17 | 4.173e+17 | 4.4556e+17 | 3.4735e+17 | 3.493e+17 | 3.3902e+17 | 3.2968e+17 | 3.5346e+17 | 4.3827e+17 | 3.2194e+17 | 3.7245e+17 | 3.7694e+17 | 4.0275e+17 | 4.1588e+17 | 4.2166e+17 | 4.1962e+17 | 3.9577e+17 | 4.1559e+17 | 4.254e+17 | 3.4174e+17 | 4.1225e+17 | 3.7801e+17 | 3.5372e+17 | 3.2023e+17 | 4.4632e+17 | 4.0267e+17 | 3.4152e+17 | 3.3169e+17 | 3.8647e+17 | 3.8422e+17 | 3.1175e+17 | 3.2856e+17 | 3.8605e+17 | 3.9063e+17 | 4.074e+17 | 3.3191e+17 | 3.5567e+17 | 3.5984e+17 | 3.964e+17 | 3.9463e+17 | 4.2464e+17 | 3.5446e+17 | 3.5185e+17 | 3.4123e+17 | 3.2432e+17 | 3.8091e+17 | 3.534e+17 | 3.7157e+17 | 3.6894e+17 | 3.6289e+17 | 3.9935e+17 | 4.2056e+17 | 3.8319e+17 | 3.8091e+17 | 4.1653e+17 | 3.8738e+17 | 3.6019e+17 | 3.699e+17 | 4.2812e+17 | 3.8707e+17 | 3.4075e+17 | 4.4161e+17 | 4.346e+17 | 3.2793e+17 | 3.9187e+17 | 3.7176e+17 | 3.4838e+17 | 4.0877e+17 | 3.5725e+17 | 4.4566e+17 | 4.4867e+17 | 3.9487e+17 | 4.533e+17 | 2.8587e+17 | 3.8307e+17 | 3.5202e+17 | 3.2831e+17 | 4.2086e+17 | 3.842e+17 | 4.4737e+17 | 4.0611e+17 | 3.4567e+17 | 3.9595e+17 | 3.986e+17 | 4.1504e+17 | 3.5681e+17 | 2.872e+17 | 3.7286e+17 | 4.1091e+17 | 4.1092e+17 | 4.3373e+17 | 4.0035e+17 | 4.8884e+17 | 4.0436e+17 | 3.6336e+17 | 3.9897e+17 | 3.4093e+17 | 3.5601e+17 | 4.0854e+17 | 3.8774e+17 | 3.4606e+17 | 3.5466e+17 | 3.7513e+17 | 3.7763e+17 | 4.2078e+17 | 4.1127e+17 | 3.8719e+17 | 3.9783e+17 | 3.6523e+17 | 3.3387e+17 | 3.9801e+17 | 3.2693e+17 | 4.0634e+17 | 3.845e+17 | 2.7843e+17 | 3.8078e+17 | 3.7342e+17 | 4.0792e+17 | 3.6707e+17 | 3.5031e+17 | 4.2322e+17 | 3.2295e+17 | 3.0264e+17 | 3.7323e+17 | 3.9892e+17 | 3.8242e+17 | 3.7656e+17 | 3.6528e+17 | 4.0199e+17 | 3.8074e+17 | 3.8252e+17 | 4.5926e+17 | 3.2146e+17 | 3.1432e+17 | 4.0381e+17 | 3.2999e+17 | 3.8413e+17 | 4.2612e+17 | 3.3317e+17 | 3.9185e+17 | 3.984e+17 | 3.834e+17 | 3.7004e+17 | 3.9346e+17 | 3.9731e+17 | 3.3832e+17 | 3.8944e+17 | 4.3458e+17 | 3.6986e+17 | 3.5997e+17 | 4.1126e+17 | 3.3277e+17 | 3.1687e+17 | 3.1592e+17 | 3.8246e+17 | 3.1245e+17 | 3.2488e+17 | 3.5218e+17 | 3.7507e+17 | 3.6848e+17 | 3.6492e+17 | 3.9248e+17 | 3.5186e+17 | 4.3808e+17 | 4.1193e+17 | 4.008e+17 | 4.3461e+17 | 4.2261e+17 | 3.6423e+17 | 3.9814e+17 | 3.8243e+17 | 3.7804e+17 | 3.8805e+17 | 3.8636e+17 | 3.5658e+17 | 4.0579e+17 | 4.1572e+17 | 4.091e+17 | 3.4163e+17 | 3.2027e+17 | 4.056e+17 | 3.6921e+17 | 3.062e+17 | 3.5086e+17 | 4.5172e+17 | 3.2736e+17 | 4.2987e+17 | 3.8952e+17 | 4.2298e+17 | 3.6709e+17 | 3.7606e+17 | 3.388e+17 | 4.2599e+17 | 3.3019e+17 | 3.3906e+17 | 3.5454e+17 | 3.7657e+17 | 3.703e+17 | 3.7376e+17 | 3.5733e+17 | 3.6709e+17 | 3.8234e+17 | 3.925e+17 | 4.2046e+17 | 3.852e+17 | 3.7453e+17 | 3.9366e+17 | 3.7934e+17 | 4.1316e+17 | 3.4181e+17 | 3.6762e+17 | 4.3326e+17 | 4.0794e+17 | 4.0826e+17 | 3.4721e+17 | 3.1436e+17 | 3.3088e+17 | 4.03e+17 | 3.0929e+17 | 3.6753e+17 | 3.4666e+17 | 3.3948e+17 | 3.6751e+17 | 4.0181e+17 | 3.8239e+17 | 3.911e+17 | 3.6518e+17 | 3.6234e+17 | 3.808e+17 | 4.2399e+17 | 3.5374e+17 | 3.8058e+17 | 4.2052e+17 | 3.7009e+17 | 3.357e+17 | 3.2951e+17 | 3.5192e+17 | 3.406e+17 | 3.2075e+17 | 4.0166e+17 | 2.7156e+17 | 3.9617e+17 | 3.5863e+17 | 2.6574e+17 | 3.3986e+17 | 3.8126e+17 | 4.1274e+17 | 2.9144e+17 | 2.8378e+17 | 4.1596e+17 | 3.2299e+17 | 3.76e+17 | 3.351e+17 | 3.7863e+17 | 4.0225e+17 | 3.9602e+17 | 3.703e+17 | 3.8977e+17 | 3.6358e+17 | 4.034e+17 | 3.9228e+17 | 3.7515e+17 | 3.4461e+17 | 3.6952e+17 | 3.5115e+17 | 3.8402e+17 | 3.3379e+17 | 4.2643e+17 | 3.2274e+17 | 4.3187e+17 | 4.3158e+17 | 4.1425e+17 | 3.6269e+17 | 3.682e+17 | 3.3787e+17 | 3.223e+17 | 3.7902e+17 | 4.4109e+17 | 3.5492e+17 | 4.0588e+17 | 4.0985e+17 | 3.7297e+17 | 3.9462e+17 | 3.9518e+17 | 3.4609e+17 | 3.9188e+17 | 3.7545e+17 | 3.8255e+17 | 3.6722e+17 | 3.379e+17 | 3.8243e+17 | 2.999e+17 | 4.8856e+17 | 3.1761e+17 | 3.6669e+17 | 3.6945e+17 | 3.5429e+17 | 3.4047e+17 | 3.3721e+17 | 3.4757e+17 | 3.6171e+17 | 4.1932e+17 | 3.9645e+17 | 3.3656e+17 | 4.0105e+17 | 3.6544e+17 | 3.9965e+17 | 3.7198e+17 | 3.4424e+17 | 4.2101e+17 | 3.2487e+17 | 3.8868e+17 | 3.9242e+17 | 3.8766e+17 | 4.6747e+17 | 4.0762e+17 | 3.689e+17 | 3.9093e+17 | 3.5165e+17 | 3.3173e+17 | 4.3387e+17 | 3.2766e+17 | 3.9986e+17 | 3.9384e+17 | 2.9325e+17 | 3.1492e+17 | 4.145e+17 | 3.4114e+17 | 3.7516e+17 | 3.9451e+17 | 3.9133e+17 | 3.9434e+17 | 3.3784e+17 | 3.812e+17 | 3.6266e+17 | 3.6027e+17 | 4.1611e+17 | 4.1259e+17 | 3.3337e+17 | 4.2546e+17 | 3.5114e+17 | 3.3277e+17 | 3.231e+17 | 4.0374e+17 | 3.6813e+17 | 4.1352e+17 | 3.8913e+17 | 3.9581e+17 | 3.5855e+17 | 3.9862e+17 | 3.9246e+17 | 4.2464e+17 | 3.4567e+17 | 3.2646e+17 | 3.2911e+17 | 4.4396e+17 | 3.8205e+17 | 3.8022e+17 | 3.1348e+17 | 4.2093e+17 | 3.7518e+17 | 3.4981e+17 | 3.9238e+17 | 4.3608e+17 | 3.7e+17 | 4.1344e+17 | 3.8035e+17 | 4.2182e+17 | 3.914e+17 | 4.6495e+17 | 3.5092e+17 | 3.442e+17 | 3.9239e+17 | 3.3022e+17 | 3.4779e+17 | 3.7605e+17 | 3.3165e+17 | 3.64e+17 | 4.2307e+17 | 2.781e+17 | 3.7851e+17 | 3.6818e+17 | 3.6081e+17 | 4.4168e+17 | 4.1011e+17 | 3.4562e+17 | 3.6137e+17 | 4.0775e+17 | 3.7335e+17 | 4.2496e+17 | 3.0952e+17 | 4.0122e+17 | 3.9653e+17 | 3.7947e+17 | 4.1908e+17 | 4.1243e+17 | 3.8017e+17 | 3.3773e+17 | 3.4604e+17 | 3.7497e+17 | 3.1631e+17 | 3.5285e+17 | 4.4039e+17 | 3.8148e+17 | 4.4223e+17 | 3.4726e+17 | 3.6047e+17 | 4.1336e+17 | 3.6803e+17 | 3.8683e+17 | 3.2844e+17 | 3.0294e+17 | 3.3241e+17 | 2.8116e+17 | 3.9651e+17 | 3.7862e+17 | 4.0084e+17 | 3.6676e+17 | 3.5181e+17 | 3.7423e+17 | 3.8044e+17 | 3.8304e+17 | 4.2401e+17 | 3.5585e+17 | 2.7158e+17 | 4.1915e+17 | 3.8942e+17 | 3.4089e+17 | 4.2505e+17 | 4.3504e+17 | 4.1693e+17 | 3.8438e+17 | 4.4398e+17 | 4.1157e+17 | 4.5213e+17 | 4.2122e+17 | 3.8922e+17 | 3.7079e+17 | 3.5051e+17 | 3.9517e+17 | 3.5967e+17 | 3.6598e+17 | 4.0519e+17 | 3.8549e+17 | 3.2235e+17 | 3.9995e+17 | 3.754e+17 | 3.4986e+17 | 3.337e+17 | 3.6978e+17 | 3.6663e+17 | 4.6797e+17 | 3.612e+17 | 4.0212e+17 | 3.775e+17 | 3.7343e+17 | 3.5798e+17 | 3.6884e+17 | 3.4272e+17 | 3.7889e+17 | 4.4218e+17 | 3.5493e+17 | 3.7678e+17 | 3.8356e+17 | 3.8926e+17 | 3.3977e+17 | 2.837e+17 | 3.7064e+17 | 2.9644e+17 | 3.5361e+17 | 3.281e+17 | 3.6809e+17 | 3.565e+17 | 3.9986e+17 | 3.4749e+17 | 3.7505e+17 | 3.3404e+17 | 3.7297e+17 | 3.7243e+17 | 3.4586e+17 | 3.8667e+17 | 3.9899e+17 | 3.3199e+17 | 3.4368e+17 | 4.5057e+17 | 4.3352e+17 | 3.7786e+17 | 3.6445e+17 | 3.5009e+17 | 3.9524e+17 | 3.7152e+17 | 3.9723e+17 | 3.9698e+17 | 4.0381e+17 | 3.7427e+17 | 2.7014e+17 | 3.4861e+17 | 3.2247e+17 | 3.5881e+17 | 4.059e+17 | 3.2838e+17 | 4.09e+17 | 3.9343e+17 | 4.0578e+17 | 3.9301e+17 | 4.1755e+17 | 3.8839e+17 | 3.6299e+17 | 3.7033e+17 | 4.1992e+17 | 4.2556e+17 | 4.5495e+17 | 4.1388e+17 | 3.7334e+17 | 3.6001e+17 | 4.3204e+17 | 3.6032e+17 | 3.8887e+17 | 3.2499e+17 | 3.8692e+17 | 3.3238e+17 | 3.9065e+17 | 3.9219e+17 | 3.4934e+17 | 3.9809e+17 | 4.272e+17 | 3.5334e+17 | 3.8226e+17 | 3.4613e+17 | 3.5282e+17 | 3.6554e+17 | 3.5687e+17 | 4.2529e+17 | 3.6671e+17 | 3.4753e+17 | 3.7077e+17 | 3.7829e+17 | 3.7238e+17 | 3.4753e+17 | 2.7422e+17 | 4.1719e+17 | 3.9423e+17 | 3.4158e+17 | 3.7054e+17 | 3.5384e+17 | 4.2524e+17 | 3.7528e+17 | 3.0366e+17 | 3.4468e+17 | 4.2338e+17 | 3.7883e+17 | 4.3965e+17 | 3.5339e+17 | 3.8054e+17 | 3.5937e+17 | 3.6431e+17 | 3.6477e+17 | 3.7754e+17 | 2.8826e+17 | 4.1295e+17 | 3.9656e+17 | 4.017e+17 | 3.9617e+17 | 4.1141e+17 | 3.6467e+17 | 4.103e+17 | 3.7362e+17 | 2.7187e+17 | 4.2002e+17 | 4.08e+17 | 3.815e+17 | 3.5058e+17 | 3.7989e+17 | 3.9405e+17 | 3.4946e+17 | 4.0268e+17 | 3.9912e+17 | 3.5751e+17 | 4.0352e+17 | 3.3082e+17 | 3.2042e+17 | 3.5157e+17 | 3.2473e+17 | 4.0017e+17 | 3.5758e+17 | 2.9742e+17 | 4.034e+17 | 3.4967e+17 | 4.6313e+17 | 4.2145e+17 | 3.7275e+17 | 3.2944e+17 | 3.4859e+17 | 4.0413e+17 | 3.2496e+17 | 3.8332e+17 | 3.1564e+17 | 3.4997e+17 | 3.5175e+17 | 3.7425e+17 | 3.8914e+17 | 3.6626e+17 | 3.8106e+17 | 3.685e+17 | 3.9211e+17 | 3.7066e+17 | 4.3986e+17 | 3.1301e+17 | 3.2779e+17 | 3.9179e+17 | 3.4765e+17 | 4.0502e+17 | 3.9126e+17 | 4.3258e+17 | 4.013e+17 | 3.7302e+17 | 3.4307e+17 | 3.7631e+17 | 4.0241e+17 | 3.8141e+17 | 3.5833e+17 | 3.8205e+17 | 3.9879e+17 | 3.105e+17 | 3.6437e+17 | 3.3393e+17 | 3.3903e+17 | 4.1778e+17 | 3.489e+17 | 3.7827e+17 | 4.0603e+17 | 3.9532e+17 | 3.6981e+17 | 4.0282e+17 | 3.464e+17 | 4.4189e+17 | 3.8423e+17 | 4.2044e+17 | 3.2379e+17 | 4.5743e+17 | 4.1757e+17 | 3.3697e+17 | 3.4524e+17 | 3.8985e+17 | 4.229e+17 | 3.5651e+17 | 4.0707e+17 | 4.6951e+17 | 3.4102e+17 | 4.1419e+17 | 3.5742e+17 | 3.0905e+17 | 4.054e+17 | 3.9117e+17 | 4.2178e+17 | 3.4439e+17 | 3.5451e+17 | 3.1825e+17 | 3.7674e+17 | 4.0072e+17 | 3.4656e+17 | 3.1167e+17 | 3.9357e+17 | 3.9557e+17 | 3.5027e+17 | 4.0343e+17 | 3.3706e+17 | 4.0141e+17 | 3.425e+17 | 3.8094e+17 | 4.1447e+17 | 4.7172e+17 | 3.4318e+17 | 3.8409e+17 | 4.0618e+17 | 4.0247e+17 | 3.9877e+17 | 3.6224e+17 | 3.5485e+17 | 3.9748e+17 | 3.9541e+17 | 3.6388e+17 | 3.4803e+17 | 3.6732e+17 | 3.3928e+17 | 4.2349e+17 | 4.0754e+17 | 3.7039e+17 | 3.9293e+17 | 4.2137e+17 | 3.7535e+17 | 3.6325e+17 | 4.0266e+17 | 3.9637e+17 | 3.1217e+17 | 3.8476e+17 | 3.3303e+17 | 3.3557e+17 | 4.0917e+17 | 4.196e+17 | 3.7288e+17 | 3.4358e+17 | 3.8374e+17 | 3.1701e+17 | 3.6881e+17 | 3.6891e+17 | 3.9729e+17 | 3.9989e+17 | 4.1915e+17 | 3.4843e+17 | 3.6585e+17 | 3.8439e+17 | 3.3713e+17 | 3.3909e+17 | 3.3993e+17 | 3.4631e+17 | 3.8038e+17 | 4.1338e+17 | 4.2583e+17 | 4.043e+17 | 3.9885e+17 | 3.293e+17 | 3.6076e+17 | 3.98e+17 | 3.692e+17 | 3.1292e+17 | 3.4387e+17 | 4.2798e+17 | 3.9671e+17 | 4.1122e+17 | 3.6157e+17 | 3.6226e+17 | 4.2138e+17 | 4.2243e+17 | 3.777e+17 | 3.4175e+17 | 3.8218e+17 | 4.0053e+17 | 3.9541e+17 | 4.2902e+17 | 3.7828e+17 | 4.0916e+17 | 3.5912e+17 | 3.5022e+17 | 4.0355e+17 | 4.0673e+17 | 3.3807e+17 | 4.1676e+17 | 3.3318e+17 | 3.5175e+17 | 4.0831e+17 | 3.5985e+17 | 4.5883e+17 | 2.8843e+17 | 4.3095e+17 | 3.1463e+17 | 3.8812e+17 | 3.7034e+17 | 4.303e+17 | 4.119e+17 | 3.893e+17 | 3.7153e+17 | 3.8657e+17 | 3.3719e+17 | 4.4438e+17 | 4.4457e+17 | 3.4963e+17 | 3.2075e+17 | 3.3221e+17 | 4.0156e+17 | 3.9964e+17 | 3.8977e+17 | 3.4072e+17 | 3.6001e+17 | 3.5797e+17 | 4.1105e+17 | 4.0563e+17 | 3.0125e+17 | 3.1689e+17 | 3.7889e+17 | 3.9452e+17 | 3.4543e+17 | 3.7142e+17 | 4.1605e+17 | 3.5135e+17 | 3.1668e+17 | 4.2239e+17 | 3.284e+17 | 3.6141e+17 | 3.5774e+17 | 3.779e+17 | 3.9776e+17 | 3.086e+17 | 4.3022e+17 | 3.5483e+17 | 3.483e+17 | 3.442e+17 | 3.0912e+17 | 3.8411e+17 | 3.9745e+17 | 3.9915e+17 | 3.9864e+17 | 3.5711e+17 | 3.1645e+17 | 3.3068e+17 | 3.8982e+17 | 3.2051e+17 | 3.7499e+17 | 3.8979e+17 | 3.6795e+17 | 4.242e+17 | 3.6157e+17 | 3.9028e+17 | 3.8547e+17 | 3.3383e+17 | 3.7069e+17 | 3.3101e+17 | 3.2062e+17 | 2.9493e+17 | 3.2473e+17 | 3.3233e+17 | 4.1869e+17 | 3.6253e+17 | 3.5409e+17 | 3.6722e+17 | 4.4502e+17 | 3.9212e+17 | 3.9068e+17 | 4.6339e+17 | 3.2453e+17 | 4.026e+17 | 3.2016e+17 | 3.3515e+17 | 2.7311e+17 | 4.3824e+17 | 3.2875e+17 | 3.4561e+17 | 3.7391e+17 | 3.9103e+17 | 3.5185e+17 | 2.9317e+17 | 3.461e+17 | 4.3254e+17 | 3.4898e+17 | 3.6678e+17 | 3.6543e+17 | 3.1935e+17 | 3.8711e+17 | 3.431e+17 | 3.714e+17 | 4.376e+17 | 3.7994e+17 | 3.6137e+17 | 3.5979e+17 | 3.3935e+17 | 3.1745e+17 | 3.7111e+17 | 3.7983e+17 | 3.6615e+17 | 3.892e+17 | 2.9478e+17 | 3.1662e+17 | 4.2723e+17 | 3.7186e+17 | 3.6887e+17 | 3.3016e+17 | 3.422e+17 | 3.8556e+17 | 3.5543e+17 | 4.4707e+17 | 3.6868e+17 | 4.1319e+17 | 3.3818e+17 | 3.824e+17 | 4.384e+17 | 3.518e+17 | 3.9749e+17 | 3.4699e+17 | 3.406e+17 | 3.7694e+17 | 3.5696e+17 | 3.6502e+17 | 3.9841e+17 | 3.7417e+17 | 3.5397e+17 | 3.9139e+17 | 3.3345e+17 | 3.2909e+17 | 3.0797e+17 | 3.5415e+17 | 4.1888e+17 | 4.0787e+17 | 4.0747e+17 | 3.8063e+17 | 3.6698e+17 | 3.3226e+17 | 3.7919e+17 | 3.2894e+17 | 3.7274e+17 | 3.7679e+17 | 3.4268e+17 | 4.46e+17 | 3.8066e+17 | 3.3607e+17 | 3.2687e+17 | 3.4227e+17 | 3.4643e+17 | 3.5447e+17 | 3.563e+17 | 3.3745e+17 | 3.9647e+17 | 3.7594e+17 | 3.5106e+17 | 3.9945e+17 | 3.7599e+17 | 3.8347e+17 | 4.0914e+17 | 3.4222e+17 | 2.8273e+17 | 3.6069e+17 | 3.6614e+17 | 3.8017e+17 | 4.0008e+17 | 2.5835e+17 | 3.4587e+17 | 3.8121e+17 | 3.8505e+17 | 3.1026e+17 | 3.3821e+17 | 4.2673e+17 | 4.4717e+17 | 4.1437e+17 | 3.6404e+17 | 3.6805e+17 | 3.5471e+17 | 3.8675e+17 | 3.9585e+17 | 4.1058e+17 | 3.6194e+17 | 3.7599e+17 | 4.0339e+17 | 3.7806e+17 | 3.7847e+17 | 3.4608e+17 | 3.9975e+17 | 3.7435e+17 | 3.6478e+17 | 3.5475e+17 | 3.9419e+17 | 3.9895e+17 | 3.7353e+17 | 3.2344e+17 | 3.9061e+17 | 3.8454e+17 | 3.3693e+17 | 3.5091e+17 | 4.0013e+17 | 3.0828e+17 | 3.7737e+17 | 3.8965e+17 | 3.9591e+17 | 3.9814e+17 | 3.7589e+17 | 3.8551e+17 | 3.7331e+17 | 4.0687e+17 | 3.8498e+17 | 3.9259e+17 | 4.1601e+17 | 3.9512e+17 | 3.3494e+17 | 4.0712e+17 | 3.7533e+17 | 3.6385e+17 | 3.4764e+17 | 4.2405e+17 | 3.8357e+17 | 4.0173e+17 | 3.6517e+17 | 3.7975e+17 | 3.3676e+17 | 3.2445e+17 | 3.4733e+17 | 3.6594e+17 | 3.7208e+17 | 3.5026e+17 | 3.2487e+17 | 4.0336e+17 | 3.5641e+17 | 3.443e+17 | 4.3195e+17 | 4.3047e+17 | 3.9796e+17 | 3.1895e+17 | 3.8103e+17 | 3.5902e+17 | 4.0267e+17 | 3.4776e+17 | 4.0608e+17 | 4.2295e+17 | 3.78e+17 | 3.8503e+17 | 3.5741e+17 | 2.9774e+17 | 4.0274e+17 | 3.1886e+17 | 4.2243e+17 | 3.6678e+17 | 3.5131e+17 | 3.9468e+17 | 4.128e+17 | 4.1457e+17 | 3.9057e+17 | 4.0355e+17 | 3.1532e+17 | 4.078e+17 | 4.2644e+17 | 3.6118e+17 | 3.9296e+17 | 3.5561e+17 | 3.54e+17 | 3.908e+17 | 3.4764e+17 | 4.1785e+17 | 3.6588e+17 | 3.6397e+17 | 4.1703e+17 | 3.6961e+17 | 4.383e+17 | 3.2577e+17 | 2.9935e+17 | 3.8522e+17 | 3.5756e+17 | 3.9385e+17 | 3.6721e+17 | 3.501e+17 | 3.2969e+17 | 3.8809e+17 | 3.0743e+17 | 4.4699e+17 | 3.2572e+17 | 3.3647e+17 | 3.7258e+17 | 4.313e+17 | 4.0601e+17 | 3.9979e+17 | 3.6844e+17 | 3.1276e+17 | 4.0595e+17 | 3.6035e+17 | 3.4076e+17 | 3.7901e+17 | 3.6476e+17 | 4.7398e+17 | 3.5322e+17 | 2.9983e+17 | 3.4068e+17 | 3.7027e+17 | 3.1005e+17 | 3.8943e+17 | 3.9335e+17 | 3.8304e+17 | 3.7052e+17 | 4.014e+17 | 3.3159e+17 | 3.7106e+17 | 3.4893e+17 | 4.1093e+17 | 4.1222e+17 | 4.1175e+17 | 3.6401e+17 | 3.1649e+17 | 3.9601e+17 | 3.4469e+17 | 4.2056e+17 | 4.7001e+17 | 3.5223e+17 | 3.7929e+17 | 3.9884e+17 | 3.924e+17 | 3.9509e+17 | 4.1938e+17 | 4.4112e+17 | 3.7551e+17 | 3.5212e+17 | 3.7761e+17 | 3.1591e+17 | 3.6291e+17 | 3.8066e+17 | 4.1407e+17 | 4.4479e+17 | 4.099e+17 | 3.7899e+17 | 3.8413e+17 | 3.0798e+17 | 3.8188e+17 | 3.3915e+17 | 3.4597e+17 | 3.757e+17 | 3.9588e+17 | 3.6069e+17 | 3.6777e+17 | 3.4355e+17 | 3.7416e+17 | 3.91e+17 | 4.5241e+17 | 3.827e+17 | 3.9133e+17 | 3.3777e+17 | 3.1834e+17 | 2.7473e+17 | 3.3364e+17 | 3.9068e+17 | 3.2035e+17 | 3.5527e+17 | 4.1712e+17 | 4.2426e+17 | 3.7671e+17 | 4.402e+17 | 3.4176e+17 | 3.8844e+17 | 3.9795e+17 | 3.5114e+17 | 3.6555e+17 | 3.5037e+17 | 3.4925e+17 | 4.0826e+17 | 3.68e+17 | 3.3e+17 | 4.1089e+17 | 3.7901e+17 | 3.4739e+17 | 3.7075e+17 | 3.5411e+17 | 3.8046e+17 | 4.1407e+17 | 4.5055e+17 | 3.2474e+17 | 3.6565e+17 | 3.7326e+17 | 3.991e+17 | 3.1296e+17 | 3.7863e+17 | 3.4511e+17 | 3.8068e+17 | 3.9891e+17 | 3.6904e+17 | 3.5043e+17 | 3.6678e+17 | 4.54e+17 | 3.3303e+17 | 3.6484e+17 | 3.8053e+17 | 3.3995e+17 | 4.4205e+17 | 3.4554e+17 | 4.1764e+17 | 3.7506e+17 | 3.3634e+17 | 3.5703e+17 | 4.2758e+17 | 3.5715e+17 | 3.7765e+17 | 3.4103e+17 | 4.2922e+17 | 4.0363e+17 | 3.3352e+17 | 3.8084e+17 | 3.4999e+17 | 3.5159e+17 | 3.7573e+17 | 3.7771e+17 | 3.593e+17 | 3.9002e+17 | 3.3584e+17 | 3.6772e+17 | 4.2625e+17 | 4.0962e+17 | 3.491e+17 | 3.8147e+17 | 4.259e+17 | 3.8404e+17 | 3.4411e+17 | 3.2635e+17 | 3.5941e+17 | 3.2067e+17 | 3.6498e+17 | 3.441e+17 | 3.4921e+17 | 4.2254e+17 | 4.0051e+17 | 3.6655e+17 | 3.5841e+17 | 2.9515e+17 | 3.483e+17 | 3.7248e+17 | 3.8807e+17 | 3.2114e+17 | 3.3392e+17 | 4.2075e+17 | 3.7903e+17 | 4.0367e+17 | 4.2414e+17 | 4.1486e+17 | 3.7459e+17 | 3.2769e+17 | 3.4693e+17 | 3.3805e+17 | 4.1455e+17 | 3.9898e+17 | 3.7404e+17 | 3.4831e+17 | 4.2137e+17 | 4.1435e+17 | 3.5629e+17 | 3.7769e+17 | 3.5126e+17 | 3.4208e+17 | 3.0847e+17 | 3.638e+17 | 4.1776e+17 | 4.0725e+17 | 3.2377e+17 | 3.8922e+17 | 3.7237e+17 | 3.7542e+17 | 4.1838e+17 | 3.6412e+17 | 3.959e+17 | 4.0326e+17 | 2.7852e+17 | 3.0322e+17 | 3.1992e+17 | 4.4795e+17 | 4.2109e+17 | 3.4286e+17 | 3.7578e+17 | 3.422e+17 | 3.8129e+17 | 4.358e+17 | 2.9165e+17 | 3.5112e+17 | 4.4571e+17 | 3.8277e+17 | 3.9488e+17 | 3.748e+17 | 3.9535e+17 | 3.8774e+17 | 4.1407e+17 | 3.1751e+17 | 3.2493e+17 | 3.3734e+17 | 3.5457e+17 | 4.3993e+17 | 4.2959e+17 | 3.4599e+17 | 3.7754e+17 | 4.1949e+17 | 3.0026e+17 | 3.9314e+17 | 3.7846e+17 | 3.9689e+17 | 3.3735e+17 | 4.1026e+17 | 3.699e+17 | 4.3712e+17 | 3.978e+17 | 4.1744e+17 | 3.437e+17 | 3.5665e+17 | 3.5159e+17 | 3.511e+17 | 3.7172e+17 | 3.6532e+17 | 3.4551e+17 | 4.2365e+17 | 3.39e+17 | 4.0372e+17 | 4.6301e+17 | 3.7024e+17 | 4.5866e+17 | 4.1092e+17 | 4.3923e+17 | 3.1823e+17 | 3.5662e+17 | 3.6015e+17 | 3.372e+17 | 4.677e+17 | 3.2819e+17 | 3.4878e+17 | 3.8606e+17 | 3.9261e+17 | 3.7486e+17 | 2.859e+17 | 3.567e+17 | 3.8141e+17 | 4.1052e+17 | 3.5287e+17 | 4.1604e+17 | 3.7599e+17 | 3.7326e+17 | 4.2282e+17 | 3.9918e+17 | 4.3471e+17 | 4.1451e+17 | 4.1975e+17 | 3.7337e+17 | 4.4807e+17 | 3.6919e+17 | 4.2632e+17 | 3.9639e+17 | 3.6666e+17 | 4.0295e+17 | 4.0877e+17 | 4.2098e+17 | 3.4176e+17 | 3.3341e+17 | 3.6797e+17 | 3.7385e+17 | 3.8143e+17 | 3.5919e+17 | 3.8581e+17 | 3.7119e+17 | 3.9248e+17 | 3.9131e+17 | 3.6788e+17 | 3.9943e+17 | 3.6276e+17 | 3.9785e+17 | 4.0938e+17 | 4.2742e+17 | 3.8914e+17 | 3.647e+17 | 3.316e+17 | 3.5453e+17 | 3.6055e+17 | 3.9736e+17 | 4.0578e+17 | 3.4283e+17 | 3.1525e+17 | 3.8988e+17 | 3.9725e+17 | 3.2398e+17 | 3.8141e+17 | 3.1589e+17 | 4.2473e+17 | 3.4452e+17 | 3.9418e+17 | 3.7779e+17 | 3.3889e+17 | 3.3995e+17 | 4.3105e+17 | 4.0541e+17 | 4.4482e+17 | 3.856e+17 | 3.8994e+17 | 3.4543e+17 | 4.0626e+17 | 4.191e+17 | 3.7505e+17 | 4.1446e+17 | 3.4305e+17 | 3.6651e+17 | 3.905e+17 | 4.0955e+17 | 4.0891e+17 | 3.2556e+17 | 4.2511e+17 | 3.7971e+17 | 4.0679e+17 | 3.8815e+17 | 3.8967e+17 | 2.814e+17 | 3.3876e+17 | 2.8597e+17 | 2.9877e+17 | 3.839e+17 | 3.8044e+17 | 3.1543e+17 | 3.6629e+17 | 3.8641e+17 | 3.4547e+17 | 4.0123e+17 | 4.1916e+17 | 3.5144e+17 | 3.9063e+17 | 3.018e+17 | 3.1544e+17 | 3.9948e+17 | 3.5452e+17 | 3.7785e+17 | 3.8487e+17 | 3.8829e+17 | 4.1404e+17 | 3.3522e+17 | 4.2146e+17 | 3.7174e+17 | 4.1275e+17 | 3.2823e+17 | 4.6803e+17 | 4.3121e+17 | 3.4025e+17 | 3.2839e+17 | 2.8237e+17 | 3.5356e+17 | 3.9485e+17 | 3.6359e+17 | 3.8172e+17 | 3.4622e+17 | 4.4256e+17 | 3.7114e+17 | 3.2977e+17 | 3.573e+17 | 4.0065e+17 | 3.3936e+17 | 3.9586e+17 | 3.5507e+17 | 3.0376e+17 | 3.6154e+17 | 3.7494e+17 | 4.2769e+17 | 3.8256e+17 | 3.9467e+17 | 3.186e+17 | 3.9542e+17 | 4.0518e+17 | 3.7513e+17 | 3.9324e+17 | 3.3803e+17 | 3.9385e+17 | 4.7257e+17 | 3.5123e+17 | 4.0923e+17 | 3.6729e+17 | 3.8273e+17 | 3.6567e+17 | 4.2452e+17 | 3.6981e+17 | 3.7739e+17 | 3.58e+17 | 2.9324e+17 | 4.388e+17 | 3.717e+17 | 4.0818e+17 | 3.3773e+17 | 3.8598e+17 | 3.6157e+17 | 3.6094e+17 | 4.5079e+17 | 3.9358e+17 | 3.5033e+17 | 4.1005e+17 | 3.7956e+17 | 3.9015e+17 | 4.193e+17 | 2.5887e+17 | 3.9661e+17 | 3.5908e+17 | 3.6492e+17 | 4.1137e+17 | 3.8089e+17 | 4.0121e+17 | 3.9282e+17 | 3.4155e+17 | 3.2472e+17 | 3.511e+17 | 3.9503e+17 | 3.4307e+17 | 3.0092e+17 | 3.9629e+17 | 3.7181e+17 | 3.8951e+17 | 3.662e+17 | 3.903e+17 | 3.9481e+17 | 4.1416e+17 | 4.2691e+17 | 3.9449e+17 | 3.7672e+17 | 3.7192e+17 | 3.6184e+17 | 3.4061e+17 | 3.8104e+17 | 4.1789e+17 | 4.2657e+17 | 3.7797e+17 | 3.2088e+17 | 4.1629e+17 | 4.1735e+17 | 4.0868e+17 | 3.1251e+17 | 3.8806e+17 | 3.6238e+17 | 4.1054e+17 | 3.4417e+17 | 3.5307e+17 | 3.5926e+17 | 3.0235e+17 | 3.4202e+17 | 4.155e+17 | 2.9052e+17 | 3.841e+17 | 3.4153e+17 | 4.09e+17 | 3.3852e+17 | 4.0533e+17 | 4.186e+17 | 4.2141e+17 | 4.1586e+17 | 3.81e+17 | 3.2873e+17 | 3.7016e+17 | 3.4573e+17 | 3.4217e+17 | 3.807e+17 | 3.546e+17 | 3.2639e+17 | 3.4938e+17 | 3.3686e+17 | 3.7288e+17 | 4.2013e+17 | 3.7402e+17 | 3.3077e+17 | 3.1457e+17 | 3.7458e+17 | 3.713e+17 | 3.111e+17 | 3.9123e+17 | 3.9217e+17 | 3.4548e+17 | 4.3088e+17 | 3.9908e+17 | 4.468e+17 | 3.5998e+17 | 3.1452e+17 | 3.7476e+17 | 4.329e+17 | 4.0593e+17 | 3.4668e+17 | 3.7876e+17 | 4.3806e+17 | 4.0146e+17 | 4.036e+17 | 4.1812e+17 | 3.7246e+17 | 3.483e+17 | 3.8469e+17 | 4.2587e+17 | 3.9579e+17 | 3.7682e+17 | 3.6358e+17 | 3.831e+17 | 3.3282e+17 | 3.7841e+17 | 3.5458e+17 | 3.6075e+17 | 3.4981e+17 | 3.5279e+17 | 3.8002e+17 | 3.4796e+17 | 3.514e+17 | 4.7714e+17 | 4.0072e+17 | 3.428e+17 | 3.1868e+17 | 3.3652e+17 | 3.4892e+17 | 4.2504e+17 | 4.0278e+17 | 4.0484e+17 | 3.9725e+17 | 3.6424e+17 | 3.3577e+17 | 3.6833e+17 | 3.8803e+17 | 3.4654e+17 | 3.94e+17 | 3.6004e+17 | 3.4762e+17 | 4.0295e+17 | 3.841e+17 | 3.1938e+17 | 3.7985e+17 | 3.7842e+17 | 3.457e+17 | 3.8831e+17 | 3.8223e+17 | 3.2664e+17 | 3.1934e+17 | 3.9206e+17 | 3.8171e+17 | 3.6557e+17 | 3.9721e+17 | 4.2352e+17 | 3.3904e+17 | 4.1003e+17 | 3.8374e+17 | 2.6711e+17 | 3.9096e+17 | 3.6334e+17 | 3.9331e+17 | 3.8473e+17 | 4.2545e+17 | 3.787e+17 | 3.5864e+17 | 3.6933e+17 | 3.7824e+17 | 4.0191e+17 | 4.0328e+17 | 2.896e+17 | 3.911e+17 | 3.9788e+17 | 3.9269e+17 | 3.2916e+17 | 3.5738e+17 | 2.9277e+17 | 3.3389e+17 | 3.7554e+17 | 4.2537e+17 | 3.9761e+17 | 4.2945e+17 | 3.6139e+17 | 4.2109e+17 | 3.4253e+17 | 3.8076e+17 | 3.5316e+17 | 3.7458e+17 | 3.6425e+17 | 3.3472e+17 | 4.2504e+17 | 4.1554e+17 | 3.6008e+17 | 3.8765e+17 | 3.9728e+17 | 3.5336e+17 | 3.7503e+17 | 3.9607e+17 | 3.8387e+17 | 3.7945e+17 | 4.0975e+17 | 4.4139e+17 | 3.5939e+17 | 4.5839e+17 | 3.4891e+17 | 3.9054e+17 | 3.5562e+17 | 3.1383e+17 | 3.7917e+17 | 4.3359e+17 | 3.8639e+17 | 3.7696e+17 | 3.6554e+17 | 3.9438e+17 | 3.9947e+17 | 4.3786e+17 | 3.5941e+17 | 3.9913e+17 | 3.6602e+17 | 3.399e+17 | 3.7145e+17 | 3.3943e+17 | 3.1998e+17 | 3.5809e+17 | 4.3056e+17 | 3.1445e+17 | 3.8961e+17 | 3.4815e+17 | 3.694e+17 | 3.7807e+17 | 4.0888e+17 | 3.1897e+17 | 3.9394e+17 | 4.2915e+17 | 3.7831e+17 | 3.7734e+17 | 3.3549e+17 | 3.5912e+17 | 4.1303e+17 | 4.1496e+17 | 3.4169e+17 | 3.254e+17 | 4.1375e+17 | 4.0143e+17 | 2.4855e+17 | 3.0205e+17 | 3.7456e+17 | 3.6107e+17 | 3.8729e+17 | 3.6413e+17 | 4.1544e+17 | 4.0696e+17 | 4.3614e+17 | 3.6689e+17 | 3.4245e+17 | 3.8014e+17 | 3.7336e+17 | 4.3297e+17 | 4.1994e+17 | 4.1181e+17 | 3.2839e+17 | 3.9818e+17 | 3.2058e+17 | 4.1905e+17 | 4.3272e+17 | 3.1719e+17 | 3.6672e+17 | 3.6634e+17 | 3.4886e+17 | 3.7927e+17 | 3.7475e+17 | 3.4403e+17 | 4.1393e+17 | 4.4054e+17 | 4.2024e+17 | 3.7276e+17 | 3.7896e+17 | 3.9354e+17 | 3.8797e+17 | 3.9705e+17 | 4.0798e+17 | 4.2155e+17 | 3.7578e+17 | 4.2537e+17 | 4.1152e+17 | 3.7754e+17 | 4.3153e+17 | 3.5897e+17 | 3.4609e+17 | 4.3456e+17 | 3.9209e+17 | 3.8605e+17 | 3.5999e+17 | 4.0205e+17 | 3.6632e+17 | 2.9453e+17 | 4.0399e+17 | 3.3895e+17 | 3.618e+17 | 3.4774e+17 | 3.8197e+17 | 3.4233e+17 | 3.3803e+17 | 3.4665e+17 | 4.1656e+17 | 3.5545e+17 | 3.9113e+17 | 4.3709e+17 | 3.622e+17 | 3.9806e+17 | 4.0802e+17 | 4.302e+17 | 3.4433e+17 | 3.0628e+17 | 4.1512e+17 | 3.6432e+17 | 3.7105e+17 | 4.3729e+17 | 3.6706e+17 | 4.1901e+17 | 3.7219e+17 | 4.257e+17 | 3.2805e+17 | 3.5298e+17 | 4.024e+17 | 3.9955e+17 | 3.8194e+17 | 3.5266e+17 | 4.1505e+17 | 3.8709e+17 | 3.6111e+17 | 3.416e+17 | 4.0649e+17 | 3.6087e+17 | 2.9693e+17 | 3.2089e+17 | 3.8395e+17 | 3.7168e+17 | 3.3779e+17 | 3.9185e+17 | 3.9966e+17 | 3.8983e+17 | 3.9778e+17 | 3.7805e+17 | 4.3093e+17 | 3.715e+17 | 4.0989e+17 | 4.3567e+17 | 3.3807e+17 | 3.327e+17 | 3.1911e+17 | 3.2991e+17 | 3.8277e+17 | 3.9477e+17 | 3.3443e+17 | 4.0892e+17 | 4.335e+17 | 4.3006e+17 | 3.5767e+17 | 4.1111e+17 | 3.4406e+17 | 3.422e+17 | 3.1775e+17 | 4.4333e+17 | 3.5014e+17 | 3.8824e+17 | 3.6583e+17 | 4.2654e+17 | 4.0806e+17 | 4.3783e+17 | 3.9162e+17 | 4.039e+17 | 3.4256e+17 | 3.9465e+17 | 4.0558e+17 | 3.6526e+17 | 3.7196e+17 | 3.7816e+17 | 3.1068e+17 | 4.1809e+17 | 4.1654e+17 | 3.46e+17 | 3.9369e+17 | 3.817e+17 | 3.9778e+17 | 4.2127e+17 | 4.1957e+17 | 3.8421e+17 | 3.7633e+17 | 4.0472e+17 | 3.8032e+17 | 3.7051e+17 | 4.442e+17 | 3.8236e+17 | 4.037e+17 | 3.088e+17 | 4.0875e+17 | 4.1743e+17 | 3.6313e+17 | 3.2195e+17 | 3.9858e+17 | 4.0144e+17 | 3.7384e+17 | 4.121e+17 | 3.2016e+17 | 3.5809e+17 | 4.0424e+17 | 3.9806e+17 | 3.6802e+17 | 4.0581e+17 | 3.7864e+17 | 2.9945e+17 | 2.88e+17 | 3.1696e+17 | 4.5474e+17 | 3.2629e+17 | 3.6324e+17 | 3.4006e+17 | 4.3098e+17 | 3.5594e+17 | 3.3221e+17 | 3.335e+17 | 4.0983e+17 | 3.6635e+17 | 3.9372e+17 | 4.1277e+17 | 3.8031e+17 | 3.6548e+17 | 3.7552e+17 | 3.9507e+17 | 3.7902e+17 | 4.2888e+17 | 3.4328e+17 | 3.7708e+17 | 3.9222e+17 | 3.45e+17 | 3.6442e+17 | 3.1753e+17 | 4.0823e+17 | 4.3672e+17 | 3.5491e+17 | 3.4953e+17 | 3.5402e+17 | 3.9411e+17 | 3.8259e+17 | 3.6896e+17 | 3.8775e+17 | 3.3813e+17 | 3.5501e+17 | 3.5156e+17 | 3.4233e+17 | 4.4449e+17 | 4.0446e+17 | 3.5714e+17 | 3.7304e+17 | 3.6329e+17 | 5.1066e+17 | 4.1074e+17 | 3.4072e+17 | 3.8958e+17 | 3.5755e+17 | 4.6442e+17 | 3.5397e+17 | 3.7922e+17 | 3.9359e+17 | 3.1833e+17 | 3.1212e+17 | 4.0941e+17 | 3.7104e+17 | 3.362e+17 | 4.2633e+17 | 4.1087e+17 | 4.2825e+17 | 3.928e+17 | 3.4885e+17 | 3.1713e+17 | 3.7052e+17 | 3.5517e+17 | 3.6396e+17 | 3.5916e+17 | 3.4479e+17 | 3.5397e+17 | 3.6456e+17 | 3.7007e+17 | 4.1119e+17 | 3.4426e+17 | 3.9303e+17 | 3.2488e+17 | 4.1237e+17 | 3.9967e+17 | 3.7615e+17 | 4.5009e+17 | 3.6656e+17 | 3.623e+17 | 3.4614e+17 | 3.6127e+17 | 4.1132e+17 | 3.818e+17 | 4.0706e+17 | 3.971e+17 | 3.978e+17 | 3.44e+17 | 4.0738e+17 | 4.1065e+17 | 4.2643e+17 | 3.7751e+17 | 3.7832e+17 | 3.9252e+17 | 3.4499e+17 | 4.1818e+17 | 3.58e+17 | 3.3986e+17 | 3.4522e+17 | 4.1982e+17 | 3.6035e+17 | 4.7336e+17 | 3.6273e+17 | 4.466e+17 | 3.1724e+17 | 3.3763e+17 | 3.5019e+17 | 4.1714e+17 | 3.3742e+17 | 4.5897e+17 | 3.9304e+17 | 3.6676e+17 | 3.1106e+17 | 4.1217e+17 | 4.1293e+17 | 3.7175e+17 | 3.7276e+17 | 3.3847e+17 | 3.5708e+17 | 3.8638e+17 | 3.679e+17 | 4.3859e+17 | 3.5819e+17 | 3.7759e+17 | 3.6669e+17 | 3.5486e+17 | 4.1967e+17 | 4.2854e+17 | 3.6758e+17 | 3.6784e+17 | 4.1124e+17 | 3.4809e+17 | 3.5507e+17 | 3.7036e+17 | 3.4458e+17 | 3.8982e+17 | 4.7169e+17 | 3.4978e+17 | 3.8976e+17 | 3.6218e+17 | 4.2179e+17 | 3.7997e+17 | 3.4125e+17 | 4.8798e+17 | 3.8142e+17 | 3.7641e+17 | 3.4348e+17 | 4.2867e+17 | 3.6338e+17 | 2.937e+17 | 3.8668e+17 | 3.5351e+17 | 3.8306e+17 | 3.8098e+17 | 3.4822e+17 | 3.4429e+17 | 3.7074e+17 | 4.5821e+17 | 4.1419e+17 | 4.0195e+17 | 3.2806e+17 | 3.3707e+17 | 3.2194e+17 | 2.9285e+17 | 4.0874e+17 | 4.2007e+17 | 3.6229e+17 | 3.8825e+17 | 3.9845e+17 | 3.7237e+17 | 3.5794e+17 | 3.5563e+17 | 3.6634e+17 | 3.8585e+17 | 3.698e+17 | 4.37e+17 | 4.2621e+17 | 3.8066e+17 | 3.8803e+17 | 3.6502e+17 | 3.4932e+17 | 4.1706e+17 | 3.7182e+17 | 3.8808e+17 | 3.7524e+17 | 3.5064e+17 | 3.4155e+17 | 3.2983e+17 | 4.1788e+17 | 4.1811e+17 | 3.6992e+17 | 3.0442e+17 | 4.4133e+17 | 3.2541e+17 | 4.1074e+17 | 3.7834e+17 | 3.4665e+17 | 3.5053e+17 | 3.8295e+17 | 3.8999e+17 | 2.8386e+17 | 4.1909e+17 | 3.5059e+17 | 3.0279e+17 | 3.8373e+17 | 4.1875e+17 | 4.1234e+17 | 3.8727e+17 | 3.5667e+17 | 3.8824e+17 | 4.0469e+17 | 4.2052e+17 | 4.0516e+17 | 3.374e+17 | 3.6268e+17 | 4.5337e+17 | 4.3874e+17 | 3.71e+17 | 3.8629e+17 | 3.2793e+17 | 3.7632e+17 | 3.9421e+17 | 3.0813e+17 | 4.2402e+17 | 3.4447e+17 | 3.8783e+17 | 4.4232e+17 | 4.1045e+17 | 3.8678e+17 | 3.4818e+17 | 3.8307e+17 | 4.3255e+17 | 3.7347e+17 | 4.4696e+17 | 3.2646e+17 | 3.8467e+17 | 3.2039e+17 | 4.0732e+17 | 3.6453e+17 | 4.2512e+17 | 3.6883e+17 | 3.7895e+17 | 4.2662e+17 | 4.1272e+17 | 3.7687e+17 | 3.309e+17 | 3.4013e+17 | 3.8868e+17 | 3.4665e+17 | 3.8875e+17 | 4.1726e+17 | 4.1359e+17 | 3.7379e+17 | 4.6598e+17 | 3.4176e+17 | 3.6815e+17 | 3.4882e+17 | 3.9381e+17 | 3.6301e+17 | 3.4893e+17 | 3.6714e+17 | 3.5015e+17 | 4.0505e+17 | 3.7219e+17 | 3.955e+17 | 3.5128e+17 | 3.4044e+17 | 3.4869e+17 | 3.5229e+17 | 3.4693e+17 | 3.6832e+17 | 3.4343e+17 | 4.4006e+17 | 3.4923e+17 | 3.4941e+17 | 3.6578e+17 | 3.8209e+17 | 3.4469e+17 | 3.9233e+17 | 4.5466e+17 | 3.6279e+17 | 3.7848e+17 | 4.0044e+17 | 3.6279e+17 | 3.9058e+17 | 3.74e+17 | 3.595e+17 | 3.9553e+17 | 3.6435e+17 | 3.3346e+17 | 4.1855e+17 | 3.809e+17 | 3.4014e+17 | 3.9486e+17 | 3.9367e+17 | 3.3991e+17 | 3.5189e+17 | 3.6484e+17 | 3.6763e+17 | 3.904e+17 | 4.1029e+17 | 3.6392e+17 | 3.7644e+17 | 3.9772e+17 | 4.1922e+17 | 4.0727e+17 | 3.216e+17 | 3.9492e+17 | 4.0137e+17 | 3.71e+17 | 3.1772e+17 | 4.1734e+17 | 4.0625e+17 | 3.4309e+17 | 3.3853e+17 | 4.0783e+17 | 3.2199e+17 | 3.2693e+17 | 3.8929e+17 | 3.5806e+17 | 4.063e+17 | 3.1224e+17 | 3.5164e+17 | 4.1047e+17 | 3.6926e+17 | 3.6519e+17 | 3.926e+17 | 4.3648e+17 | 3.0584e+17 | 3.8093e+17 | 4.3944e+17 | 3.729e+17 | 4.1969e+17 | 4.1064e+17 | 3.9113e+17 | 2.8217e+17 | 3.2739e+17 | 3.958e+17 | 4.1222e+17 | 3.9843e+17 | 3.2398e+17 | 3.3445e+17 | 3.5683e+17 | 3.2639e+17 | 4.2242e+17 | 3.1846e+17 | 4.1221e+17 | 3.5102e+17 | 3.5362e+17 | 3.2574e+17 | 4.3403e+17 | 3.6674e+17 | 4.1482e+17 | 3.6289e+17 | 3.839e+17 | 3.3402e+17 | 3.2537e+17 | 4.2603e+17 | 3.4205e+17 | 3.351e+17 | 3.1502e+17 | 3.986e+17 | 3.8176e+17 | 3.2621e+17 | 3.233e+17 | 3.6715e+17 | 3.1667e+17 | 3.5479e+17 | 3.8002e+17 | 4.0785e+17 | 3.1697e+17 | 4.7148e+17 | 3.7376e+17 | 3.6831e+17 | 3.5514e+17 | 3.8153e+17 | 4.118e+17 | 4.2072e+17 | 3.7356e+17 | 4.1588e+17 | 4.2695e+17 | 3.2554e+17 | 4.1026e+17 | 3.5344e+17 | 4.0622e+17 | 3.2396e+17 | 3.9473e+17 | 3.7026e+17 | 3.7463e+17 | 3.4556e+17 | 4.1783e+17 | 4.1216e+17 | 3.9844e+17 | 3.5014e+17 | 4.0139e+17 | 3.5115e+17 | 3.7698e+17 | 3.0919e+17 | 3.6692e+17 | 4.1777e+17 | 3.9606e+17 | 3.5495e+17 | 3.9991e+17 | 3.4736e+17 | 3.3779e+17 | 3.3217e+17 | 3.6902e+17 | 3.9965e+17 | 3.6804e+17 | 3.1302e+17 | 3.6449e+17 | 3.5702e+17 | 4.2639e+17 | 4.6129e+17 | 4.0615e+17 | 3.3127e+17 | 3.8206e+17 | 3.6349e+17 | 3.826e+17 | 3.7553e+17 | 3.563e+17 | 3.4686e+17 | 3.9618e+17 | 3.9181e+17 | 3.0804e+17 | 3.6967e+17 | 3.1733e+17 | 4.1833e+17 | 4.1163e+17 | 4.1065e+17 | 3.6761e+17 | 4.4079e+17 | 3.4676e+17 | 4.3276e+17 | 3.9437e+17 | 4.3473e+17 | 4.3423e+17 | 3.829e+17 | 3.4041e+17 | 3.822e+17 | 4.3077e+17 | 4.2787e+17 | 2.5699e+17 | 3.3902e+17 | 3.6078e+17 | 3.8844e+17 | 2.8893e+17 | 3.4225e+17 | 4.0219e+17 | 3.2988e+17 | 3.8891e+17 | 3.8004e+17 | 3.8252e+17 | 4.0284e+17 | 3.6116e+17 | 3.2021e+17 | 3.8507e+17 | 3.571e+17 | 3.5525e+17 | 3.947e+17 | 2.878e+17 | 3.5931e+17 | 3.9587e+17 | 3.9035e+17 | 3.8757e+17 | 4.0445e+17 | 3.494e+17 | 3.6275e+17 | 4.123e+17 | 3.7701e+17 | 4.2389e+17 | 4.0268e+17 | 3.9186e+17 | 3.7619e+17 | 3.5571e+17 | 4.0657e+17 | 3.3807e+17 | 3.7492e+17 | 4.1909e+17 | 3.8484e+17 | 4.102e+17 | 3.3169e+17 | 3.6962e+17 | 4.3845e+17 | 3.6598e+17 | 3.7245e+17 | 3.9609e+17 | 3.7543e+17 | 3.8874e+17 | 4.1199e+17 | 3.4415e+17 | 3.5214e+17 | 4.114e+17 | 3.8586e+17 | 3.157e+17 | 3.802e+17 | 3.7037e+17 | 3.6574e+17 | 4.026e+17 | 2.998e+17 | 4.0142e+17 | 3.6002e+17 | 4.2252e+17 | 2.4851e+17 | 3.526e+17 | 3.6602e+17 | 3.743e+17 | 4.2527e+17 | 3.0837e+17 | 3.5043e+17 | 3.9909e+17 | 4.088e+17 | 3.8904e+17 | 3.5853e+17 | 3.0761e+17 | 3.6353e+17 | 3.5855e+17 | 3.4871e+17 | 4.5598e+17 | 3.7402e+17 | 4.1301e+17 | 4.4526e+17 | 3.4952e+17 | 3.6009e+17 | 3.8236e+17 | 3.7195e+17 | 4.5827e+17 | 3.5063e+17 | 3.7885e+17 | 4.2366e+17 | 3.1294e+17 | 3.3509e+17 | 3.5977e+17 | 4.3463e+17 | 4.083e+17 | 4.2044e+17 | 4.0679e+17 | 3.9886e+17 | 3.2745e+17 | 3.9933e+17 | 4.4469e+17 | 3.2065e+17 | 3.777e+17 | 4.1984e+17 | 3.5161e+17 | 4.0007e+17 | 3.9415e+17 | 4.116e+17 | 3.757e+17 | 4.0094e+17 | 4.1332e+17 | 3.449e+17 | 4.0976e+17 | 3.7245e+17 | 4.4632e+17 | 3.9063e+17 | 3.6747e+17 | 3.6788e+17 | 2.9147e+17 | 3.9607e+17 | 3.0247e+17 | 3.8244e+17 | 3.8199e+17 | 3.8845e+17 | 3.7409e+17 | 3.7621e+17 | 3.4834e+17 | 3.9659e+17 | 3.5641e+17 | 3.267e+17 | 3.0715e+17 | 3.2463e+17 | 3.5351e+17 | 3.7075e+17 | 3.4123e+17 | 3.9417e+17 | 3.8643e+17 | 3.9003e+17 | 4.6594e+17 | 3.9574e+17 | 3.3798e+17 | 3.3663e+17 | 4.3476e+17 | 3.6336e+17 | 3.6726e+17 | 3.5376e+17 | 3.9195e+17 | 3.4442e+17 | 3.7854e+17 | 3.7079e+17 | 3.6824e+17 | 3.6355e+17 | 3.3762e+17 | 3.5557e+17 | 4.0021e+17 | 4.1584e+17 | 3.9589e+17 | 3.2206e+17 | 3.8159e+17 | 3.4551e+17 | 4.0633e+17 | 4.2375e+17 | 3.1136e+17 | 4.0084e+17 | 3.4783e+17 | 3.6741e+17 | 3.7694e+17 | 3.322e+17 | 4.2567e+17 | 4.0546e+17 | 3.5448e+17 | 3.2202e+17 | 3.4496e+17 | 3.9265e+17 | 3.6122e+17 | 3.6606e+17 | 2.8817e+17 | 4.5573e+17 | 4.1308e+17 | 3.4238e+17 | 3.9818e+17 | 3.3064e+17 | 3.7739e+17 | 3.522e+17 | 3.9063e+17 | 3.2313e+17 | 4.0337e+17 | 3.8806e+17 | 3.9908e+17 | 3.4517e+17 | 3.6541e+17 | 3.8382e+17 | 3.0577e+17 | 3.5941e+17 | 3.2625e+17 | 4.5017e+17 | 4.1182e+17 | 3.2626e+17 | 3.5272e+17 | 3.1439e+17 | 3.3339e+17 | 3.7341e+17 | 3.8426e+17 | 3.7031e+17 | 3.8481e+17 | 3.8755e+17 | 3.6335e+17 | 4.5382e+17 | 3.462e+17 | 3.4181e+17 | 4.1077e+17 | 4.1441e+17 | 3.6043e+17 | 2.5898e+17 | 3.4676e+17 | 4.1053e+17 | 3.5806e+17 | 3.4504e+17 | 3.171e+17 | 3.9473e+17 | 3.6609e+17 | 4.2581e+17 | 4.4566e+17 | 4.275e+17 | 3.6917e+17 | 4.0123e+17 | 3.9473e+17 | 3.0708e+17 | 3.5739e+17 | 3.5679e+17 | 3.8581e+17 | 3.3109e+17 | 3.8105e+17 | 4.111e+17 | 3.5096e+17 | 3.3001e+17 | 3.3396e+17 | 3.5392e+17 | 4.151e+17 | 3.593e+17 | 3.4727e+17 | 3.7116e+17 | 4.2692e+17 | 3.6799e+17 | 3.1786e+17 | 3.3379e+17 | 3.541e+17 | 3.9984e+17 | 3.3834e+17 | 3.848e+17 | 3.9444e+17 | 3.8784e+17 | 3.8111e+17 | 3.6882e+17 | 3.4977e+17 | 4.2348e+17 | 4.0505e+17 | 3.9679e+17 | 3.193e+17 | 4.1494e+17 | 3.6118e+17 | 4.1667e+17 | 3.4575e+17 | 4.012e+17 | 3.2755e+17 | 3.7065e+17 | 3.66e+17 | 4.2054e+17 | 3.7251e+17 | 3.7253e+17 | 3.6548e+17 | 3.6218e+17 | 3.4207e+17 | 3.588e+17 | 3.3683e+17 | 3.5974e+17 | 3.6687e+17 | 4.0533e+17 | 3.1146e+17 | 3.8337e+17 | 3.8417e+17 | 4.0746e+17 | 3.8335e+17 | 4.0536e+17 | 3.6184e+17 | 3.7214e+17 | 3.9713e+17 | 3.1519e+17 | 3.5225e+17 | 4.0825e+17 | 3.7393e+17 | 4.0392e+17 | 4.2436e+17 | 3.804e+17 | 3.4075e+17 | 3.8955e+17 | 3.5006e+17 | 3.7369e+17 | 3.2854e+17 | 3.8713e+17 | 4.3038e+17 | 3.3559e+17 | 3.5193e+17 | 4.4114e+17 | 3.8804e+17 | 3.6346e+17 | 4.0293e+17 | 3.8551e+17 | 3.4645e+17 | 3.9062e+17 | 3.4569e+17 | 3.8424e+17 | 3.4335e+17 | 4.3325e+17 | 3.9496e+17 | 3.4823e+17 | 4.1967e+17 | 3.6055e+17 | 3.587e+17 | 3.7982e+17 | 3.4092e+17 | 3.6522e+17 | 4.1747e+17 | 3.657e+17 | 3.9417e+17 | 4.4326e+17 | 3.0864e+17 | 3.4346e+17 | 3.8035e+17 | 3.6416e+17 | 3.5062e+17 | 3.694e+17 | 3.7398e+17 | 3.9841e+17 | 3.6917e+17 | 3.7647e+17 | 3.3177e+17 | 3.5599e+17 | 4.2067e+17 | 3.7704e+17 | 4.0611e+17 | 3.5354e+17 | 3.4102e+17 | 2.9909e+17 | 3.0182e+17 | 3.4273e+17 | 3.587e+17 | 3.8851e+17 | 3.6991e+17 | 3.8858e+17 | 3.7549e+17 | 3.628e+17 | 2.9787e+17 | 3.4177e+17 | 4.4441e+17 | 3.9983e+17 | 4.0931e+17 | 3.7772e+17 | 3.6634e+17 | 3.1899e+17 | 4.2525e+17 | 3.0669e+17 | 3.3325e+17 | 3.621e+17 | 4.2336e+17 | 3.8995e+17 | 3.8331e+17 | 3.7151e+17 | 3.3283e+17 | 3.5033e+17 | 3.7622e+17 | 3.5409e+17 | 4.4018e+17 | 3.7439e+17 | 2.8015e+17 | 4.1815e+17 | 3.5134e+17 | 4.0356e+17 | 4.6686e+17 | 3.1336e+17 | 3.5425e+17 | 3.7909e+17 | 3.6865e+17 | 3.947e+17 | 3.6214e+17 | 3.7232e+17 | 4.0425e+17 | 3.4562e+17 | 4.1922e+17 | 3.0985e+17 | 4.0867e+17 | 3.8899e+17 | 4.5152e+17 | 4.1595e+17 | 3.491e+17 | 3.5029e+17 | 3.4782e+17 | 3.934e+17 | 3.8573e+17 | 3.5878e+17 | 4.1761e+17 | 4.1499e+17 | 3.5771e+17 | 3.2547e+17 | 4.3687e+17 | 3.6831e+17 | 3.8096e+17 | 3.4937e+17 | 4.3601e+17 | 4.0113e+17 | 3.7249e+17 | 3.8488e+17 | 3.7811e+17 | 3.5891e+17 | 4.0116e+17 | 4.0828e+17 | 3.3304e+17 | 3.7773e+17 | 3.7044e+17 | 3.449e+17 | 3.5439e+17 | 3.1349e+17 | 3.8928e+17 | 3.4232e+17 | 3.5409e+17 | 3.8479e+17 | 3.7332e+17 | 3.4589e+17 | 3.8248e+17 | 3.3936e+17 | 3.7172e+17 | 3.5164e+17 | 3.3346e+17 | 2.9498e+17 | 3.1813e+17 | 3.984e+17 | 3.9677e+17 | 3.3457e+17 | 3.6146e+17 | 4.0765e+17 | 3.1451e+17 | 3.7277e+17 | 2.8334e+17 | 3.9493e+17 | 3.8489e+17 | 3.6428e+17 | 3.514e+17 | 3.7856e+17 | 3.4358e+17 | 4.127e+17 | 3.3283e+17 | 4.3999e+17 | 4.0976e+17 | 3.6445e+17 | 4.2409e+17 | 3.4646e+17 | 3.6925e+17 | 4.4187e+17 | 3.8104e+17 | 3.6659e+17 | 2.5185e+17 | 3.9424e+17 | 3.75e+17 | 3.3981e+17 | 3.3663e+17 | 4.1995e+17 | 4.0246e+17 | 3.7211e+17 | 4.1547e+17 | 3.4796e+17 | 3.4966e+17 | 3.6647e+17 | 4.4145e+17 | 4.2569e+17 | 3.8898e+17 | 3.7858e+17 | 3.5853e+17 | 4.4388e+17 | 3.1806e+17 | 4.4299e+17 | 3.6541e+17 | 3.6825e+17 | 4.2611e+17 | 3.2615e+17 | 4.095e+17 | 3.112e+17 | 3.8552e+17 | 3.4303e+17 | 4.0194e+17 | 3.1066e+17 | 4.25e+17 | 4.138e+17 | 3.3776e+17 | 3.7619e+17 | 4.0354e+17 | 2.6299e+17 | 3.671e+17 | 3.635e+17 | 3.4331e+17 | 3.4397e+17 | 2.8037e+17 | 3.8011e+17 | 3.058e+17 | 3.9859e+17 | 3.7256e+17 | 3.7953e+17 | 3.8767e+17 | 4.0653e+17 | 3.4056e+17 | 4.3799e+17 | 4.3149e+17 | 3.9652e+17 | 3.2091e+17 | 3.8107e+17 | 3.255e+17 | 3.5186e+17 | 3.8443e+17 | 3.6936e+17 | 4.1268e+17 | 4.2034e+17 | 4.2029e+17 | 4.2593e+17 | 3.1707e+17 | 4.1745e+17 | 3.8351e+17 | 3.0938e+17 | 3.623e+17 | 4.3028e+17 | 3.3833e+17 | 3.855e+17 | 3.8095e+17 | 3.5746e+17 | 3.401e+17 | 3.6515e+17 | 4.1469e+17 | 3.913e+17 | 3.9709e+17 | 4.3742e+17 | 3.0955e+17 | 3.5835e+17 | 3.8972e+17 | 3.9187e+17 | 4.0729e+17 | 3.1535e+17 | 3.0817e+17 | 3.8284e+17 | 4.0032e+17 | 3.5765e+17 | 4.0087e+17 | 3.6704e+17 | 3.6044e+17 | 3.5663e+17 | 3.447e+17 | 3.5687e+17 | 3.9517e+17 | 3.5923e+17 | 4.011e+17 | 3.8219e+17 | 3.8398e+17 | 3.7467e+17 | 4.0544e+17 | 3.2276e+17 | 3.4572e+17 | 3.739e+17 | 3.5159e+17 | 4.1343e+17 | 4.0112e+17 | 3.9799e+17 | 3.3088e+17 | 3.5493e+17 | 3.5086e+17 | 3.8449e+17 | 4.4081e+17 | 3.2558e+17 | 3.8159e+17 | 3.5284e+17 | 3.2436e+17 | 3.6734e+17 | 3.7913e+17 | 3.8273e+17 | 3.3697e+17 | 3.3669e+17 | 3.8337e+17 | 3.8703e+17 | 4.3672e+17 | 3.3155e+17 | 3.6503e+17 | 3.6975e+17 | 3.5064e+17 | 3.5777e+17 | 4.4644e+17 | 4.5555e+17 | 4.2276e+17 | 3.874e+17 | 4.1324e+17 | 3.8915e+17 | 3.3055e+17 | 3.6341e+17 | 3.02e+17 | 4.0834e+17 | 3.5815e+17 | 4.0688e+17 | 3.327e+17 | 3.5505e+17 | 3.5055e+17 | 3.4633e+17 | 4.1072e+17 | 4.2048e+17 | 3.3377e+17 | 3.3107e+17 | 4.2482e+17 | 3.7515e+17 | 3.8504e+17 | 4.3968e+17 | 3.7543e+17 | 3.4271e+17 | 3.6764e+17 | 4.3955e+17 | 3.4598e+17 | 3.9613e+17 | 4.2222e+17 | 3.5755e+17 | 3.3616e+17 | 3.7273e+17 | 3.6664e+17 | 3.2372e+17 | 4.2595e+17 | 4.6045e+17 | 3.9569e+17 | 3.7299e+17 | 4.1646e+17 | 3.9807e+17 | 4.0811e+17 | 4.0235e+17 | 3.5207e+17 | 3.2216e+17 | 3.833e+17 | 3.6652e+17 | 3.6482e+17 | 3.4109e+17 | 3.7599e+17 | 3.992e+17 | 4.0967e+17 | 3.7016e+17 | 4.1455e+17 | 3.7655e+17 | 3.1502e+17 | 3.5012e+17 | 3.5385e+17 | 4.1107e+17 | 4.2077e+17 | 3.5892e+17 | 3.7474e+17 | 3.6076e+17 | 2.5874e+17 | 3.7515e+17 | 3.309e+17 | 4.6916e+17 | 3.6789e+17 | 4.4964e+17 | 3.6069e+17 | 3.6647e+17 | 3.861e+17 | 4.1765e+17 | 3.6568e+17 | 3.9014e+17 | 3.8084e+17 | 4.6084e+17 | 3.9978e+17 | 3.3621e+17 | 3.8477e+17 | 4.139e+17 | 3.0546e+17 | 3.5595e+17 | 3.1275e+17 | 3.8873e+17 | 2.9059e+17 | 3.7752e+17 | 3.4687e+17 | 4.2888e+17 | 4.0846e+17 | 3.5886e+17 | 3.5596e+17 | 3.563e+17 | 4.0269e+17 | 3.6181e+17 | 3.7453e+17 | 3.1514e+17 | 3.5749e+17 | 3.0658e+17 | 3.8764e+17 | 4.2082e+17 | 3.9286e+17 | 3.6135e+17 | 3.5887e+17 | 3.9842e+17 | 3.5076e+17 | 3.8264e+17 | 3.8469e+17 | 3.3202e+17 | 3.4504e+17 | 3.9546e+17 | 4.0579e+17 | 3.3422e+17 | 3.677e+17 | 3.8056e+17 | 4.5621e+17 | 3.6617e+17 | 3.633e+17 | 3.2886e+17 | 3.8113e+17 | 3.2729e+17 | 3.8508e+17 | 3.9897e+17 | 3.157e+17 | 3.1544e+17 | 4.0528e+17 | 4.1119e+17 | 3.8989e+17 | 3.62e+17 | 3.7884e+17 | 4.1832e+17 | 4.0036e+17 | 4.2714e+17 | 4.074e+17 | 3.4132e+17 | 3.7342e+17 | 3.4007e+17 | 3.1468e+17 | 3.752e+17 | 3.9135e+17 | 4.096e+17 | 2.8913e+17 | 3.6095e+17 | 3.7005e+17 | 3.8176e+17 | 3.0595e+17 | 3.724e+17 | 3.1734e+17 | 3.688e+17 | 3.2822e+17 | 3.2874e+17 | 3.1794e+17 | 2.9218e+17 | 3.7541e+17 | 3.6527e+17 | 4.1625e+17 | 3.7812e+17 | 3.8694e+17 | 4.2359e+17 | 3.4262e+17 | 3.6769e+17 | 3.529e+17 | 4.245e+17 | 3.4999e+17 | 3.6275e+17 | 4.1118e+17 | 4.2181e+17 | 2.9108e+17 | 3.8377e+17 | 3.2069e+17 | 3.5993e+17 | 3.6807e+17 | 4.1695e+17 | 3.6999e+17 | 4.038e+17 | 3.4917e+17 | 4.0536e+17 | 3.7541e+17 | 3.726e+17 | 4.0853e+17 | 3.9261e+17 | 4.0456e+17 | 4.2535e+17 | 3.552e+17 | 3.5862e+17 | 3.2409e+17 | 3.6035e+17 | 3.66e+17 | 3.501e+17 | 2.8904e+17 | 3.8691e+17 | 4.0942e+17 | 3.1939e+17 | 3.7021e+17 | 3.9345e+17 | 4.1237e+17 | 3.5835e+17 | 3.805e+17 | 3.6063e+17 | 3.673e+17 | 3.6508e+17 | 3.7021e+17 | 3.8932e+17 | 3.9574e+17 | 4.4084e+17 | 4.1773e+17 | 3.6509e+17 | 3.5991e+17 | 3.6248e+17 | 3.5688e+17 | 3.9164e+17 | 3.4402e+17 | 3.6852e+17 | 3.4341e+17 | 3.7925e+17 | 3.1606e+17 | 3.9669e+17 | 4.0608e+17 | 3.7348e+17 | 3.0472e+17 | 4.4126e+17 | 4.1714e+17 | 3.5337e+17 | 4.1196e+17 | 3.6904e+17 | 3.6357e+17 | 3.5738e+17 | 4.0757e+17 | 3.9095e+17 | 3.476e+17 | 3.8303e+17 | 3.9575e+17 | 4.259e+17 | 3.3919e+17 | 3.4846e+17 | 3.8397e+17 | 3.5311e+17 | 3.6283e+17 | 4.5161e+17 | 3.3019e+17 | 3.5016e+17 | 3.5443e+17 | 3.6419e+17 | 3.6076e+17 | 4.2813e+17 | 3.6287e+17 | 3.4215e+17 | 3.8624e+17 | 3.6202e+17 | 3.9306e+17 | 4.0212e+17 | 3.4817e+17 | 3.7763e+17 | 3.5941e+17 | 3.3424e+17 | 3.7691e+17 | 4.0159e+17 | 4.0662e+17 | 4.0282e+17 | 3.9437e+17 | 3.9291e+17 | 3.9525e+17 | 3.3869e+17 | 4.0585e+17 | 3.4549e+17 | 3.6507e+17 | 3.6859e+17 | 3.9284e+17 | 3.4051e+17 | 3.3584e+17 | 4.3009e+17 | 4.0043e+17 | 3.7946e+17 | 4.5129e+17 | 3.7595e+17 | 3.9319e+17 | 3.6124e+17 | 3.9381e+17 | 4.5166e+17 | 4.1435e+17 | 3.424e+17 | 3.9131e+17 | 2.8651e+17 | 3.8493e+17 | 3.5201e+17 | 4.0588e+17 | 3.983e+17 | 4.1444e+17 | 4.0597e+17 | 3.9312e+17 | 4.2705e+17 | 3.4678e+17 | 3.2349e+17 | 4.0264e+17 | 3.6268e+17 | 4.0076e+17 | 3.4707e+17 | 3.954e+17 | 3.3634e+17 | 3.4981e+17 | 4.1547e+17 | 4.0277e+17 | 3.2392e+17 | 3.1719e+17 | 3.4283e+17 | 4.1362e+17 | 3.4952e+17 | 4.1743e+17 | 3.9587e+17 | 3.9738e+17 | 3.6387e+17 | 3.6932e+17 | 3.0378e+17 | 4.2091e+17 | 3.2292e+17 | 3.3278e+17 | 3.6013e+17 | 3.3675e+17 | 3.559e+17 | 3.4723e+17 | 3.7821e+17 | 3.871e+17 | 4.3414e+17 | 4.0802e+17 | 4.1416e+17 | 3.5401e+17 | 3.5604e+17 | 3.5062e+17 | 4.1133e+17 | 3.766e+17 | 4.5757e+17 | 3.6102e+17 | 3.5155e+17 | 3.503e+17 | 3.8693e+17 | 4.2171e+17 | 3.8686e+17 | 4.5828e+17 | 3.5248e+17 | 3.8101e+17 | 4.0343e+17 | 3.5909e+17 | 4.0456e+17 | 3.8837e+17 | 3.6762e+17 | 3.8944e+17 | 3.6372e+17 | 3.6456e+17 | 3.6629e+17 | 3.5114e+17 | 3.9636e+17 | 3.6476e+17 | 3.6205e+17 | 3.8966e+17 | 3.8793e+17 | 3.8729e+17 | 4.3318e+17 | 4.0583e+17 | 4.2086e+17 | 2.8997e+17 | 4.1954e+17 | 4.487e+17 | 3.6569e+17 | 3.8696e+17 | 3.6047e+17 | 3.5136e+17 | 3.7796e+17 | 4.2442e+17 | 3.7522e+17 | 3.9854e+17 | 3.9744e+17 | 4.1158e+17 | 3.2632e+17 | 3.7517e+17 | 4.3629e+17 | 3.6999e+17 | 3.3637e+17 | 3.4263e+17 | 3.6207e+17 | 3.325e+17 | 3.6912e+17 | 2.9651e+17 | 4.1168e+17 | 4.1819e+17 | 3.225e+17 | 3.5929e+17 | 4.1386e+17 | 3.2918e+17 | 4.2711e+17 | 3.7407e+17 | 3.4612e+17 | 2.5548e+17 | 3.5427e+17 | 4.3635e+17 | 3.4984e+17 | 3.0109e+17 | 4.1997e+17 | 3.4427e+17 | 3.1458e+17 | 4.0638e+17 | 3.6111e+17 | 3.4709e+17 | 3.7279e+17 | 3.8439e+17 | 3.9975e+17 | 3.7888e+17 | 3.2217e+17 | 3.3865e+17 | 3.5786e+17 | 3.5742e+17 | 4.0773e+17 | 2.95e+17 | 4.1431e+17 | 3.2051e+17 | 3.9183e+17 | 3.573e+17 | 3.3122e+17 | 3.2873e+17 | 4.5108e+17 | 3.8105e+17 | 3.7195e+17 | 3.669e+17 | 3.0344e+17 | 3.6746e+17 | 3.3227e+17 | 4.0842e+17 | 3.1346e+17 | 4.0486e+17 | 3.637e+17 | 3.933e+17 | 3.7191e+17 | 3.762e+17 | 3.9796e+17 | 4.3269e+17 | 3.5997e+17 | 3.3242e+17 | 4.0031e+17 | 3.6896e+17 | 3.3817e+17 | 3.577e+17 | 4.1001e+17 | 4.3629e+17 | 3.9465e+17 | 4.148e+17 | 3.4621e+17 | 4.022e+17 | 4.3746e+17 | 3.2106e+17 | 3.6561e+17 | 3.7257e+17 | 3.6101e+17 | 3.8866e+17 | 4.108e+17 | 3.8973e+17 | 4.0156e+17 | 3.5848e+17 | 3.6575e+17 | 4.5609e+17 | 2.4545e+17 | 3.4685e+17 | 3.8305e+17 | 3.7285e+17 | 3.3558e+17 | 3.199e+17 | 4.0435e+17 | 4.2009e+17 | 4.0599e+17 | 3.6549e+17 | 3.4441e+17 | 3.3045e+17 | 3.9689e+17 | 3.9448e+17 | 3.9202e+17 | 3.7957e+17 | 3.0554e+17 | 3.356e+17 | 3.498e+17 | 4.2801e+17 | 3.5748e+17 | 3.1445e+17 | 3.5229e+17 | 3.2729e+17 | 3.4246e+17 | 3.8406e+17 | 3.6954e+17 | 3.2824e+17 | 3.4599e+17 | 3.5762e+17 | 3.6434e+17 | 3.5539e+17 | 3.6567e+17 | 3.6027e+17 | 3.4052e+17 | 3.9541e+17 | 4.4654e+17 | 3.8004e+17 | 3.9465e+17 | 3.7068e+17 | 4.0268e+17 | 3.424e+17 | 3.3744e+17 | 3.883e+17 | 4.268e+17 | 3.8458e+17 | 2.998e+17 | 3.6968e+17 | 3.4209e+17 | 3.1494e+17 | 3.2665e+17 | 3.2359e+17 | 3.4372e+17 | 4.3073e+17 | 3.4144e+17 | 4.4568e+17 | 3.259e+17 | 4.0349e+17 | 3.3582e+17 | 3.7759e+17 | 3.4371e+17 | 3.1839e+17 | 3.8142e+17 | 3.4757e+17 | 4.1039e+17 | 3.3348e+17 | 3.0124e+17 | 3.5144e+17 | 3.2245e+17 | 3.9774e+17 | 3.5929e+17 | 3.8856e+17 | 3.893e+17 | 3.1293e+17 | 3.7404e+17 | 3.6454e+17 | 3.1393e+17 | 3.4052e+17 | 3.8888e+17 | 4.262e+17 | 3.3055e+17 | 4.2843e+17 | 3.9252e+17 | 4.1352e+17 | 4.051e+17 | 3.3057e+17 | 4.2675e+17 | 3.422e+17 | 3.0626e+17 | 3.3294e+17 | 3.7566e+17 | 3.1126e+17 | 4.0345e+17 | 4.1562e+17 | 3.1419e+17 | 3.8882e+17 | 3.4526e+17 | 4.1365e+17 | 3.8106e+17 | 3.408e+17 | 3.939e+17 | 3.8327e+17 | 3.7025e+17 | 2.8509e+17 | 3.6987e+17 | 3.0793e+17 | 3.6057e+17 | 4.0435e+17 | 3.5288e+17 | 3.8184e+17 | 3.4613e+17 | 4.1573e+17 | 3.4916e+17 | 3.6724e+17 | 3.8423e+17 | 3.3727e+17 | 3.5826e+17 | 3.7865e+17 | 3.0353e+17 | 4.6935e+17 | 4.6146e+17 | 3.8144e+17 | 3.9087e+17 | 3.7051e+17 | 4.582e+17 | 4.3292e+17 | 3.7673e+17 | 3.702e+17 | 3.9963e+17 | 3.2427e+17 | 3.229e+17 | 3.7437e+17 | 3.4913e+17 | 3.6365e+17 | 3.9219e+17 | 3.083e+17 | 3.6662e+17 | 4.4477e+17 | 3.6139e+17 | 3.5554e+17 | 3.5984e+17 | 4.2386e+17 | 3.8365e+17 | 3.9323e+17 | 3.6607e+17 | 3.6409e+17 | 3.6828e+17 | 3.601e+17 | 4.4845e+17 | 4.0634e+17 | 3.2858e+17 | 3.9943e+17 | 4.2432e+17 | 3.5364e+17 | 3.6729e+17 | 3.7853e+17 | 3.879e+17 | 3.7408e+17 | 3.7726e+17 | 3.4268e+17 | 3.1989e+17 | 3.445e+17 | 4.5107e+17 | 3.7885e+17 | 3.1472e+17 | 3.6911e+17 | 3.7772e+17 | 3.7198e+17 | 3.6302e+17 | 3.3253e+17 | 3.5612e+17 | 3.4474e+17 | 3.9178e+17 | 3.5247e+17 | 3.969e+17 | 3.6482e+17 | 3.6396e+17 | 3.4387e+17 | 3.7446e+17 | 3.9914e+17 | 4.0117e+17 | 3.7714e+17 | 4.0011e+17 | 4.3583e+17 | 3.5304e+17 | 4.187e+17 | 3.8768e+17 | 3.6638e+17 | 3.6811e+17 | 4.0993e+17 | 3.1926e+17 | 4.0164e+17 | 3.0583e+17 | 3.8469e+17 | 4.0729e+17 | 3.9289e+17 | 3.4778e+17 | 4.2634e+17 | 3.4989e+17 | 4.4779e+17 | 3.6715e+17 | 4.2722e+17 | 3.7031e+17 | 4.2125e+17 | 3.7263e+17 | 3.4736e+17 | 3.3354e+17 | 3.2158e+17 | 4.0681e+17 | 3.7129e+17 | 3.8902e+17 | 3.5727e+17 | 4.2658e+17 | 3.4743e+17 | 3.8652e+17 | 3.955e+17 | 4.4197e+17 | 4.324e+17 | 4.1359e+17 | 3.4497e+17 | 3.7657e+17 | 3.8854e+17 | 4.639e+17 | 4.4977e+17 | 3.8196e+17 | 3.8892e+17 | 4.0942e+17 | 3.379e+17 | 3.5092e+17 | 3.4228e+17 | 4.3618e+17 | 4.3832e+17 | 4.0604e+17 | 3.5588e+17 | 4.0275e+17 | 3.7819e+17 | 3.8527e+17 | 3.7061e+17 | 3.8704e+17 | 3.3273e+17 | 4.4144e+17 | 4.4251e+17 | 3.8645e+17 | 2.9062e+17 | 3.6601e+17 | 4.3e+17 | 4.0463e+17 | 3.913e+17 | 3.461e+17 | 3.8988e+17 | 3.811e+17 | 3.9531e+17 | 4.292e+17 | 4.0824e+17 | 3.7351e+17 | 3.5612e+17 | 4.4022e+17 | 3.9769e+17 | 3.3194e+17 | 3.65e+17 | 3.5635e+17 | 3.8459e+17 | 3.9729e+17 | 4.6845e+17 | 3.7747e+17 | 3.261e+17 | 3.806e+17 | 4.1828e+17 | 2.825e+17 | 2.8299e+17 | 3.1975e+17 | 2.9777e+17 | 3.7075e+17 | 3.5004e+17 | 4.3916e+17 | 4.1283e+17 | 3.4966e+17 | 4.0038e+17 | 3.2458e+17 | 3.1687e+17 | 3.7936e+17 | 4.3546e+17 | 3.3409e+17 | 3.8128e+17 | 3.2371e+17 | 3.5753e+17 | 3.3969e+17 | 3.612e+17 | 4.035e+17 | 3.5339e+17 | 3.3819e+17 | 3.322e+17 | 3.7884e+17 | 3.7892e+17 | 3.9842e+17 | 3.7805e+17 | 3.5555e+17 | 4.0076e+17 | 4.3443e+17 | 3.854e+17 | 3.5058e+17 | 3.0214e+17 | 3.9613e+17 | 4.2662e+17 | 4.1415e+17 | 3.6638e+17 | 3.6744e+17 | 3.3751e+17 | 3.5505e+17 | 3.8314e+17 | 4.1254e+17 | 3.4786e+17 | 3.5314e+17 | 3.95e+17 | 3.1941e+17 | 3.1461e+17 | 4.1806e+17 | 3.3539e+17 | 4.3236e+17 | 3.715e+17 | 3.4385e+17 | 4.0904e+17 | 4.2317e+17 | 3.579e+17 | 4.2375e+17 | 3.4774e+17 | 3.5619e+17 | 4.1574e+17 | 4.318e+17 | 3.815e+17 | 3.0886e+17 | 3.4221e+17 | 3.7398e+17 | 4.1623e+17 | 2.8852e+17 | 3.6213e+17 | 3.5111e+17 | 3.9987e+17 | 3.2615e+17 | 3.0835e+17 | 3.0235e+17 | 3.4554e+17 | 3.5419e+17 | 4.0677e+17 | 3.7291e+17 | 3.0555e+17 | 3.2369e+17 | 2.8853e+17 | 3.0956e+17 | 3.8773e+17 | 3.8425e+17 | 3.5756e+17 | 3.9071e+17 | 4.0611e+17 | 3.7452e+17 | 3.175e+17 | 3.733e+17 | 4.1567e+17 | 4.4706e+17 | 3.9756e+17 | 4.2076e+17 | 4.0558e+17 | 4.0801e+17 | 3.7271e+17 | 3.6115e+17 | 3.6074e+17 | 3.389e+17 | 3.245e+17 | 3.5482e+17 | 4.1039e+17 | 3.2919e+17 | 3.6359e+17 | 3.7332e+17 | 3.5818e+17 | 3.7316e+17 | 3.888e+17 | 4.5189e+17 | 3.5663e+17 | 3.025e+17 | 3.5625e+17 | 3.6748e+17 | 3.9077e+17 | 3.9815e+17 | 3.8482e+17 | 4.0372e+17 | 3.7766e+17 | 3.8914e+17 | 3.708e+17 | 4.2141e+17 | 4.0082e+17 | 3.3112e+17 | 3.6372e+17 | 4.0915e+17 | 4.4111e+17 | 3.6202e+17 | 4.0841e+17 | 3.1474e+17 | 3.6948e+17 | 3.2275e+17 | 4.2021e+17 | 3.2893e+17 | 3.4013e+17 | 3.8942e+17 | 3.8274e+17 | 3.3232e+17 | 3.9728e+17 | 4.2783e+17 | 3.9295e+17 | 3.7168e+17 | 3.7941e+17 | 3.73e+17 | 3.8384e+17 | 4.2992e+17 | 3.4196e+17 | 3.4271e+17 | 3.9208e+17 | 3.6386e+17 | 4.5816e+17 | 4.5243e+17 | 3.6415e+17 | 4.0008e+17 | 3.193e+17 | 3.3121e+17 | 4.7422e+17 | 3.7092e+17 | 3.9606e+17 | 3.4492e+17 | 4.0718e+17 | 3.567e+17 | 3.3969e+17 | 3.4517e+17 | 3.6488e+17 | 3.1827e+17 | 4.2902e+17 | 3.3474e+17 | 4.2173e+17 | 3.3932e+17 | 3.1996e+17 | 3.2413e+17 | 3.9637e+17 | 3.96e+17 | 3.5495e+17 | 3.5325e+17 | 2.8922e+17 | 3.5282e+17 | 4.0508e+17 | 3.7981e+17 | 4.1656e+17 | 3.3629e+17 | 3.3512e+17 | 3.4306e+17 | 3.0192e+17 | 4.3678e+17 | 3.4589e+17 | 3.3388e+17 | 3.8843e+17 | 3.1438e+17 | 3.7196e+17 | 4.3361e+17 | 3.6308e+17 | 4.0236e+17 | 3.827e+17 | 3.5921e+17 | 3.4197e+17 | 3.5223e+17 | 3.5417e+17 | 2.9578e+17 | 4.0833e+17 | 3.5357e+17 | 3.535e+17 | 3.325e+17 | 3.5547e+17 | 3.976e+17 | 4.474e+17 | 3.7301e+17 | 3.5028e+17 | 4.1091e+17 | 3.8692e+17 | 3.6039e+17 | 3.4502e+17 | 3.9849e+17 | 4.6896e+17 | 3.3614e+17 | 4.179e+17 | 3.4792e+17 | 3.3045e+17 | 3.4961e+17 | 4.6678e+17 | 4.1876e+17 | 4.0661e+17 | 4.0515e+17 | 3.3229e+17 | 2.7917e+17 | 4.0462e+17 | 3.883e+17 | 3.7435e+17 | 3.7449e+17 | 3.732e+17 | 3.842e+17 | 3.7988e+17 | 3.71e+17 | 3.9072e+17 | 3.6652e+17 | 3.806e+17 | 3.5684e+17 | 3.5309e+17 | 3.6141e+17 | 4.3352e+17 | 3.6861e+17 | 3.6451e+17 | 3.6806e+17 | 3.7467e+17 | 3.5111e+17 | 3.6152e+17 | 3.5976e+17 | 4.0056e+17 | 4.6338e+17 | 4.0476e+17 | 4.11e+17 | 3.4963e+17 | 3.2163e+17 | 3.7901e+17 | 3.8589e+17 | 3.7003e+17 | 3.7741e+17 | 3.7606e+17 | 3.9203e+17 | 3.7254e+17 | 3.9363e+17 | 3.7748e+17 | 3.7461e+17 | 3.3543e+17 | 3.1056e+17 | 4.3005e+17 | 4.1829e+17 | 4.0029e+17 | 3.578e+17 | 3.6547e+17 | 3.9037e+17 | 4.4208e+17 | 3.5654e+17 | 3.1247e+17 | 3.6048e+17 | 3.4313e+17 | 3.3792e+17 | 3.8386e+17 | 3.7292e+17 | 2.8585e+17 | 3.5636e+17 | 3.156e+17 | 3.641e+17 | 3.6997e+17 | 3.5215e+17 | 3.6091e+17 | 3.211e+17 | 3.4759e+17 | 3.0774e+17 | 3.7779e+17 | 4.178e+17 | 4.5495e+17 | 3.8498e+17 | 3.9122e+17 | 4.0096e+17 | 3.9953e+17 | 4.3006e+17 | 3.5583e+17 | 3.9775e+17 | 4.4508e+17 | 3.1144e+17 | 4.3949e+17 | 3.8645e+17 | 3.9622e+17 | 3.6329e+17 | 3.5667e+17 | 4.1855e+17 | 3.5925e+17 | 3.9379e+17 | 4.4289e+17 | 3.8131e+17 | 3.4952e+17 | 4.1082e+17 | 3.3913e+17 | 3.4703e+17 | 2.9926e+17 | 3.5491e+17 | 3.581e+17 | 3.5366e+17 | 4.4568e+17 | 3.4018e+17 | 3.5614e+17 | 5.2176e+17 | 3.4799e+17 | 3.8215e+17 | 3.6754e+17 | 3.7611e+17 | 3.5504e+17 | 2.8922e+17 | 3.635e+17 | 3.9021e+17 | 3.6764e+17 | 3.5901e+17 | 3.7611e+17 | 3.6515e+17 | 3.8548e+17 | 3.9683e+17 | 3.6219e+17 | 3.9317e+17 | 2.7586e+17 | 3.2411e+17 | 3.5058e+17 | 3.5611e+17 | 4.2757e+17 | 4.0977e+17 | 3.6548e+17 | 3.3732e+17 | 3.4535e+17 | 4.1093e+17 | 4.145e+17 | 3.3254e+17 | 4.0422e+17 | 4.1099e+17 | 3.4443e+17 | 3.6073e+17 | 4.9979e+17 | 3.3376e+17 | 3.5229e+17 | 3.3717e+17 | 3.3315e+17 | 4.0721e+17 | 4.106e+17 | 3.6696e+17 | 4.3432e+17 | 3.7493e+17 | 3.7965e+17 | 3.4001e+17 | 3.4918e+17 | 3.997e+17 | 3.7566e+17 | 3.666e+17 | 4.0639e+17 | 4.0707e+17 | 3.5125e+17 | 3.8049e+17 | 3.2567e+17 | 3.5849e+17 | 3.4752e+17 | 4.0723e+17 | 3.8534e+17 | 3.7273e+17 | 3.5283e+17 | 3.1645e+17 | 3.7231e+17 | 4.0949e+17 | 3.9933e+17 | 4.0019e+17 | 3.4354e+17 | 4.0713e+17 | 3.7894e+17 | 3.6089e+17 | 3.9289e+17 | 3.8685e+17 | 3.4426e+17 | 4.2286e+17 | 4.8439e+17 | 3.7723e+17 | 3.639e+17 | 3.5701e+17 | 3.8358e+17 | 3.6133e+17 | 4.2337e+17 | 4.7821e+17 | 4.6094e+17 | 3.786e+17 | 4.0477e+17 | 3.7464e+17 | 3.9826e+17 | 3.7996e+17 | 3.9368e+17 | 3.8107e+17 | 3.8633e+17 | 3.6544e+17 | 4.4337e+17 | 4.1176e+17 | 3.8717e+17 | 4.3794e+17 | 4.7448e+17 | 3.7549e+17 | 4.9615e+17 | 3.8103e+17 | 3.9057e+17 | 3.5335e+17 | 3.768e+17 | 3.778e+17 | 3.0915e+17 | 3.5322e+17 | 3.6199e+17 | 3.7999e+17 | 3.2778e+17 | 3.7613e+17 | 4.0499e+17 | 3.5728e+17 | 3.9381e+17 | 3.9332e+17 | 4.0482e+17 | 3.2429e+17 | 3.992e+17 | 3.4807e+17 | 4.1939e+17 | 3.2863e+17 | 4.4187e+17 | 4.9751e+17 | 3.8119e+17 | 3.9188e+17 | 3.5365e+17 | 3.7246e+17 | 3.6926e+17 | 3.7719e+17 | 3.6394e+17 | 3.8425e+17 | 3.075e+17 | 3.8936e+17 | 3.7927e+17 | 4.0257e+17 | 4.1993e+17 | 3.7811e+17 | 3.8419e+17 | 3.9451e+17 | 3.7488e+17 | 3.236e+17 | 4.0391e+17 | 3.9679e+17 | 3.7843e+17 | 4.3261e+17 | 4.0909e+17 | 3.0933e+17 | 3.4633e+17 | 3.3507e+17 | 3.6325e+17 | 3.3896e+17 | 3.9381e+17 | 3.9621e+17 | 3.8325e+17 | 3.9247e+17 | 3.6004e+17 | 3.6743e+17 | 3.4206e+17 | 3.4401e+17 | 3.998e+17 | 3.7932e+17 | 3.7603e+17 | 4.0518e+17 | 3.5764e+17 | 3.0325e+17 | 4.0469e+17 | 3.3516e+17 | 3.4071e+17 | 3.1657e+17 | 3.6925e+17 | 4.1705e+17 | 4.2559e+17 | 3.7554e+17 | 3.4595e+17 | 3.1728e+17 | 3.5403e+17 | 3.8446e+17 | 3.7279e+17 | 3.4552e+17 | 3.6149e+17 | 3.8529e+17 | 3.4917e+17 | 3.7251e+17 | 3.4311e+17 | 3.4903e+17 | 3.3896e+17 | 3.6932e+17 | 3.5877e+17 | 3.8715e+17 | 2.5286e+17 | 3.9334e+17 | 3.4455e+17 | 3.8917e+17 | 4.13e+17 | 3.9719e+17 | 4.2573e+17 | 4.3913e+17 | 3.9776e+17 | 3.8716e+17 | 3.3734e+17 | 4.0132e+17 | 4.4139e+17 | 3.7409e+17 | 3.9093e+17 | 3.4721e+17 | 3.1844e+17 | 3.8089e+17 | 4.0512e+17 | 4.0066e+17 | 3.7808e+17 | 3.491e+17 | 4.1277e+17 | 4.2358e+17 | 3.1787e+17 | 3.7829e+17 | 4.1584e+17 | 3.68e+17 | 4.5392e+17 | 3.3632e+17 | 3.1386e+17 | 3.8585e+17 | 3.2747e+17 | 3.681e+17 | 3.7086e+17 | 3.4601e+17 | 3.8187e+17 | 3.7686e+17 | 3.1198e+17 | 4.2252e+17 | 3.9606e+17 | 3.3226e+17 | 3.7435e+17 | 3.215e+17 | 3.2685e+17 | 4.1491e+17 | 3.7428e+17 | 3.5534e+17 | 3.2589e+17 | 3.4984e+17 | 3.7596e+17 | 3.4059e+17 | 4.1982e+17 | 4.362e+17 | 2.9706e+17 | 3.8054e+17 | 4.3118e+17 | 4.1826e+17 | 4.0584e+17 | 3.5039e+17 | 3.5932e+17 | 3.1337e+17 | 3.8589e+17 | 3.9646e+17 | 3.2486e+17 | 3.7792e+17 | 3.9207e+17 | 3.9551e+17 | 3.8478e+17 | 3.781e+17 | 3.3358e+17 | 4.0931e+17 | 3.5589e+17 | 3.8136e+17 | 4.0349e+17 | 3.8656e+17 | 3.7842e+17 | 3.5768e+17 | 3.3506e+17 | 3.7613e+17 | 3.3336e+17 | 3.1536e+17 | 3.7459e+17 | 3.9508e+17 | 4.495e+17 | 4.3828e+17 | 4.2659e+17 | 4.1192e+17 | 3.4219e+17 | 3.5495e+17 | 3.9115e+17 | 3.7914e+17 | 4.0284e+17 | 3.5694e+17 | 3.8801e+17 | 3.9856e+17 | 4.7133e+17 | 4.1945e+17 | 2.9708e+17 | 3.5179e+17 | 3.3803e+17 | 3.717e+17 | 3.4296e+17 | 4.1824e+17 | 3.3777e+17 | 3.2882e+17 | 3.655e+17 | 3.852e+17 | 3.4816e+17 | 4.119e+17 | 3.936e+17 | 3.9927e+17 | 4.4517e+17 | 3.9896e+17 | 4.2189e+17 | 3.1673e+17 | 2.9252e+17 | 3.7481e+17 | 2.8405e+17 | 2.9451e+17 | 3.5408e+17 | 3.5768e+17 | 3.1095e+17 | 4.2578e+17 | 3.6301e+17 | 3.1224e+17 | 3.2556e+17 | 3.6914e+17 | 2.9158e+17 | 3.0149e+17 | 3.6972e+17 | 3.1129e+17 | 3.7504e+17 | 2.9736e+17 | 3.6067e+17 | 3.7818e+17 | 4.1742e+17 | 4.2294e+17 | 3.2941e+17 | 3.7517e+17 | 3.5466e+17 | 3.3337e+17 | 3.2545e+17 | 4.3366e+17 | 3.9565e+17 | 4.4375e+17 | 3.7313e+17 | 4.3276e+17 | 4.4708e+17 | 3.4737e+17 | 3.9866e+17 | 3.4795e+17 | 4.5415e+17 | 3.4682e+17 | 3.7368e+17 | 4.2834e+17 | 3.0333e+17 | 3.2411e+17 | 3.3026e+17 | 3.7058e+17 | 4.6299e+17 | 3.3029e+17 | 3.4707e+17 | 3.7625e+17 | 3.9406e+17 | 3.8069e+17 | 3.2735e+17 | 4.258e+17 | 3.7246e+17 | 3.5352e+17 | 4.0115e+17 | 3.7787e+17 | 4.0634e+17 | 4.0542e+17 | 3.9789e+17 | 3.275e+17 | 4.0922e+17 | 4.5293e+17 | 4.0773e+17 | 4.2955e+17 | 4.1084e+17 | 3.7044e+17 | 4.4605e+17 | 3.7001e+17 | 3.6998e+17 | 3.7316e+17 | 3.7709e+17 | 3.7118e+17 | 3.7839e+17 | 3.9531e+17 | 4.26e+17 | 3.529e+17 | 4.0552e+17 | 4.0979e+17 | 3.6702e+17 | 3.7189e+17 | 3.4994e+17 | 4.6621e+17 | 4.2984e+17 | 3.8233e+17 | 2.9445e+17 | 3.456e+17 | 3.7019e+17 | 4.2144e+17 | 3.4228e+17 | 3.1476e+17 | 3.9889e+17 | 3.6144e+17 | 4.0029e+17 | 3.7257e+17 | 3.9039e+17 | 3.7907e+17 | 3.9883e+17 | 3.4042e+17 | 3.4933e+17 | 3.4291e+17 | 3.8223e+17 | 3.7821e+17 | 3.6312e+17 | 3.5165e+17 | 3.8424e+17 | 2.9554e+17 | 3.5272e+17 | 3.4496e+17 | 3.6081e+17 | 3.4423e+17 | 3.3524e+17 | 2.8657e+17 | 4.3945e+17 | 4.0497e+17 | 3.4257e+17 | 3.8038e+17 | 3.3715e+17 | 3.4361e+17 | 3.9918e+17 | 3.4595e+17 | 4.3646e+17 | 3.2075e+17 | 4.5728e+17 | 3.9969e+17 | 3.9983e+17 | 4.1818e+17 | 3.745e+17 | 3.7847e+17 | 4.566e+17 | 3.1318e+17 | 4.3736e+17 | 3.7804e+17 | 4.0256e+17 | 3.9658e+17 | 3.4387e+17 | 3.2666e+17 | 3.5472e+17 | 3.3717e+17 | 4.0109e+17 | 3.5169e+17 | 3.9524e+17 | 3.8154e+17 | 3.7596e+17 | 3.7807e+17 | 4.2912e+17 | 3.9227e+17 | 4.0788e+17 | 3.4722e+17 | 3.8394e+17 | 3.7659e+17 | 3.7806e+17 | 4.0293e+17 | 3.4982e+17 | 3.8437e+17 | 3.9105e+17 | 4.6501e+17 | 4.4278e+17 | 3.417e+17 | 3.9221e+17 | 3.2418e+17 | 3.9909e+17 | 3.4717e+17 | 2.9517e+17 | 3.44e+17 | 3.2941e+17 | 3.7089e+17 | 4.0784e+17 | 3.7428e+17 | 3.1681e+17 | 3.9411e+17 | 3.5936e+17 | 3.8132e+17 | 3.141e+17 | 3.9699e+17 | 3.8127e+17 | 3.4878e+17 | 3.2333e+17 | 3.442e+17 | 3.8028e+17 | 3.7757e+17 | 3.7917e+17 | 3.9178e+17 | 4.3452e+17 | 3.4714e+17 | 4.4035e+17 | 4.0501e+17 | 3.4328e+17 | 3.3673e+17 | 4.4258e+17 | 3.4306e+17 | 3.6319e+17 | 3.6391e+17 | 3.5749e+17 | 4.3814e+17 | 3.8018e+17 | 3.8405e+17 | 3.5246e+17 | 3.0136e+17 | 4.2228e+17 | 4.3784e+17 | 3.7759e+17 | 4.0142e+17 | 3.7617e+17 | 3.5075e+17 | 3.5719e+17 | 3.9436e+17 | 3.5472e+17 | 3.9145e+17 | 3.7897e+17 | 3.9068e+17 | 3.6379e+17 | 3.7439e+17 | 2.9291e+17 | 4.0212e+17 | 3.6029e+17 | 3.8095e+17 | 4.0526e+17 | 3.7231e+17 | 3.188e+17 | 3.4279e+17 | 3.8673e+17 | 3.2445e+17 | 3.187e+17 | 3.0056e+17 | 3.6509e+17 | 3.5152e+17 | 3.2509e+17 | 4.1349e+17 | 4.1218e+17 | 4.0416e+17 | 3.42e+17 | 3.1902e+17 | 3.635e+17 | 3.9353e+17 | 3.1005e+17 | 3.1806e+17 | 4.3816e+17 | 3.6217e+17 | 3.2589e+17 | 3.5189e+17 | 4.091e+17 | 4.0707e+17 | 3.6219e+17 | 3.7373e+17 | 4.2099e+17 | 4.1803e+17 | 3.3726e+17 | 4.0296e+17 | 4.0127e+17 | 4.0236e+17 | 3.5657e+17 | 3.3804e+17 | 3.2947e+17 | 4.4687e+17 | 3.8817e+17 | 3.8718e+17 | 3.5015e+17 | 3.0662e+17 | 3.7173e+17 | 4.1154e+17 | 3.1506e+17 | 3.4401e+17 | 3.614e+17 | 4.0018e+17 | 3.6727e+17 | 3.2597e+17 | 3.6941e+17 | 3.5008e+17 | 3.5443e+17 | 3.4823e+17 | 2.7728e+17 | 4.2077e+17 | 3.5536e+17 | 3.6555e+17 | 4.069e+17 | 2.8159e+17 | 3.8956e+17 | 3.6774e+17 | 3.7085e+17 | 4.2618e+17 | 4.0449e+17 | 3.7195e+17 | 3.3125e+17 | 4.0428e+17 | 3.6996e+17 | 3.6801e+17 | 4.1092e+17 | 4.0444e+17 | 3.8695e+17 | 3.8614e+17 | 3.4939e+17 | 3.0044e+17 | 4.2413e+17 | 2.9495e+17 | 3.7963e+17 | 3.2309e+17 | 3.5369e+17 | 3.9685e+17 | 3.5888e+17 | 3.659e+17 | 4.1544e+17 | 4.1656e+17 | 3.7517e+17 | 3.4085e+17 | 4.2334e+17 | 3.8933e+17 | 4.3387e+17 | 3.1052e+17 | 3.6578e+17 | 4.2501e+17 | 3.6831e+17 | 4.0841e+17 | 3.9485e+17 | 4.1308e+17 | 3.6692e+17 | 4.0281e+17 | 3.5891e+17 | 3.7603e+17 | 4.1603e+17 | 3.579e+17 | 3.6761e+17 | 3.0194e+17 | 3.9495e+17 | 4.3436e+17 | 3.9702e+17 | 3.6384e+17 | 3.7045e+17 | 3.9028e+17 | 3.24e+17 | 4.2881e+17 | 4.4833e+17 | 4.3317e+17 | 3.6127e+17 | 4.0542e+17 | 3.5691e+17 | 3.7528e+17 | 4.4202e+17 | 4.2048e+17 | 3.0596e+17 | 3.3333e+17 | 3.7423e+17 | 4.2327e+17 | 4.1821e+17 | 3.2299e+17 | 3.9344e+17 | 3.9382e+17 | 2.7975e+17 | 4.2593e+17 | 3.9482e+17 | 3.8565e+17 | 3.594e+17 | 3.7913e+17 | 3.7976e+17 | 3.8894e+17 | 4.196e+17 | 3.7482e+17 | 3.4569e+17 | 3.6523e+17 | 3.7703e+17 | 3.7297e+17 | 3.4642e+17 | 3.5367e+17 | 3.8646e+17 | 3.9931e+17 | 3.2666e+17 | 4.1675e+17 | 3.677e+17 | 3.6333e+17 | 3.8813e+17 | 2.7715e+17 | 3.8136e+17 | 3.6125e+17 | 4.0275e+17 | 3.758e+17 | 3.3556e+17 | 3.5397e+17 | 3.9552e+17 | 3.954e+17 | 3.7389e+17 | 3.6324e+17 | 4.1455e+17 | 3.1855e+17 | 3.6896e+17 | 3.8476e+17 | 3.6564e+17 | 4.0893e+17 | 4.0391e+17 | 3.0441e+17 | 3.701e+17 | 3.7452e+17 | 3.9794e+17 | 3.2889e+17 | 3.8689e+17 | 3.9779e+17 | 3.7099e+17 | 3.9782e+17 | 3.8995e+17 | 3.7872e+17 | 3.1761e+17 | 3.2818e+17 | 4.1238e+17 | 4.2668e+17 | 3.2171e+17 | 4.1336e+17 | 3.8957e+17 | 4.093e+17 | 3.9519e+17 | 3.7367e+17 | 3.4967e+17 | 3.8409e+17 | 3.6822e+17 | 3.917e+17 | 3.8551e+17 | 3.3518e+17 | 3.8944e+17 | 4.05e+17 | 3.9743e+17 | 4.2889e+17 | 3.8715e+17 | 3.4623e+17 | 3.1892e+17 | 4.1056e+17 | 4.7098e+17 | 3.5045e+17 | 3.7798e+17 | 3.6145e+17 | 3.7578e+17 | 4.2564e+17 | 3.2035e+17 | 3.5935e+17 | 3.8308e+17 | 3.7409e+17 | 4.0685e+17 | 3.8818e+17 | 3.3705e+17 | 3.7508e+17 | 3.5546e+17 | 3.3047e+17 | 2.9364e+17 | 3.6317e+17 | 3.9032e+17 | 3.4951e+17 | 3.5262e+17 | 3.4848e+17 | 3.5277e+17 | 3.7267e+17 | 3.7628e+17 | 3.6363e+17 | 4.1902e+17 | 3.7159e+17 | 3.5182e+17 | 4.0771e+17 | 3.7638e+17 | 4.1324e+17 | 3.975e+17 | 3.8969e+17 | 4.1264e+17 | 3.9939e+17 | 3.2029e+17 | 2.8891e+17 | 3.5208e+17 | 3.5512e+17 | 4.4963e+17 | 4.0262e+17 | 3.555e+17 | 3.5942e+17 | 3.7015e+17 | 4.0291e+17 | 4.0072e+17 | 3.2888e+17 | 2.9776e+17 | 3.5954e+17 | 2.9298e+17 | 3.2301e+17 | 4.0686e+17 | 4.0994e+17 | 3.9877e+17 | 3.8065e+17 | 3.4315e+17 | 4.2046e+17 | 3.8857e+17 | 3.5933e+17 | 3.8778e+17 | 3.7318e+17 | 3.0643e+17 | 3.2195e+17 | 4.0907e+17 | 3.6374e+17 | 3.6284e+17 | 3.4623e+17 | 3.7421e+17 | 3.2269e+17 | 3.1772e+17 | 3.8277e+17 | 3.6954e+17 | 4.1444e+17 | 3.7652e+17 | 3.617e+17 | 3.4535e+17 | 3.8337e+17 | 3.3115e+17 | 3.8853e+17 | 3.7402e+17 | 3.5969e+17 | 3.3278e+17 | 2.7863e+17 | 3.6259e+17 | 3.6739e+17 | 3.8407e+17 | 3.3578e+17 | 3.902e+17 | 3.5282e+17 | 3.1886e+17 | 3.9555e+17 | 4.7318e+17 | 3.6426e+17 | 3.6395e+17 | 2.794e+17 | 4.1295e+17 | 3.5795e+17 | 3.8169e+17 | 3.6526e+17 | 4.0431e+17 | 3.7749e+17 | 4.3838e+17 | 3.6037e+17 | 4.0386e+17 | 3.788e+17 | 4.2312e+17 | 3.7847e+17 | 3.6669e+17 | 3.5153e+17 | 3.1139e+17 | 3.9375e+17 | 3.5704e+17 | 3.5155e+17 | 3.6101e+17 | 3.6027e+17 | 3.3731e+17 | 4.2665e+17 | 3.8947e+17 | 4.0507e+17 | 3.6463e+17 | 3.9585e+17 | 3.7071e+17 | 3.8558e+17 | 3.9692e+17 | 3.5686e+17 | 4.1788e+17 | 3.5449e+17 | 3.636e+17 | 4.1164e+17 | 2.7329e+17 | 3.6106e+17 | 3.9258e+17 | 4.3078e+17 | 3.8811e+17 | 3.7511e+17 | 4.0315e+17 | 3.3265e+17 | 3.6903e+17 | 4.3817e+17 | 3.5193e+17 | 3.6485e+17 | 3.7399e+17 | 3.3652e+17 | 4.1355e+17 | 2.8132e+17 | 4.1245e+17 | 4.4569e+17 | 4.6239e+17 | 3.9639e+17 | 3.5044e+17 | 3.7082e+17 | 3.5686e+17 | 3.7333e+17 | 3.3373e+17 | 3.6501e+17 | 3.5535e+17 | 3.5514e+17 | 3.6859e+17 | 3.8816e+17 | 3.3462e+17 | 4.4154e+17 | 3.5449e+17 | 3.5984e+17 | 3.5441e+17 | 3.5801e+17 | 3.7117e+17 | 2.9112e+17 | 3.8139e+17 | 3.8449e+17 | 3.4111e+17 | 4.0676e+17 | 3.9408e+17 | 4.2446e+17 | 3.5028e+17 | 3.6755e+17 | 4.0512e+17 | 3.4038e+17 | 3.3e+17 | 4.0334e+17 | 3.2124e+17 | 4.1712e+17 | 3.6338e+17 | 3.2158e+17 | 3.6732e+17 | 3.6774e+17 | 3.5465e+17 | 3.3253e+17 | 3.4517e+17 | 3.6456e+17 | 2.6467e+17 | 3.8506e+17 | 3.1721e+17 | 3.996e+17 | 4.0445e+17 | 3.8892e+17 | 3.9046e+17 | 3.6864e+17 | 4.5194e+17 | 3.9578e+17 | 4.1143e+17 | 3.1947e+17 | 3.7384e+17 | 4.1025e+17 | 3.9576e+17 | 3.2263e+17 | 3.739e+17 | 3.893e+17 | 3.4813e+17 | 4.1713e+17 | 3.5586e+17 | 4.0862e+17 | 3.7383e+17 | 3.9935e+17 | 4.251e+17 | 3.9717e+17 | 2.4942e+17 | 3.6465e+17 | 3.8078e+17 | 3.762e+17 | 3.7333e+17 | 4.1005e+17 | 4.0769e+17 | 3.5887e+17 | 4.2531e+17 | 3.4181e+17 | 3.7729e+17 | 3.8227e+17 | 4.0112e+17 | 4.1642e+17 | 3.4515e+17 | 3.49e+17 | 4.3919e+17 | 3.3341e+17 | 3.4745e+17 | 4.3907e+17 | 3.9897e+17 | 4.3839e+17 | 3.7341e+17 | 4.0833e+17 | 3.9824e+17 | 3.4392e+17 | 3.8777e+17 | 3.5703e+17 | 4.138e+17 | 3.8045e+17 | 4.4736e+17 | 3.7398e+17 | 4.307e+17 | 3.5634e+17 | 3.7537e+17 | 3.6273e+17 | 4.0504e+17 | 3.7775e+17 | 3.6894e+17 | 4.1103e+17 | 3.9451e+17 | 3.6825e+17 | 3.301e+17 | 2.9037e+17 | 3.7403e+17 | 3.1385e+17 | 3.8619e+17 | 3.4952e+17 | 3.2327e+17 | 4.3422e+17 | 3.7873e+17 | 3.6764e+17 | 4.4987e+17 | 4.1106e+17 | 3.6937e+17 | 4.0154e+17 | 3.9655e+17 | 3.64e+17 | 3.4483e+17 | 3.2991e+17 | 4.1507e+17 | 3.5035e+17 | 3.5302e+17 | 3.5508e+17 | 3.9909e+17 | 3.6232e+17 | 3.5212e+17 | 3.9703e+17 | 3.5949e+17 | 3.4719e+17 | 4.2344e+17 | 4.3389e+17 | 3.8559e+17 | 3.3596e+17 | 3.4793e+17 | 3.8678e+17 | 3.8218e+17 | 3.892e+17 | 3.7794e+17 | 3.8229e+17 | 3.2456e+17 | 4.0619e+17 | 3.6909e+17 | 3.839e+17 | 3.4405e+17 | 3.8618e+17 | 3.6312e+17 | 3.8907e+17 | 3.6532e+17 | 3.7692e+17 | 4.3795e+17 | 3.1146e+17 | 3.9844e+17 | 3.2803e+17 | 3.0095e+17 | 3.4974e+17 | 3.6491e+17 | 3.5029e+17 | 4.021e+17 | 3.181e+17 | 3.6694e+17 | 3.7953e+17 | 4.5233e+17 | 3.6368e+17 | 3.1956e+17 | 3.7064e+17 | 3.2678e+17 | 3.792e+17 | 3.4519e+17 | 3.4864e+17 | 3.8285e+17 | 4.4166e+17 | 3.97e+17 | 3.7828e+17 | 4.5623e+17 | 3.3938e+17 | 4.223e+17 | 3.1141e+17 | 3.9369e+17 | 3.8098e+17 | 4.0432e+17 | 4.0157e+17 | 3.5567e+17 | 3.7925e+17 | 4.039e+17 | 3.2279e+17 | 3.5366e+17 | 4.1515e+17 | 3.9501e+17 | 3.7539e+17 | 3.3759e+17 | 3.4488e+17 | 3.6116e+17 | 3.6257e+17 | 4.0065e+17 | 3.9179e+17 | 4.0747e+17 | 3.6626e+17 | 3.8965e+17 | 3.6519e+17 | 3.2903e+17 | 4.5075e+17 | 3.2634e+17 | 4.0158e+17 | 3.3474e+17 | 3.5161e+17 | 3.8655e+17 | 3.7176e+17 | 3.6718e+17 | 2.6944e+17 | 4.0491e+17 | 3.9371e+17 | 3.859e+17 | 4.5979e+17 | 4.3164e+17 | 3.9201e+17 | 4.2039e+17 | 3.4032e+17 | 4.0899e+17 | 3.5209e+17 | 4.1449e+17 | 3.5947e+17 | 3.7275e+17 | 4.1993e+17 | 3.7206e+17 | 3.8887e+17 | 3.3208e+17 | 3.8102e+17 | 3.3715e+17 | 3.9002e+17 | 3.7525e+17 | 3.6947e+17 | 3.2296e+17 | 3.6713e+17 | 3.6562e+17 | 4.0643e+17 | 3.9447e+17 | 3.9615e+17 | 3.8637e+17 | 3.7429e+17 | 3.0835e+17 | 3.9862e+17 | 3.6018e+17 | 4.0616e+17 | 4.1813e+17 | 3.4923e+17 | 3.986e+17 | 4.6316e+17 | 3.7557e+17 | 4.4275e+17 | 3.3999e+17 | 3.9058e+17 | 3.6984e+17 | 3.9253e+17 | 3.4011e+17 | 4.2278e+17 | 4.0818e+17 | 3.696e+17 | 3.8219e+17 | 3.8426e+17 | 3.6238e+17 | 3.6255e+17 | 4.0377e+17 | 4.0527e+17 | 3.6001e+17 | 4.0488e+17 | 3.7422e+17 | 3.3914e+17 | 3.9278e+17 | 3.626e+17 | 3.8708e+17 | 4.0107e+17 | 3.8237e+17 | 3.7341e+17 | 4.3306e+17 | 3.9268e+17 | 3.9624e+17 | 3.8972e+17 | 3.8696e+17 | 3.5603e+17 | 4.2714e+17 | 3.5137e+17 | 3.6185e+17 | 3.5521e+17 | 3.4598e+17 | 4.4203e+17 | 4.0692e+17 | 4.071e+17 | 4.0078e+17 | 4.3427e+17 | 3.6912e+17 | 3.8424e+17 | 4.6287e+17 | 3.633e+17 | 3.5022e+17 | 3.8172e+17 | 3.914e+17 | 4.0387e+17 | 4.3711e+17 | 4.0738e+17 | 4.7215e+17 | 3.7415e+17 | 3.3437e+17 | 3.6409e+17 | 4.1402e+17 | 3.7657e+17 | 2.9893e+17 | 3.8717e+17 | 4.0455e+17 | 4.0229e+17 | 3.4003e+17 | 3.6556e+17 | 4.0104e+17 | 3.7959e+17 | 3.3027e+17 | 3.707e+17 | 3.9607e+17 | 3.8339e+17 | 4.0128e+17 | 3.1324e+17 | 3.3217e+17 | 3.717e+17 | 3.7617e+17 | 3.4819e+17 | 2.9663e+17 | 3.2821e+17 | 4.6148e+17 | 3.592e+17 | 4.0257e+17 | 3.7155e+17 | 3.8489e+17 | 3.6318e+17 | 3.853e+17 | 3.5562e+17 | 3.6337e+17 | 3.8797e+17 | 3.5771e+17 | 4.5006e+17 | 3.6771e+17 | 3.6109e+17 | 4.6391e+17 | 3.6762e+17 | 3.3199e+17 | 3.9418e+17 | 4.0273e+17 | 4.1828e+17 | 3.7571e+17 | 3.029e+17 | 4.0767e+17 | 3.5066e+17 | 3.6501e+17 | 4.8764e+17 | 3.5218e+17 | 4.1578e+17 | 3.8909e+17 | 3.7881e+17 | 3.2954e+17 | 2.9551e+17 | 3.4225e+17 | 3.8582e+17 | 3.7555e+17 | 3.5591e+17 | 3.471e+17 | 3.6127e+17 | 3.2885e+17 | 3.4111e+17 | 3.8884e+17 | 3.993e+17 | 3.9514e+17 | 3.8973e+17 | 3.643e+17 | 3.7993e+17 | 3.9001e+17 | 3.9765e+17 | 3.9802e+17 | 4.2901e+17 | 3.9906e+17 | 3.3345e+17 | 3.3985e+17 | 4.0808e+17 | 3.6318e+17 | 3.6143e+17 | 3.6589e+17 | 3.037e+17 | 3.9361e+17 | 3.1215e+17 | 3.6094e+17 | 3.3651e+17 | 3.7372e+17 | 4.1178e+17 | 3.7595e+17 | 3.8995e+17 | 3.8201e+17 | 3.6427e+17 | 3.7079e+17 | 4.2514e+17 | 3.9589e+17 | 3.7067e+17 | 3.4752e+17 | 3.1395e+17 | 3.8024e+17 | 4.3327e+17 | 4.2816e+17 | 4.0496e+17 | 3.4165e+17 | 3.9142e+17 | 3.419e+17 | 3.4294e+17 | 3.1339e+17 | 3.1192e+17 | 4.044e+17 | 3.4948e+17 | 3.7815e+17 | 3.7117e+17 | 3.5792e+17 | 3.8056e+17 | 3.9415e+17 | 3.5601e+17 | 3.6715e+17 | 3.8203e+17 | 3.9361e+17 | 3.9344e+17 | 3.5137e+17 | 3.8827e+17 | 4.5125e+17 | 3.6705e+17 | 3.4317e+17 | 3.3754e+17 | 3.7173e+17 | 3.628e+17 | 4.0589e+17 | 4.0224e+17 | 4.4586e+17 | 4.155e+17 | 4.1051e+17 | 3.6722e+17 | 3.4113e+17 | 3.4933e+17 | 3.5045e+17 | 3.3976e+17 | 4.0725e+17 | 3.2839e+17 | 3.6928e+17 | 3.5122e+17 | 4.3189e+17 | 3.8256e+17 | 3.7913e+17 | 3.5366e+17 | 3.5511e+17 | 3.6599e+17 | 3.6697e+17 | 3.2582e+17 | 4.3189e+17 | 3.7425e+17 | 3.993e+17 | 2.9567e+17 | 3.7764e+17 | 3.1063e+17 | 3.8085e+17 | 4.2192e+17 | 3.9758e+17 | 3.8897e+17 | 3.2156e+17 | 3.5012e+17 | 3.7965e+17 | 3.5116e+17 | 3.1528e+17 | 4.1496e+17 | 3.031e+17 | 3.8931e+17 | 3.1168e+17 | 4.5125e+17 | 3.6236e+17 | 3.9073e+17 | 4.2386e+17 | 3.8408e+17 | 4.2528e+17 | 3.9773e+17 | 4.0229e+17 | 3.4396e+17 | 3.1912e+17 | 3.4788e+17 | 3.6125e+17 | 4.0662e+17 | 4.2281e+17 | 3.2809e+17 | 3.8511e+17 | 4.2777e+17 | 4.115e+17 | 4.0901e+17 | 3.8831e+17 | 3.7896e+17 | 3.1496e+17 | 4.3359e+17 | 3.2631e+17 | 4.1386e+17 | 3.5601e+17 | 4.0925e+17 | 3.1347e+17 | 2.9077e+17 | 4.0685e+17 | 3.647e+17 | 3.8248e+17 | 4.3013e+17 | 3.7371e+17 | 3.4e+17 | 4.0783e+17 | 3.7404e+17 | 3.5355e+17 | 3.7233e+17 | 4.1719e+17 | 3.4452e+17 | 3.6913e+17 | 3.8457e+17 | 3.558e+17 | 3.9109e+17 | 3.7711e+17 | 3.5271e+17 | 4.3029e+17 | 4.0514e+17 | 3.3169e+17 | 4.367e+17 | 4.1725e+17 | 3.3134e+17 | 3.6896e+17 | 3.5132e+17 | 3.4431e+17 | 4.2087e+17 | 3.5963e+17 | 4.085e+17 | 3.9031e+17 | 3.9475e+17 | 3.3368e+17 | 4.616e+17 | 3.5438e+17 | 3.469e+17 | 4.4309e+17 | 3.6781e+17 | 3.7745e+17 | 4.1239e+17 | 4.2947e+17 | 3.0774e+17 | 3.5035e+17 | 4.2948e+17 | 3.862e+17 | 3.6357e+17 | 3.7062e+17 | 3.7801e+17 | 3.8834e+17 | 3.8986e+17 | 3.4163e+17 | 3.2627e+17 | 3.6135e+17 | 3.4991e+17 | 4.7147e+17 | 3.5062e+17 | 3.5456e+17 | 4.1691e+17 | 3.9696e+17 | 3.3621e+17 | 4.1624e+17 | 4.1219e+17 | 4.289e+17 | 4.2054e+17 | 3.995e+17 | 4.3457e+17 | 3.4636e+17 | 3.4208e+17 | 4.0496e+17 | 4.0198e+17 | 3.6039e+17 | 4.0381e+17 | 3.8243e+17 | 2.6602e+17 | 3.8114e+17 | 3.5484e+17 | 4.1717e+17 | 3.9564e+17 | 2.5399e+17 | 4.1635e+17 | 3.9381e+17 | 3.4699e+17 | 3.9811e+17 | 4.1564e+17 | 3.8774e+17 | 3.401e+17 | 3.7096e+17 | 4.0007e+17 | 3.7232e+17 | 2.9968e+17 | 3.7177e+17 | 4.397e+17 | 3.7244e+17 | 3.321e+17 | 3.6162e+17 | 3.5423e+17 | 4.0553e+17 | 3.747e+17 | 5.0746e+17 | 3.3419e+17 | 3.3651e+17 | 3.027e+17 | 4.0212e+17 | 3.7335e+17 | 4.01e+17 | 4.07e+17 | 4.0785e+17 | 3.7573e+17 | 3.8244e+17 | 3.841e+17 | 3.3498e+17 | 3.5683e+17 | 4.1625e+17 | 4.4943e+17 | 3.1897e+17 | 3.9658e+17 | 4.1022e+17 | 3.4774e+17 | 3.3861e+17 | 3.5555e+17 | 3.8862e+17 | 3.5149e+17 | 3.7306e+17 | 3.0599e+17 | 3.8899e+17 | 3.7607e+17 | 3.8667e+17 | 4.1013e+17 | 3.767e+17 | 3.8476e+17 | 3.938e+17 | 4.135e+17 | 3.7235e+17 | 3.9441e+17 | 3.8466e+17 | 3.7008e+17 | 4.4055e+17 | 4.0416e+17 | 2.589e+17 | 3.7022e+17 | 4.0815e+17 | 4.0914e+17 | 4.1959e+17 | 3.351e+17 | 3.8831e+17 | 3.964e+17 | 3.2925e+17 | 4.1799e+17 | 3.4794e+17 | 3.7066e+17 | 3.1108e+17 | 3.215e+17 | 3.8154e+17 | 3.4903e+17 | 3.688e+17 | 3.6654e+17 | 3.8459e+17 | 3.8586e+17 | 3.588e+17 | 3.7298e+17 | 4.2556e+17 | 3.8842e+17 | 3.7856e+17 | 3.3606e+17 | 3.2188e+17 | 3.7408e+17 | 3.333e+17 | 3.5561e+17 | 3.4053e+17 | 3.8994e+17 | 3.1597e+17 | 4.0139e+17 | 3.3539e+17 | 3.6156e+17 | 4.1328e+17 | 3.8237e+17 | 3.621e+17 | 3.4703e+17 | 4.2065e+17 | 3.4022e+17 | 4.0245e+17 | 4.028e+17 | 4.0855e+17 | 3.2773e+17 | 3.3942e+17 | 3.8363e+17 | 3.3938e+17 | 3.8033e+17 | 3.843e+17 | 3.6747e+17 | 3.777e+17 | 3.7723e+17 | 3.966e+17 | 3.5384e+17 | 3.7246e+17 | 3.9832e+17 | 4.2739e+17 | 3.9231e+17 | 3.0533e+17 | 4.4356e+17 | 4.0397e+17 | 3.3685e+17 | 3.8075e+17 | 4.051e+17 | 4.2113e+17 | 3.6637e+17 | 3.8107e+17 | 3.6111e+17 | 3.3865e+17 | 3.4716e+17 | 4.2349e+17 | 3.7439e+17 | 4.1218e+17 | 4.0414e+17 | 4.0499e+17 | 3.9603e+17 | 3.3464e+17 | 3.6484e+17 | 3.9753e+17 | 3.3557e+17 | 3.6042e+17 | 4.1906e+17 | 3.7259e+17 | 4.1358e+17 | 3.9572e+17 | 2.982e+17 | 3.7687e+17 | 3.7508e+17 | 3.0229e+17 | 3.526e+17 | 3.6324e+17 | 3.4146e+17 | 3.9815e+17 | 3.8119e+17 | 3.5437e+17 | 3.4152e+17 | 3.6094e+17 | 3.4215e+17 | 3.347e+17 | 3.873e+17 | 3.5293e+17 | 4.0462e+17 | 3.7354e+17 | 3.612e+17 | 3.5882e+17 | 4.1786e+17 | 3.7004e+17 | 4.3494e+17 | 3.3731e+17 | 4.0016e+17 | 3.4775e+17 | 2.865e+17 | 3.4763e+17 | 3.4982e+17 | 3.8125e+17 | 3.1957e+17 | 4.0158e+17 | 3.9223e+17 | 3.5332e+17 | 3.8305e+17 | 4.439e+17 | 3.8339e+17 | 3.9494e+17 | 4.1535e+17 | 4.6406e+17 | 3.6775e+17 | 4.1294e+17 | 3.5517e+17 | 4.2332e+17 | 3.2954e+17 | 3.683e+17 | 3.8741e+17 | 4.2691e+17 | 3.2831e+17 | 3.8317e+17 | 3.9554e+17 | 3.3571e+17 | 4.2758e+17 | 3.9525e+17 | 3.5596e+17 | 4.2088e+17 | 4.1644e+17 | 3.8604e+17 | 3.8159e+17 | 3.7632e+17 | 3.2037e+17 | 3.0437e+17 | 3.5108e+17 | 3.8074e+17 | 3.4382e+17 | 3.4877e+17 | 4.4216e+17 | 3.758e+17 | 3.9956e+17 | 3.8932e+17 | 3.2093e+17 | 4.5182e+17 | 3.4346e+17 | 3.9527e+17 | 4.3295e+17 | 3.7564e+17 | 4.181e+17 | 3.8969e+17 | 3.5445e+17 | 3.7007e+17 | 3.7298e+17 | 3.5925e+17 | 4.1082e+17 | 3.288e+17 | 3.5531e+17 | 4.2562e+17 | 3.9788e+17 | 3.8436e+17 | 3.614e+17 | 3.7435e+17 | 4.0629e+17 | 3.5591e+17 | 3.4655e+17 | 4.174e+17 | 4.1337e+17 | 3.7876e+17 | 4.3668e+17 | 4.0696e+17 | 3.5659e+17 | 3.5336e+17 | 3.1937e+17 | 4.0296e+17 | 4.2341e+17 | 4.1292e+17 | 3.6852e+17 | 3.2775e+17 | 3.5379e+17 | 3.3655e+17 | 3.6786e+17 | 3.7676e+17 | 3.8153e+17 | 4.42e+17 | 4.0275e+17 | 3.6451e+17 | 3.8301e+17 | 3.5378e+17 | 4.337e+17 | 3.4669e+17 | 4.3428e+17 | 3.2759e+17 | 3.6487e+17 | 3.8072e+17 | 3.5495e+17 | 4.0113e+17 | 4.1806e+17 | 4.5743e+17 | 4.4611e+17 | 2.9701e+17 | 3.2061e+17 | 3.9267e+17 | 3.3727e+17 | 3.7364e+17 | 3.8312e+17 | 3.8306e+17 | 4.0153e+17 | 3.9246e+17 | 3.3066e+17 | 4.4773e+17 | 3.621e+17 | 4.0718e+17 | 3.8382e+17 | 4.0466e+17 | 3.7058e+17 | 3.9162e+17 | 3.4481e+17 | 4.1272e+17 | 4.2347e+17 | 4.2987e+17 | 3.5574e+17 | 3.8535e+17 | 3.6576e+17 | 3.627e+17 | 4.4588e+17 | 3.7018e+17 | 4.167e+17 | 3.6835e+17 | 3.1556e+17 | 3.5097e+17 | 4.4619e+17 | 3.7786e+17 | 4.2812e+17 | 3.4167e+17 | 3.9915e+17 | 3.9059e+17 | 3.3374e+17 | 3.7987e+17 | 3.2406e+17 | 3.8613e+17 | 3.6118e+17 | 3.3998e+17 | 4.0326e+17 | 3.367e+17 | 3.5127e+17 | 3.3211e+17 | 3.9242e+17 | 3.9811e+17 | 3.6582e+17 | 3.7639e+17 | 3.6074e+17 | 3.5128e+17 | 3.3943e+17 | 4.1257e+17 | 3.8757e+17 | 4.101e+17 | 3.1629e+17 | 3.5988e+17 | 3.3559e+17 | 3.9163e+17 | 3.4182e+17 | 3.6432e+17 | 3.726e+17 | 3.6081e+17 | 3.675e+17 | 3.5879e+17 | 4.3995e+17 | 3.7962e+17 | 3.4869e+17 | 3.7901e+17 | 3.6838e+17 | 3.3097e+17 | 3.949e+17 | 4.0799e+17 | 4.163e+17 | 3.8792e+17 | 3.7536e+17 | 3.8748e+17 | 3.4147e+17 | 3.3394e+17 | 3.5909e+17 | 3.5294e+17 | 2.8318e+17 | 4.0579e+17 | 4.149e+17 | 3.2891e+17 | 3.7332e+17 | 4.0527e+17 | 4.2491e+17 | 3.9172e+17 | 3.1581e+17 | 4.1024e+17 | 4.0254e+17 | 4.1748e+17 | 4.6501e+17 | 3.6736e+17 | 3.035e+17 | 4.1562e+17 | 4.1422e+17 | 3.5891e+17 | 4.0205e+17 | 2.8463e+17 | 3.6647e+17 | 4.2016e+17 | 3.7402e+17 | 3.5181e+17 | 2.8443e+17 | 3.539e+17 | 4.133e+17 | 3.3359e+17 | 3.9427e+17 | 3.5599e+17 | 4.0244e+17 | 3.7034e+17 | 3.6365e+17 | 2.9215e+17 | 3.6815e+17 | 3.6676e+17 | 3.6727e+17 | 3.6427e+17 | 3.9651e+17 | 3.2505e+17 | 3.8202e+17 | 3.2704e+17 | 4.0557e+17 | 4.1074e+17 | 3.0824e+17 | 3.7221e+17 | 3.0921e+17 | 3.8162e+17 | 3.5043e+17 | 3.5463e+17 | 4.0886e+17 | 3.4944e+17 | 3.1975e+17 | 3.0911e+17 | 3.7592e+17 | 3.5393e+17 | 4.0264e+17 | 3.6845e+17 | 3.4698e+17 | 3.5019e+17 | 3.6891e+17 | 3.4314e+17 | 3.5792e+17 | 3.5083e+17 | 3.1012e+17 | 3.7064e+17 | 4.0501e+17 | 3.8437e+17 | 3.3824e+17 | 4.6528e+17 | 3.8252e+17 | 3.7159e+17 | 3.6851e+17 | 3.5634e+17 | 2.8375e+17 | 4.2034e+17 | 4.0307e+17 | 4.0255e+17 | 3.9519e+17 | 4.0491e+17 | 3.5532e+17 | 4.6579e+17 | 3.5445e+17 | 4.0883e+17 | 3.1269e+17 | 3.8384e+17 | 4.3448e+17 | 3.81e+17 | 3.0115e+17 | 4.0471e+17 | 3.9733e+17 | 3.1798e+17 | 3.6108e+17 | 3.8137e+17 | 3.7653e+17 | 3.9448e+17 | 3.9381e+17 | 3.3107e+17 | 3.3451e+17 | 3.7539e+17 | 3.1555e+17 | 3.9333e+17 | 3.6981e+17 | 3.1938e+17 | 3.579e+17 | 4.1837e+17 | 3.5687e+17 | 3.9109e+17 | 3.1239e+17 | 3.6388e+17 | 3.8131e+17 | 2.6591e+17 | 4.1363e+17 | 3.67e+17 | 3.731e+17 | 4.1475e+17 | 3.817e+17 | 2.9716e+17 | 3.694e+17 | 3.5221e+17 | 3.9659e+17 | 3.0361e+17 | 3.9137e+17 | 3.986e+17 | 3.1799e+17 | 4.2489e+17 | 3.8804e+17 | 3.3942e+17 | 3.4606e+17 | 4.0957e+17 | 4.0157e+17 | 3.439e+17 | 3.6736e+17 | 4.4476e+17 | 3.8404e+17 | 3.9996e+17 | 3.5928e+17 | 3.2839e+17 | 3.0926e+17 | 3.5759e+17 | 4.3088e+17 | 3.2383e+17 | 3.6538e+17 | 3.678e+17 | 3.245e+17 | 4.1685e+17 | 4.6653e+17 | 4.2275e+17 | 4.3983e+17 | 4.3247e+17 | 3.4958e+17 | 3.9315e+17 | 3.6556e+17 | 3.2686e+17 | 4.1993e+17 | 3.7835e+17 | 3.9687e+17 | 3.3211e+17 | 2.6878e+17 | 3.2619e+17 | 3.3494e+17 | 3.3625e+17 | 3.7662e+17 | 4.1097e+17 | 3.9661e+17 | 3.3598e+17 | 3.9507e+17 | 4.3246e+17 | 4.0877e+17 | 3.5291e+17 | 3.1763e+17 | 3.5282e+17 | 3.6772e+17 | 3.396e+17 | 3.4515e+17 | 3.9591e+17 | 3.3344e+17 | 4.0846e+17 | 4.0933e+17 | 3.7156e+17 | 4.3528e+17 | 4.1097e+17 | 3.6079e+17 | 3.4558e+17 | 3.2193e+17 | 3.9156e+17 | 3.4599e+17 | 3.0266e+17 | 3.6388e+17 | 4.4208e+17 | 3.8555e+17 | 3.2705e+17 | 4.6991e+17 | 4.1599e+17 | 3.6398e+17 | 3.4474e+17 | 3.8111e+17 | 3.4982e+17 | 5.0691e+17 | 4.1652e+17 | 3.3291e+17 | 3.8624e+17 | 2.9445e+17 | 4.019e+17 | 3.646e+17 | 3.1903e+17 | 4.0872e+17 | 3.6245e+17 | 3.772e+17 | 3.188e+17 | 3.3059e+17 | 3.2995e+17 | 3.5834e+17 | 3.2847e+17 | 3.3999e+17 | 3.0126e+17 | 3.5898e+17 | 3.5353e+17 | 4.0445e+17 | 3.449e+17 | 3.954e+17 | 3.8015e+17 | 2.8722e+17 | 3.5653e+17 | 4.7279e+17 | 3.9699e+17 | 3.8091e+17 | 3.8745e+17 | 3.8029e+17 | 3.7529e+17 | 3.4091e+17 | 3.6011e+17 | 4.233e+17 | 3.6252e+17 | 4.2055e+17 | 3.6116e+17 | 4.1051e+17 | 4.028e+17 | 3.6688e+17 | 4.1605e+17 | 3.4575e+17 | 3.3656e+17 | 4.8458e+17 | 3.865e+17 | 3.9163e+17 | 3.7899e+17 | 3.1535e+17 | 4.0194e+17 | 4.2585e+17 | 4.0333e+17 | 3.5004e+17 | 4.2904e+17 | 4.3226e+17 | 3.3978e+17 | 3.6534e+17 | 4.3302e+17 | 3.2473e+17 | 3.4714e+17 | 3.4173e+17 | 4.3956e+17 | 3.1722e+17 | 3.1517e+17 | 3.897e+17 | 3.6604e+17 | 3.3987e+17 | 4.7541e+17 | 3.7388e+17 | 4.1366e+17 | 3.8499e+17 | 3.6452e+17 | 4.7006e+17 | 3.6947e+17 | 3.611e+17 | 3.4701e+17 | 3.8375e+17 | 4.5169e+17 | 3.5768e+17 | 3.4259e+17 | 3.5161e+17 | 3.7363e+17 | 3.9549e+17 | 3.7848e+17 | 3.6672e+17 | 4.4691e+17 | 4.0971e+17 | 4.3597e+17 | 3.7252e+17 | 3.8676e+17 | 4.4805e+17 | 3.6646e+17 | 3.7972e+17 | 3.5972e+17 | 4.2713e+17 | 3.3656e+17 | 3.1103e+17 | 3.4543e+17 | 4.0614e+17 | 4.0014e+17 | 3.4183e+17 | 3.093e+17 | 3.8994e+17 | 4.0542e+17 | 4.1884e+17 | 4.4414e+17 | 3.0405e+17 | 3.4539e+17 | 3.6822e+17 | 3.8415e+17 | 3.9287e+17 | 3.4507e+17 | 4.0388e+17 | 3.5705e+17 | 3.9811e+17 | 3.9491e+17 | 3.4245e+17 | 3.9526e+17 | 3.8399e+17 | 3.1187e+17 | 3.2951e+17 | 2.7929e+17 | 4.3218e+17 | 3.4022e+17 | 3.5669e+17 | 4.3442e+17 | 3.3878e+17 | 4.0068e+17 | 3.8624e+17 | 3.6298e+17 | 4.247e+17 | 4.2224e+17 | 4.1057e+17 | 3.7902e+17 | 3.7593e+17 | 3.7084e+17 | 3.8218e+17 | 4.1037e+17 | 3.6589e+17 | 3.0609e+17 | 3.2977e+17 | 4.3151e+17 | 3.4378e+17 | 3.6745e+17 | 3.8518e+17 | 4.0706e+17 | 3.3645e+17 | 3.6875e+17 | 3.2565e+17 | 3.7678e+17 | 4.7493e+17 | 4.2784e+17 | 3.4587e+17 | 4.5532e+17 | 3.1352e+17 | 3.7119e+17 | 3.6816e+17 | 3.1204e+17 | 3.6166e+17 | 3.7763e+17 | 3.1286e+17 | 3.134e+17 | 3.4162e+17 | 4.0573e+17 | 3.8659e+17 | 4.7418e+17 | 3.5114e+17 | 3.4469e+17 | 3.8504e+17 | 4.3029e+17 | 4.2693e+17 | 3.8191e+17 | 3.4767e+17 | 3.6197e+17 | 4.3197e+17 | 3.2643e+17 | 2.9517e+17 | 3.6274e+17 | 3.724e+17 | 3.7783e+17 | 4.1627e+17 | 3.5992e+17 | 3.4291e+17 | 3.9736e+17 | 3.7143e+17 | 3.4286e+17 | 3.6431e+17 | 3.1455e+17 | 3.6855e+17 | 3.6675e+17 | 3.8209e+17 | 2.9468e+17 | 3.9697e+17 | 3.4534e+17 | 3.821e+17 | 3.4056e+17 | 4.0364e+17 | 4.0111e+17 | 3.3144e+17 | 3.5856e+17 | 3.7958e+17 | 4.3017e+17 | 3.8459e+17 | 4.0036e+17 | 4.4985e+17 | 3.8476e+17 | 4.0962e+17 | 4.637e+17 | 3.4883e+17 | 3.3947e+17 | 3.7019e+17 | 3.4605e+17 | 4.0764e+17 | 4.074e+17 | 2.7386e+17 | 3.6857e+17 | 3.5427e+17 | 3.1124e+17 | 3.8689e+17 | 3.6615e+17 | 3.2305e+17 | 2.5597e+17 | 3.4171e+17 | 3.95e+17 | 3.9305e+17 | 3.954e+17 | 3.8388e+17 | 3.0445e+17 | 3.4637e+17 | 3.5716e+17 | 3.3681e+17 | 3.7863e+17 | 4.0568e+17 | 3.898e+17 | 3.784e+17 | 4.0571e+17 | 3.3583e+17 | 3.22e+17 | 3.9519e+17 | 3.6638e+17 | 4.2431e+17 | 4.0254e+17 | 3.5165e+17 | 2.9724e+17 | 3.4758e+17 | 3.8719e+17 | 3.9461e+17 | 3.8979e+17 | 3.742e+17 | 4.0497e+17 | 3.7705e+17 | 3.3563e+17 | 3.268e+17 | 3.5484e+17 | 3.8569e+17 | 3.699e+17 | 3.2382e+17 | 3.8022e+17 | 3.5315e+17 | 3.7857e+17 | 3.9703e+17 | 4.2681e+17 | 3.4607e+17 | 3.7283e+17 | 4.579e+17 | 3.3355e+17 | 3.6516e+17 | 4.1399e+17 | 4.038e+17 | 3.4043e+17 | 3.7635e+17 | 4.1692e+17 | 4.172e+17 | 3.1576e+17 | 3.8854e+17 | 3.4872e+17 | 4.079e+17 | 4.127e+17 | 3.1855e+17 | 2.6876e+17 | 3.5009e+17 | 3.8692e+17 | 3.9925e+17 | 3.5874e+17 | 3.7459e+17 | 3.7612e+17 | 4.1395e+17 | 3.6757e+17 | 3.8022e+17 | 3.9268e+17 | 4.4094e+17 | 4.095e+17 | 3.4892e+17 | 3.7738e+17 | 3.8598e+17 | 4.0536e+17 | 3.1615e+17 | 3.8259e+17 | 3.5182e+17 | 3.8168e+17 | 3.8734e+17 | 4.0121e+17 | 3.9796e+17 | 3.7995e+17 | 4.3884e+17 | 2.759e+17 | 3.5712e+17 | 3.6553e+17 | 3.7737e+17 | 3.6277e+17 | 3.744e+17 | 3.6351e+17 | 3.6167e+17 | 4.3065e+17 | 4.107e+17 | 3.7351e+17 | 3.0742e+17 | 4.2196e+17 | 3.3398e+17 | 4.0948e+17 | 3.7569e+17 | 2.9378e+17 | 4.0204e+17 | 3.1181e+17 | 3.4921e+17 | 3.4883e+17 | 3.8991e+17 | 3.757e+17 | 3.902e+17 | 3.0195e+17 | 3.6075e+17 | 4.5642e+17 | 4.0838e+17 | 3.5231e+17 | 4.0063e+17 | 4.779e+17 | 3.8412e+17 | 3.8099e+17 | 4.2641e+17 | 3.1113e+17 | 4.1228e+17 | 3.0514e+17 | 4.0533e+17 | 3.3292e+17 | 3.7805e+17 | 4.3826e+17 | 3.5552e+17 | 3.1408e+17 | 3.1229e+17 | 3.4907e+17 | 3.9669e+17 | 4.5232e+17 | 3.7073e+17 | 4.1712e+17 | 3.2511e+17 | 3.6126e+17 | 4.2511e+17 | 3.2362e+17 | 3.7674e+17 | 3.416e+17 | 3.8244e+17 | 3.3913e+17 | 3.9009e+17 | 3.6595e+17 | 3.87e+17 | 3.3658e+17 | 3.5214e+17 | 2.739e+17 | 4.5092e+17 | 3.912e+17 | 4.2817e+17 | 3.705e+17 | 3.3705e+17 | 4.4402e+17 | 3.9537e+17 | 3.3186e+17 | 4.1585e+17 | 3.8629e+17 | 3.628e+17 | 3.401e+17 | 4.7323e+17 | 3.8272e+17 | 3.7719e+17 | 3.045e+17 | 4.2539e+17 | 3.707e+17 | 4.21e+17 | 4.0083e+17 | 3.9368e+17 | 3.2179e+17 | 3.9511e+17 | 3.7569e+17 | 3.1058e+17 | 4.2635e+17 | 4.0729e+17 | 3.5471e+17 | 3.5484e+17 | 3.6347e+17 | 3.8032e+17 | 3.9227e+17 | 3.213e+17 | 3.5331e+17 | 4.6225e+17 | 3.6286e+17 | 3.5527e+17 | 3.0463e+17 | 3.2547e+17 | 3.4235e+17 | 3.9201e+17 | 2.9499e+17 | 3.8558e+17 | 3.569e+17 | 3.0163e+17 | 3.9581e+17 | 3.7364e+17 | 4.1021e+17 | 3.7466e+17 | 4.0466e+17 | 3.6359e+17 | 3.2979e+17 | 3.6199e+17 | 4.3941e+17 | 4.1555e+17 | 3.8628e+17 | 3.6634e+17 | 4.3276e+17 | 3.9597e+17 | 4.3058e+17 | 4.2124e+17 | 3.8104e+17 | 3.1006e+17 | 3.7522e+17 | 3.5414e+17 | 3.8363e+17 | 3.1934e+17 | 3.3611e+17 | 3.3761e+17 | 4.0195e+17 | 4.121e+17 | 4.0789e+17 | 4.3736e+17 | 4.174e+17 | 4.6694e+17 | 3.3496e+17 | 3.5264e+17 | 3.6893e+17 | 3.3069e+17 | 3.8898e+17 | 3.4008e+17 | 3.1043e+17 | 3.5274e+17 | 3.6391e+17 | 3.1826e+17 | 3.9843e+17 | 3.8659e+17 | 3.8858e+17 | 4.0862e+17 | 3.6022e+17 | 3.663e+17 | 3.4488e+17 | 4.1926e+17 | 4.3755e+17 | 3.5345e+17 | 3.8783e+17 | 3.3045e+17 | 4.4158e+17 | 3.1857e+17 | 3.8533e+17 | 3.5826e+17 | 3.8247e+17 | 3.558e+17 | 3.6497e+17 | 4.1553e+17 | 3.2845e+17 | 3.4056e+17 | 3.3e+17 | 2.7008e+17 | 3.6384e+17 | 3.3695e+17 | 3.6395e+17 | 3.2417e+17 | 3.2306e+17 | 4.042e+17 | 3.9478e+17 | 2.811e+17 | 4.0599e+17 | 3.65e+17 | 3.9709e+17 | 3.2858e+17 | 3.9118e+17 | 4.297e+17 | 3.8802e+17 | 4.0188e+17 | 4.3807e+17 | 4.0886e+17 | 3.0398e+17 | 4.7197e+17 | 3.5897e+17 | 3.3715e+17 | 3.2223e+17 | 3.4078e+17 | 3.8082e+17 | 4.2794e+17 | 4.4467e+17 | 3.4343e+17 | 4.0237e+17 | 3.4263e+17 | 3.5207e+17 | 3.8217e+17 | 3.6938e+17 | 3.2232e+17 | 3.8049e+17 | 4.545e+17 | 3.3678e+17 | 3.6109e+17 | 3.7212e+17 | 3.5212e+17 | 3.72e+17 | 3.2943e+17 | 3.7199e+17 | 4.5584e+17 | 3.9545e+17 | 4.1887e+17 | 4.0108e+17 | 3.9593e+17 | 4.4155e+17 | 3.8285e+17 | 3.0747e+17 | 3.9006e+17 | 3.7607e+17 | 4.4005e+17 | 3.8007e+17 | 3.7486e+17 | 4.37e+17 | 3.4847e+17 | 3.5888e+17 | 3.9266e+17 | 3.7007e+17 | 3.4945e+17 | 4.0058e+17 | 3.3736e+17 | 3.9583e+17 | 4.1797e+17 | 3.4973e+17 | 3.5254e+17 | 4.0722e+17 | 3.6305e+17 | 4.0256e+17 | 3.4929e+17 | 3.7295e+17 | 4.6146e+17 | 3.8041e+17 | 3.9724e+17 | 4.2663e+17 | 3.9975e+17 | 3.8143e+17 | 3.851e+17 | 3.9585e+17 | 3.636e+17 | 3.9115e+17 | 3.0277e+17 | 3.4503e+17 | 3.9956e+17 | 3.5953e+17 | 4.001e+17 | 4.5238e+17 | 3.5607e+17 | 3.7068e+17 | 3.821e+17 | 3.5947e+17 | 3.0375e+17 | 3.6376e+17 | 4.294e+17 | 3.3507e+17 | 3.8312e+17 | 3.4521e+17 | 4.2851e+17 | 3.8825e+17 | 3.9378e+17 | 3.6337e+17 | 4.2836e+17 | 3.1647e+17 | 3.9886e+17 | 4.1819e+17 | 3.9226e+17 | 3.5027e+17 | 3.9814e+17 | 3.8026e+17 | 3.9092e+17 | 4.2111e+17 | 4.0541e+17 | 3.7972e+17 | 3.4029e+17 | 3.4507e+17 | 3.6096e+17 | 4.67e+17 | 4.2051e+17 | 4.1864e+17 | 3.9897e+17 | 3.7086e+17 | 4.0273e+17 | 4.4926e+17 | 4.0718e+17 | 3.472e+17 | 3.7799e+17 | 4.2528e+17 | 3.5236e+17 | 3.783e+17 | 3.7007e+17 | 3.7047e+17 | 3.6275e+17 | 3.5689e+17 | 3.2526e+17 | 3.1855e+17 | 3.2183e+17 | 4.0776e+17 | 3.6972e+17 | 3.7296e+17 | 3.5305e+17 | 3.9718e+17 | 3.6411e+17 | 3.9055e+17 | 4.071e+17 | 3.3309e+17 | 4.1032e+17 | 3.9725e+17 | 4.0804e+17 | 3.4686e+17 | 4.1251e+17 | 3.8128e+17 | 3.568e+17 | 3.6992e+17 | 3.6918e+17 | 3.9921e+17 | 3.7014e+17 | 3.9286e+17 | 3.5104e+17 | 4.1762e+17 | 3.4891e+17 | 3.1671e+17 | 3.8758e+17 | 4.3043e+17 | 3.7237e+17 | 3.4074e+17 | 3.8166e+17 | 3.7377e+17 | 3.7501e+17 | 3.3394e+17 | 4.0332e+17 | 4.3356e+17 | 3.629e+17 | 3.2811e+17 | 3.7905e+17 | 3.4706e+17 | 3.0544e+17 | 3.0444e+17 | 3.9758e+17 | 3.8338e+17 | 4.1354e+17 | 3.116e+17 | 3.0254e+17 | 3.835e+17 | 3.3071e+17 | 4.3419e+17 | 3.9827e+17 | 3.6414e+17 | 4.2085e+17 | 3.3792e+17 | 3.3633e+17 | 3.5859e+17 | 3.8323e+17 | 3.8349e+17 | 3.7608e+17 | 2.9645e+17 | 4.0307e+17 | 3.2405e+17 | 4.2092e+17 | 3.3681e+17 | 3.6352e+17 | 3.3833e+17 | 4.0758e+17 | 3.9767e+17 | 4.1317e+17 | 3.8005e+17 | 3.4485e+17 | 3.7201e+17 | 3.6386e+17 | 3.4522e+17 | 3.7749e+17 | 3.3672e+17 | 3.8818e+17 | 3.6093e+17 | 2.9266e+17 | 3.564e+17 | 3.4196e+17 | 3.5352e+17 | 3.2929e+17 | 3.9255e+17 | 4.5621e+17 | 4.0684e+17 | 4.2727e+17 | 3.5826e+17 | 3.4011e+17 | 3.0209e+17 | 3.2908e+17 | 3.5813e+17 | 3.6583e+17 | 3.9638e+17 | 4.1923e+17 | 3.5626e+17 | 3.5376e+17 | 3.8051e+17 | 4.1335e+17 | 3.1999e+17 | 4.5155e+17 | 3.6682e+17 | 4.1794e+17 | 3.7535e+17 | 4.1413e+17 | 3.5837e+17 | 3.2077e+17 | 4.1981e+17 | 4.3739e+17 | 3.7253e+17 | 4.5099e+17 | 4.5623e+17 | 3.9129e+17 | 3.7229e+17 | 4.0872e+17 | 3.996e+17 | 3.6734e+17 | 4.1921e+17 | 3.7179e+17 | 3.9805e+17 | 3.6709e+17 | 3.6616e+17 | 3.9861e+17 | 3.9275e+17 | 3.0926e+17 | 4.2546e+17 | 3.3015e+17 | 4.1135e+17 | 3.5969e+17 | 4.119e+17 | 3.551e+17 | 3.3044e+17 | 4.1593e+17 | 3.5377e+17 | 4.0229e+17 | 3.1604e+17 | 3.6567e+17 | 3.689e+17 | 4.2119e+17 | 3.4425e+17 | 3.2731e+17 | 3.8271e+17 | 3.7667e+17 | 2.83e+17 | 4.0404e+17 | 3.9417e+17 | 3.0383e+17 | 3.5986e+17 | 3.7481e+17 | 3.3675e+17 | 4.5728e+17 | 3.7795e+17 | 3.4535e+17 | 3.8745e+17 | 3.6612e+17 | 3.5191e+17 | 3.7238e+17 | 4.1097e+17 | 3.9186e+17 | 3.7749e+17 | 4.095e+17 | 4.016e+17 | 4.0697e+17 | 3.9333e+17 | 4.034e+17 | 4.1995e+17 | 3.5552e+17 | 4.5513e+17 | 3.1969e+17 | 3.1e+17 | 3.5089e+17 | 3.615e+17 | 3.5211e+17 | 3.8257e+17 | 3.5448e+17 | 3.8519e+17 | 3.6771e+17 | 3.6857e+17 | 3.2578e+17 | 3.5031e+17 | 3.2205e+17 | 4.1492e+17 | 4.2676e+17 | 4.1325e+17 | 4.0675e+17 | 4.3953e+17 | 3.8335e+17 | 3.5824e+17 | 3.9004e+17 | 4.302e+17 | 3.7016e+17 | 3.8354e+17 | 3.6637e+17 | 3.3853e+17 | 3.8111e+17 | 3.556e+17 | 3.9586e+17 | 3.1685e+17 | 2.9472e+17 | 3.7398e+17 | 3.9452e+17 | 4.0678e+17 | 4.0701e+17 | 3.6099e+17 | 3.5419e+17 | 3.6682e+17 | 3.6857e+17 | 3.4041e+17 | 4.114e+17 | 3.4458e+17 | 4.1741e+17 | 3.8519e+17 | 4.7394e+17 | 3.494e+17 | 3.4644e+17 | 3.8979e+17 | 4.6952e+17 | 4.1477e+17 | 4.6731e+17 | 3.3811e+17 | 3.9023e+17 | 4.0916e+17 | 3.8866e+17 | 3.7913e+17 | 3.8717e+17 | 3.5188e+17 | 3.7795e+17 | 3.9218e+17 | 4.0613e+17 | 3.4689e+17 | 3.7828e+17 | 4.0109e+17 | 4.0287e+17 | 3.8724e+17 | 4.1327e+17 | 3.9842e+17 | 3.8378e+17 | 3.8963e+17 | 3.0686e+17 | 4.2774e+17 | 3.875e+17 | 3.6207e+17 | 3.8933e+17 | 4.2649e+17 | 4.4271e+17 | 4.0656e+17 | 3.7805e+17 | 2.7716e+17 | 3.5618e+17 | 3.2979e+17 | 3.8952e+17 | 3.5692e+17 | 3.6341e+17 | 3.7575e+17 | 3.7938e+17 | 3.2991e+17 | 4.1521e+17 | 3.9099e+17 | 4.1739e+17 | 4.1069e+17 | 4.2019e+17 | 3.2979e+17 | 4.2559e+17 | 4.0567e+17 | 3.2544e+17 | 3.7327e+17 | 3.4034e+17 | 3.6641e+17 | 4.2729e+17 | 3.7453e+17 | 3.9576e+17 | 4.1041e+17 | 3.669e+17 | 4.3669e+17 | 3.575e+17 | 3.3296e+17 | 4.4294e+17 | 4.0527e+17 | 3.8915e+17 | 4.1989e+17 | 3.6287e+17 | 3.3785e+17 | 3.9995e+17 | 3.6106e+17 | 3.7842e+17 | 3.7989e+17 | 3.314e+17 | 4.0366e+17 | 4.0075e+17 | 3.5628e+17 | 3.2552e+17 | 3.7695e+17 | 3.6047e+17 | 3.567e+17 | 3.8426e+17 | 3.3015e+17 | 3.1378e+17 | 3.3925e+17 | 3.8674e+17 | 3.1222e+17 | 3.9526e+17 | 3.7095e+17 | 3.5882e+17 | 4.0213e+17 | 3.7175e+17 | 3.6953e+17 | 3.7389e+17 | 2.8197e+17 | 3.8191e+17 | 3.7435e+17 | 3.8675e+17 | 4.2033e+17 | 3.6525e+17 | 3.5675e+17 | 3.3373e+17 | 3.867e+17 | 3.5605e+17 | 3.9564e+17 | 3.5545e+17 | 3.7194e+17 | 3.8268e+17 | 3.359e+17 | 3.8214e+17 | 3.5758e+17 | 3.2923e+17 | 3.6358e+17 | 3.2776e+17 | 3.8094e+17 | 3.9569e+17 | 3.6978e+17 | 4.2274e+17 | 3.2301e+17 | 3.1422e+17 | 3.9013e+17 | 3.7458e+17 | 2.9955e+17 | 3.1354e+17 | 4.9884e+17 | 4.6756e+17 | 3.5777e+17 | 3.9281e+17 | 4.0811e+17 | 3.7089e+17 | 3.5766e+17 | 3.3094e+17 | 4.0073e+17 | 3.1233e+17 | 3.372e+17 | 3.2659e+17 | 3.5909e+17 | 4.0515e+17 | 3.8238e+17 | 3.207e+17 | 3.5004e+17 | 3.1857e+17 | 4.6435e+17 | 4.0069e+17 | 2.5165e+17 | 3.8018e+17 | 3.1892e+17 | 3.2395e+17 | 3.7462e+17 | 3.7688e+17 | 3.2153e+17 | 4.8553e+17 | 3.6169e+17 | 3.2368e+17 | 3.6119e+17 | 3.8363e+17 | 3.7303e+17 | 4.3282e+17 | 3.6142e+17 | 4.2933e+17 | 3.8051e+17 | 3.8549e+17 | 3.642e+17 | 3.7099e+17 | 3.7221e+17 | 4.2204e+17 | 3.6983e+17 | 3.7867e+17 | 3.5916e+17 | 3.8019e+17 | 3.627e+17 | 3.9332e+17 | 3.711e+17 | 3.9496e+17 | 3.6392e+17 | 3.5969e+17 | 3.8609e+17 | 3.9233e+17 | 3.7596e+17 | 3.5747e+17 | 4.1212e+17 | 3.5989e+17 | 3.9123e+17 | 3.6437e+17 | 3.6224e+17 | 3.7493e+17 | 3.7715e+17 | 3.3263e+17 | 3.6587e+17 | 3.7595e+17 | 3.9869e+17 | 3.7268e+17 | 3.4266e+17 | 3.3627e+17 | 3.8311e+17 | 4.2535e+17 | 3.6273e+17 | 3.3504e+17 | 3.2707e+17 | 3.3672e+17 | 4.0106e+17 | 3.6774e+17 | 3.6761e+17 | 3.7403e+17 | 3.5257e+17 | 3.7098e+17 | 3.7191e+17 | 3.6527e+17 | 3.6982e+17 | 4.1285e+17 | 4.1077e+17 | 4.1187e+17 | 3.3007e+17 | 4.4201e+17 | 3.4098e+17 | 4.3158e+17 | 3.8727e+17 | 3.562e+17 | 3.6713e+17 | 3.9402e+17 | 3.9739e+17 | 3.1134e+17 | 4.1869e+17 | 4.2729e+17 | 3.1077e+17 | 3.838e+17 | 3.6338e+17 | 4.2174e+17 | 3.4701e+17 | 3.4094e+17 | 3.6758e+17 | 3.8363e+17 | 3.0903e+17 | 3.634e+17 | 4.0777e+17 | 4.0064e+17 | 4.0034e+17 | 4.0145e+17 | 3.6439e+17 | 3.6364e+17 | 4.0827e+17 | 3.8396e+17 | 3.8626e+17 | 3.0095e+17 | 3.4831e+17 | 3.6451e+17 | 3.634e+17 | 3.6823e+17 | 4.0323e+17 | 4.14e+17 | 3.3467e+17 | 3.6258e+17 | 3.9934e+17 | 3.8986e+17 | 3.7514e+17 | 3.8935e+17 | 3.085e+17 | 3.5614e+17 | 3.3446e+17 | 3.5075e+17 | 3.9085e+17 | 3.8703e+17 | 3.9408e+17 | 3.433e+17 | 3.2523e+17 | 3.7728e+17 | 3.8999e+17 | 4.4048e+17 | 3.5704e+17 | 3.2919e+17 | 3.8476e+17 | 4.3374e+17 | 3.9316e+17 | 3.6241e+17 | 4.5592e+17 | 3.1961e+17 | 3.8709e+17 | 3.3341e+17 | 4.37e+17 | 3.6906e+17 | 3.2583e+17 | 3.8609e+17 | 3.6779e+17 | 3.7941e+17 | 3.6734e+17 | 3.6377e+17 | 4.6086e+17 | 3.289e+17 | 3.8228e+17 | 3.7701e+17 | 3.5561e+17 | 3.7898e+17 | 3.5959e+17 | 4.0927e+17 | 4.3849e+17 | 4.0901e+17 | 3.6277e+17 | 3.8027e+17 | 4.773e+17 | 3.7251e+17 | 3.836e+17 | 4.1358e+17 | 3.8214e+17 | 3.5394e+17 | 3.7218e+17 | 4.1906e+17 | 4.3533e+17 | 3.9942e+17 | 3.8534e+17 | 3.6296e+17 | 4.2181e+17 | 3.9818e+17 | 3.9736e+17 | 3.8834e+17 | 3.7329e+17 | 3.8104e+17 | 4.1822e+17 | 4.0897e+17 | 3.9878e+17 | 3.2423e+17 | 4.1629e+17 | 3.6608e+17 | 3.9807e+17 | 3.5489e+17 | 3.8403e+17 | 4.1255e+17 | 3.7801e+17 | 3.1801e+17 | 3.7828e+17 | 4.3633e+17 | 3.3805e+17 | 3.6315e+17 | 3.4047e+17 | 3.6662e+17 | 4.1522e+17
Dose constant | K | constant | 410 | 410 |  | These values are not used by this model |  | 410 | 410 | 410 | 410 | 410 | 410 | 410 | 410 | 410 | 410 | 410 | 410 | 410 | 410 | 410 | 410 | 410 | 410 | 410 | 410 | 410 | 410 | 410 | 410 | 410 | 410 | 410 | 410 | 410 | 410 | 410 | 410 | 410 | 410 | 410 | 410 | 410 | 410 | 410 | 410 | 410 | 410 | 410 | 410 | 410 | 410 | 410 | 410 | 410 | 410 | 410 | 410 | 410 | 410 | 410 | 410 | 410 | 410 | 410 | 410 | 410 | 410 | 410 | 410 | 410 | 410 | 410 | 410 | 410 | 410 | 410 | 410 | 410 | 410 | 410 | 410 | 410 | 410 | 410 | 410 | 410 | 410 | 410 | 410 | 410 | 410 | 410 | 410 | 410 | 410 | 410 | 410 | 410 | 410 | 410 | 410 | 410 | 410 | 410 | 410 | 410 | 410 | 410 | 410 | 410 | 410 | 410 | 410 | 410 | 410 | 410 | 410 | 410 | 410 | 410 | 410 | 410 | 410 | 410 | 410 | 410 | 410 | 410 | 410 | 410 | 410 | 410 | 410 | 410 | 410 | 410 | 410 | 410 | 410 | 410 | 410 | 410 | 410 | 410 | 410 | 410 | 410 | 410 | 410 | 410 | 410 | 410 | 410 | 410 | 410 | 410 | 410 | 410 | 410 | 410 | 410 | 410 | 410 | 410 | 410 | 410 | 410 | 410 | 410 | 410 | 410 | 410 | 410 | 410 | 410 | 410 | 410 | 410 | 410 | 410 | 410 | 410 | 410 | 410 | 410 | 410 | 410 | 410 | 410 | 410 | 410 | 410 | 410 | 410 | 410 | 410 | 410 | 410 | 410 | 410 | 410 | 410 | 410 | 410 | 410 | 410 | 410 | 410 | 410 | 410 | 410 | 410 | 410 | 410 | 410 | 410 | 410 | 410 | 410 | 410 | 410 | 410 | 410 | 410 | 410 | 410 | 410 | 410 | 410 | 410 | 410 | 410 | 410 | 410 | 410 | 410 | 410 | 410 | 410 | 410 | 410 | 410 | 410 | 410 | 410 | 410 | 410 | 410 | 410 | 410 | 410 | 410 | 410 | 410 | 410 | 410 | 410 | 410 | 410 | 410 | 410 | 410 | 410 | 410 | 410 | 410 | 410 | 410 | 410 | 410 | 410 | 410 | 410 | 410 | 410 | 410 | 410 | 410 | 410 | 410 | 410 | 410 | 410 | 410 | 410 | 410 | 410 | 410 | 410 | 410 | 410 | 410 | 410 | 410 | 410 | 410 | 410 | 410 | 410 | 410 | 410 | 410 | 410 | 410 | 410 | 410 | 410 | 410 | 410 | 410 | 410 | 410 | 410 | 410 | 410 | 410 | 410 | 410 | 410 | 410 | 410 | 410 | 410 | 410 | 410 | 410 | 410 | 410 | 410 | 410 | 410 | 410 | 410 | 410 | 410 | 410 | 410 | 410 | 410 | 410 | 410 | 410 | 410 | 410 | 410 | 410 | 410 | 410 | 410 | 410 | 410 | 410 | 410 | 410 | 410 | 410 | 410 | 410 | 410 | 410 | 410 | 410 | 410 | 410 | 410 | 410 | 410 | 410 | 410 | 410 | 410 | 410 | 410 | 410 | 410 | 410 | 410 | 410 | 410 | 410 | 410 | 410 | 410 | 410 | 410 | 410 | 410 | 410 | 410 | 410 | 410 | 410 | 410 | 410 | 410 | 410 | 410 | 410 | 410 | 410 | 410 | 410 | 410 | 410 | 410 | 410 | 410 | 410 | 410 | 410 | 410 | 410 | 410 | 410 | 410 | 410 | 410 | 410 | 410 | 410 | 410 | 410 | 410 | 410 | 410 | 410 | 410 | 410 | 410 | 410 | 410 | 410 | 410 | 410 | 410 | 410 | 410 | 410 | 410 | 410 | 410 | 410 | 410 | 410 | 410 | 410 | 410 | 410 | 410 | 410 | 410 | 410 | 410 | 410 | 410 | 410 | 410 | 410 | 410 | 410 | 410 | 410 | 410 | 410 | 410 | 410 | 410 | 410 | 410 | 410 | 410 | 410 | 410 | 410 | 410 | 410 | 410 | 410 | 410 | 410 | 410 | 410 | 410 | 410 | 410 | 410 | 410 | 410 | 410 | 410 | 410 | 410 | 410 | 410 | 410 | 410 | 410 | 410 | 410 | 410 | 410 | 410 | 410 | 410 | 410 | 410 | 410 | 410 | 410 | 410 | 410 | 410 | 410 | 410 | 410 | 410 | 410 | 410 | 410 | 410 | 410 | 410 | 410 | 410 | 410 | 410 | 410 | 410 | 410 | 410 | 410 | 410 | 410 | 410 | 410 | 410 | 410 | 410 | 410 | 410 | 410 | 410 | 410 | 410 | 410 | 410 | 410 | 410 | 410 | 410 | 410 | 410 | 410 | 410 | 410 | 410 | 410 | 410 | 410 | 410 | 410 | 410 | 410 | 410 | 410 | 410 | 410 | 410 | 410 | 410 | 410 | 410 | 410 | 410 | 410 | 410 | 410 | 410 | 410 | 410 | 410 | 410 | 410 | 410 | 410 | 410 | 410 | 410 | 410 | 410 | 410 | 410 | 410 | 410 | 410 | 410 | 410 | 410 | 410 | 410 | 410 | 410 | 410 | 410 | 410 | 410 | 410 | 410 | 410 | 410 | 410 | 410 | 410 | 410 | 410 | 410 | 410 | 410 | 410 | 410 | 410 | 410 | 410 | 410 | 410 | 410 | 410 | 410 | 410 | 410 | 410 | 410 | 410 | 410 | 410 | 410 | 410 | 410 | 410 | 410 | 410 | 410 | 410 | 410 | 410 | 410 | 410 | 410 | 410 | 410 | 410 | 410 | 410 | 410 | 410 | 410 | 410 | 410 | 410 | 410 | 410 | 410 | 410 | 410 | 410 | 410 | 410 | 410 | 410 | 410 | 410 | 410 | 410 | 410 | 410 | 410 | 410 | 410 | 410 | 410 | 410 | 410 | 410 | 410 | 410 | 410 | 410 | 410 | 410 | 410 | 410 | 410 | 410 | 410 | 410 | 410 | 410 | 410 | 410 | 410 | 410 | 410 | 410 | 410 | 410 | 410 | 410 | 410 | 410 | 410 | 410 | 410 | 410 | 410 | 410 | 410 | 410 | 410 | 410 | 410 | 410 | 410 | 410 | 410 | 410 | 410 | 410 | 410 | 410 | 410 | 410 | 410 | 410 | 410 | 410 | 410 | 410 | 410 | 410 | 410 | 410 | 410 | 410 | 410 | 410 | 410 | 410 | 410 | 410 | 410 | 410 | 410 | 410 | 410 | 410 | 410 | 410 | 410 | 410 | 410 | 410 | 410 | 410 | 410 | 410 | 410 | 410 | 410 | 410 | 410 | 410 | 410 | 410 | 410 | 410 | 410 | 410 | 410 | 410 | 410 | 410 | 410 | 410 | 410 | 410 | 410 | 410 | 410 | 410 | 410 | 410 | 410 | 410 | 410 | 410 | 410 | 410 | 410 | 410 | 410 | 410 | 410 | 410 | 410 | 410 | 410 | 410 | 410 | 410 | 410 | 410 | 410 | 410 | 410 | 410 | 410 | 410 | 410 | 410 | 410 | 410 | 410 | 410 | 410 | 410 | 410 | 410 | 410 | 410 | 410 | 410 | 410 | 410 | 410 | 410 | 410 | 410 | 410 | 410 | 410 | 410 | 410 | 410 | 410 | 410 | 410 | 410 | 410 | 410 | 410 | 410 | 410 | 410 | 410 | 410 | 410 | 410 | 410 | 410 | 410 | 410 | 410 | 410 | 410 | 410 | 410 | 410 | 410 | 410 | 410 | 410 | 410 | 410 | 410 | 410 | 410 | 410 | 410 | 410 | 410 | 410 | 410 | 410 | 410 | 410 | 410 | 410 | 410 | 410 | 410 | 410 | 410 | 410 | 410 | 410 | 410 | 410 | 410 | 410 | 410 | 410 | 410 | 410 | 410 | 410 | 410 | 410 | 410 | 410 | 410 | 410 | 410 | 410 | 410 | 410 | 410 | 410 | 410 | 410 | 410 | 410 | 410 | 410 | 410 | 410 | 410 | 410 | 410 | 410 | 410 | 410 | 410 | 410 | 410 | 410 | 410 | 410 | 410 | 410 | 410 | 410 | 410 | 410 | 410 | 410 | 410 | 410 | 410 | 410 | 410 | 410 | 410 | 410 | 410 | 410 | 410 | 410 | 410 | 410 | 410 | 410 | 410 | 410 | 410 | 410 | 410 | 410 | 410 | 410 | 410 | 410 | 410 | 410 | 410 | 410 | 410 | 410 | 410 | 410 | 410 | 410 | 410 | 410 | 410 | 410 | 410 | 410 | 410 | 410 | 410 | 410 | 410 | 410 | 410 | 410 | 410 | 410 | 410 | 410 | 410 | 410 | 410 | 410 | 410 | 410 | 410 | 410 | 410 | 410 | 410 | 410 | 410 | 410 | 410 | 410 | 410 | 410 | 410 | 410 | 410 | 410 | 410 | 410 | 410 | 410 | 410 | 410 | 410 | 410 | 410 | 410 | 410 | 410 | 410 | 410 | 410 | 410 | 410 | 410 | 410 | 410 | 410 | 410 | 410 | 410 | 410 | 410 | 410 | 410 | 410 | 410 | 410 | 410 | 410 | 410 | 410 | 410 | 410 | 410 | 410 | 410 | 410 | 410 | 410 | 410 | 410 | 410 | 410 | 410 | 410 | 410 | 410 | 410 | 410 | 410 | 410 | 410 | 410 | 410 | 410 | 410 | 410 | 410 | 410 | 410 | 410 | 410 | 410 | 410 | 410 | 410 | 410 | 410 | 410 | 410 | 410 | 410 | 410 | 410 | 410 | 410 | 410 | 410 | 410 | 410 | 410 | 410 | 410 | 410 | 410 | 410 | 410 | 410 | 410 | 410 | 410 | 410 | 410 | 410 | 410 | 410 | 410 | 410 | 410 | 410 | 410 | 410 | 410 | 410 | 410 | 410 | 410 | 410 | 410 | 410 | 410 | 410 | 410 | 410 | 410 | 410 | 410 | 410 | 410 | 410 | 410 | 410 | 410 | 410 | 410 | 410 | 410 | 410 | 410 | 410 | 410 | 410 | 410 | 410 | 410 | 410 | 410 | 410 | 410 | 410 | 410 | 410 | 410 | 410 | 410 | 410 | 410 | 410 | 410 | 410 | 410 | 410 | 410 | 410 | 410 | 410 | 410 | 410 | 410 | 410 | 410 | 410 | 410 | 410 | 410 | 410 | 410 | 410 | 410 | 410 | 410 | 410 | 410 | 410 | 410 | 410 | 410 | 410 | 410 | 410 | 410 | 410 | 410 | 410 | 410 | 410 | 410 | 410 | 410 | 410 | 410 | 410 | 410 | 410 | 410 | 410 | 410 | 410 | 410 | 410 | 410 | 410 | 410 | 410 | 410 | 410 | 410 | 410 | 410 | 410 | 410 | 410 | 410 | 410 | 410 | 410 | 410 | 410 | 410 | 410 | 410 | 410 | 410 | 410 | 410 | 410 | 410 | 410 | 410 | 410 | 410 | 410 | 410 | 410 | 410 | 410 | 410 | 410 | 410 | 410 | 410 | 410 | 410 | 410 | 410 | 410 | 410 | 410 | 410 | 410 | 410 | 410 | 410 | 410 | 410 | 410 | 410 | 410 | 410 | 410 | 410 | 410 | 410 | 410 | 410 | 410 | 410 | 410 | 410 | 410 | 410 | 410 | 410 | 410 | 410 | 410 | 410 | 410 | 410 | 410 | 410 | 410 | 410 | 410 | 410 | 410 | 410 | 410 | 410 | 410 | 410 | 410 | 410 | 410 | 410 | 410 | 410 | 410 | 410 | 410 | 410 | 410 | 410 | 410 | 410 | 410 | 410 | 410 | 410 | 410 | 410 | 410 | 410 | 410 | 410 | 410 | 410 | 410 | 410 | 410 | 410 | 410 | 410 | 410 | 410 | 410 | 410 | 410 | 410 | 410 | 410 | 410 | 410 | 410 | 410 | 410 | 410 | 410 | 410 | 410 | 410 | 410 | 410 | 410 | 410 | 410 | 410 | 410 | 410 | 410 | 410 | 410 | 410 | 410 | 410 | 410 | 410 | 410 | 410 | 410 | 410 | 410 | 410 | 410 | 410 | 410 | 410 | 410 | 410 | 410 | 410 | 410 | 410 | 410 | 410 | 410 | 410 | 410 | 410 | 410 | 410 | 410 | 410 | 410 | 410 | 410 | 410 | 410 | 410 | 410 | 410 | 410 | 410 | 410 | 410 | 410 | 410 | 410 | 410 | 410 | 410 | 410 | 410 | 410 | 410 | 410 | 410 | 410 | 410 | 410 | 410 | 410 | 410 | 410 | 410 | 410 | 410 | 410 | 410 | 410 | 410 | 410 | 410 | 410 | 410 | 410 | 410 | 410 | 410 | 410 | 410 | 410 | 410 | 410 | 410 | 410 | 410 | 410 | 410 | 410 | 410 | 410 | 410 | 410 | 410 | 410 | 410 | 410 | 410 | 410 | 410 | 410 | 410 | 410 | 410 | 410 | 410 | 410 | 410 | 410 | 410 | 410 | 410 | 410 | 410 | 410 | 410 | 410 | 410 | 410 | 410 | 410 | 410 | 410 | 410 | 410 | 410 | 410 | 410 | 410 | 410 | 410 | 410 | 410 | 410 | 410 | 410 | 410 | 410 | 410 | 410 | 410 | 410 | 410 | 410 | 410 | 410 | 410 | 410 | 410 | 410 | 410 | 410 | 410 | 410 | 410 | 410 | 410 | 410 | 410 | 410 | 410 | 410 | 410 | 410 | 410 | 410 | 410 | 410 | 410 | 410 | 410 | 410 | 410 | 410 | 410 | 410 | 410 | 410 | 410 | 410 | 410 | 410 | 410 | 410 | 410 | 410 | 410 | 410 | 410 | 410 | 410 | 410 | 410 | 410 | 410 | 410 | 410 | 410 | 410 | 410 | 410 | 410 | 410 | 410 | 410 | 410 | 410 | 410 | 410 | 410 | 410 | 410 | 410 | 410 | 410 | 410 | 410 | 410 | 410 | 410 | 410 | 410 | 410 | 410 | 410 | 410 | 410 | 410 | 410 | 410 | 410 | 410 | 410 | 410 | 410 | 410 | 410 | 410 | 410 | 410 | 410 | 410 | 410 | 410 | 410 | 410 | 410 | 410 | 410 | 410 | 410 | 410 | 410 | 410 | 410 | 410 | 410 | 410 | 410 | 410 | 410 | 410 | 410 | 410 | 410 | 410 | 410 | 410 | 410 | 410 | 410 | 410 | 410 | 410 | 410 | 410 | 410 | 410 | 410 | 410 | 410 | 410 | 410 | 410 | 410 | 410 | 410 | 410 | 410 | 410 | 410 | 410 | 410 | 410 | 410 | 410 | 410 | 410 | 410 | 410 | 410 | 410 | 410 | 410 | 410 | 410 | 410 | 410 | 410 | 410 | 410 | 410 | 410 | 410 | 410 | 410 | 410 | 410 | 410 | 410 | 410 | 410 | 410 | 410 | 410 | 410 | 410 | 410 | 410 | 410 | 410 | 410 | 410 | 410 | 410 | 410 | 410 | 410 | 410 | 410 | 410 | 410 | 410 | 410 | 410 | 410 | 410 | 410 | 410 | 410 | 410 | 410 | 410 | 410 | 410 | 410 | 410 | 410 | 410 | 410 | 410 | 410 | 410 | 410 | 410 | 410 | 410 | 410 | 410 | 410 | 410 | 410 | 410 | 410 | 410 | 410 | 410 | 410 | 410 | 410 | 410 | 410 | 410 | 410 | 410 | 410 | 410 | 410 | 410 | 410 | 410 | 410 | 410 | 410 | 410 | 410 | 410 | 410 | 410 | 410 | 410 | 410 | 410 | 410 | 410 | 410 | 410 | 410 | 410 | 410 | 410 | 410 | 410 | 410 | 410 | 410 | 410 | 410 | 410 | 410 | 410 | 410 | 410 | 410 | 410 | 410 | 410 | 410 | 410 | 410 | 410 | 410 | 410 | 410 | 410 | 410 | 410 | 410 | 410 | 410 | 410 | 410 | 410 | 410 | 410 | 410 | 410 | 410 | 410 | 410 | 410 | 410 | 410 | 410 | 410 | 410 | 410 | 410 | 410 | 410 | 410 | 410 | 410 | 410 | 410 | 410 | 410 | 410 | 410 | 410 | 410 | 410 | 410 | 410 | 410 | 410 | 410 | 410 | 410 | 410 | 410 | 410 | 410 | 410 | 410 | 410 | 410 | 410 | 410 | 410 | 410 | 410 | 410 | 410 | 410 | 410 | 410 | 410 | 410 | 410 | 410 | 410 | 410 | 410 | 410 | 410 | 410 | 410 | 410 | 410 | 410 | 410 | 410 | 410 | 410 | 410 | 410 | 410 | 410 | 410 | 410 | 410 | 410 | 410 | 410 | 410 | 410 | 410 | 410 | 410 | 410 | 410 | 410 | 410 | 410 | 410 | 410 | 410 | 410 | 410 | 410 | 410 | 410 | 410 | 410 | 410 | 410 | 410 | 410 | 410 | 410 | 410 | 410 | 410 | 410 | 410 | 410 | 410 | 410 | 410 | 410 | 410 | 410 | 410 | 410 | 410 | 410 | 410 | 410 | 410 | 410 | 410 | 410 | 410 | 410 | 410 | 410 | 410 | 410 | 410 | 410 | 410 | 410 | 410 | 410 | 410 | 410 | 410 | 410 | 410 | 410 | 410 | 410 | 410 | 410 | 410 | 410 | 410 | 410 | 410 | 410 | 410 | 410 | 410 | 410 | 410 | 410 | 410 | 410 | 410 | 410 | 410 | 410 | 410 | 410 | 410 | 410 | 410 | 410 | 410 | 410 | 410 | 410 | 410 | 410 | 410 | 410 | 410 | 410 | 410 | 410 | 410 | 410 | 410 | 410 | 410 | 410 | 410 | 410 | 410 | 410 | 410 | 410 | 410 | 410 | 410 | 410 | 410 | 410 | 410 | 410 | 410 | 410 | 410 | 410 | 410 | 410 | 410 | 410 | 410 | 410 | 410 | 410 | 410 | 410 | 410 | 410 | 410 | 410 | 410 | 410 | 410 | 410 | 410 | 410 | 410 | 410 | 410 | 410 | 410 | 410 | 410 | 410 | 410 | 410 | 410 | 410 | 410 | 410 | 410 | 410 | 410 | 410 | 410 | 410 | 410 | 410 | 410 | 410 | 410 | 410 | 410 | 410 | 410 | 410 | 410 | 410 | 410 | 410 | 410 | 410 | 410 | 410 | 410 | 410 | 410 | 410 | 410 | 410 | 410 | 410 | 410 | 410 | 410 | 410 | 410 | 410 | 410 | 410 | 410 | 410 | 410 | 410 | 410 | 410 | 410 | 410 | 410 | 410 | 410 | 410 | 410 | 410 | 410 | 410 | 410 | 410 | 410 | 410 | 410 | 410 | 410 | 410 | 410 | 410 | 410 | 410 | 410 | 410 | 410 | 410 | 410 | 410 | 410 | 410 | 410 | 410 | 410 | 410 | 410 | 410 | 410 | 410 | 410 | 410 | 410 | 410 | 410 | 410 | 410 | 410 | 410 | 410 | 410 | 410 | 410 | 410 | 410 | 410 | 410 | 410 | 410 | 410 | 410 | 410 | 410 | 410 | 410 | 410 | 410 | 410 | 410 | 410 | 410 | 410 | 410 | 410 | 410 | 410 | 410 | 410 | 410 | 410 | 410 | 410 | 410 | 410 | 410 | 410 | 410 | 410 | 410 | 410 | 410 | 410 | 410 | 410 | 410 | 410 | 410 | 410 | 410 | 410 | 410 | 410 | 410 | 410 | 410 | 410 | 410 | 410 | 410 | 410 | 410 | 410 | 410 | 410 | 410 | 410 | 410 | 410 | 410 | 410 | 410 | 410 | 410 | 410 | 410 | 410 | 410 | 410 | 410 | 410 | 410 | 410 | 410 | 410 | 410 | 410 | 410 | 410 | 410 | 410 | 410 | 410 | 410 | 410 | 410 | 410 | 410 | 410 | 410 | 410 | 410 | 410 | 410 | 410 | 410 | 410 | 410 | 410 | 410 | 410 | 410 | 410 | 410 | 410 | 410 | 410 | 410 | 410 | 410 | 410 | 410 | 410 | 410 | 410 | 410 | 410 | 410 | 410 | 410 | 410 | 410 | 410 | 410 | 410 | 410 | 410 | 410 | 410 | 410 | 410 | 410 | 410 | 410 | 410 | 410 | 410 | 410 | 410 | 410 | 410 | 410 | 410 | 410 | 410 | 410 | 410 | 410 | 410 | 410 | 410 | 410 | 410 | 410 | 410 | 410 | 410 | 410 | 410 | 410 | 410 | 410 | 410 | 410 | 410 | 410 | 410 | 410 | 410 | 410 | 410 | 410 | 410 | 410 | 410 | 410 | 410 | 410 | 410 | 410 | 410 | 410 | 410 | 410 | 410 | 410 | 410 | 410 | 410 | 410 | 410 | 410 | 410 | 410 | 410 | 410 | 410 | 410 | 410 | 410 | 410 | 410 | 410 | 410 | 410 | 410 | 410 | 410 | 410 | 410 | 410 | 410 | 410 | 410 | 410 | 410 | 410 | 410 | 410 | 410 | 410 | 410 | 410 | 410 | 410 | 410 | 410 | 410 | 410 | 410 | 410 | 410 | 410 | 410 | 410 | 410 | 410 | 410 | 410 | 410 | 410 | 410 | 410 | 410 | 410 | 410 | 410 | 410 | 410 | 410 | 410 | 410 | 410 | 410 | 410 | 410 | 410 | 410 | 410 | 410 | 410 | 410 | 410 | 410 | 410 | 410 | 410 | 410 | 410 | 410 | 410 | 410 | 410 | 410 | 410 | 410 | 410 | 410 | 410 | 410 | 410 | 410 | 410 | 410 | 410 | 410 | 410 | 410 | 410 | 410 | 410 | 410 | 410 | 410 | 410 | 410 | 410 | 410 | 410 | 410 | 410 | 410 | 410 | 410 | 410 | 410 | 410 | 410 | 410 | 410 | 410 | 410 | 410 | 410 | 410 | 410 | 410 | 410 | 410 | 410 | 410 | 410 | 410 | 410 | 410 | 410 | 410 | 410 | 410 | 410 | 410 | 410 | 410 | 410 | 410 | 410 | 410 | 410 | 410 | 410 | 410 | 410 | 410 | 410 | 410 | 410 | 410 | 410 | 410 | 410 | 410 | 410 | 410 | 410 | 410 | 410 | 410 | 410 | 410 | 410 | 410 | 410 | 410 | 410 | 410 | 410 | 410 | 410 | 410 | 410 | 410 | 410 | 410 | 410 | 410 | 410 | 410 | 410 | 410 | 410 | 410 | 410 | 410 | 410 | 410 | 410 | 410 | 410 | 410 | 410 | 410 | 410 | 410 | 410 | 410 | 410 | 410 | 410 | 410 | 410 | 410 | 410 | 410 | 410 | 410 | 410 | 410 | 410 | 410 | 410 | 410 | 410 | 410 | 410 | 410 | 410 | 410 | 410 | 410 | 410 | 410 | 410 | 410 | 410 | 410 | 410 | 410 | 410 | 410 | 410 | 410 | 410 | 410 | 410 | 410 | 410 | 410 | 410 | 410 | 410 | 410 | 410 | 410 | 410 | 410 | 410 | 410 | 410 | 410 | 410 | 410 | 410 | 410 | 410 | 410 | 410 | 410 | 410 | 410 | 410 | 410 | 410 | 410 | 410 | 410 | 410 | 410 | 410 | 410 | 410 | 410 | 410 | 410 | 410 | 410 | 410 | 410 | 410 | 410 | 410 | 410 | 410 | 410 | 410 | 410 | 410 | 410 | 410 | 410 | 410 | 410 | 410 | 410 | 410 | 410 | 410 | 410 | 410 | 410 | 410 | 410 | 410 | 410 | 410 | 410 | 410 | 410 | 410 | 410 | 410 | 410 | 410 | 410 | 410 | 410 | 410 | 410 | 410 | 410 | 410 | 410 | 410 | 410 | 410 | 410 | 410 | 410 | 410 | 410 | 410 | 410 | 410 | 410 | 410 | 410 | 410 | 410 | 410 | 410 | 410 | 410 | 410 | 410 | 410 | 410 | 410 | 410 | 410 | 410 | 410 | 410 | 410 | 410 | 410 | 410 | 410 | 410 | 410 | 410 | 410 | 410 | 410 | 410 | 410 | 410 | 410 | 410 | 410 | 410 | 410 | 410 | 410 | 410 | 410 | 410 | 410 | 410 | 410 | 410 | 410 | 410 | 410 | 410 | 410 | 410 | 410 | 410 | 410 | 410 | 410 | 410 | 410 | 410 | 410 | 410 | 410 | 410 | 410 | 410 | 410 | 410 | 410 | 410 | 410 | 410 | 410 | 410 | 410 | 410 | 410 | 410 | 410 | 410 | 410 | 410 | 410 | 410 | 410 | 410 | 410 | 410 | 410 | 410 | 410 | 410 | 410 | 410 | 410 | 410 | 410 | 410 | 410 | 410 | 410 | 410 | 410 | 410 | 410 | 410 | 410 | 410 | 410 | 410 | 410 | 410 | 410 | 410 | 410 | 410 | 410 | 410 | 410 | 410 | 410 | 410 | 410 | 410 | 410 | 410 | 410 | 410 | 410 | 410 | 410 | 410 | 410 | 410 | 410 | 410 | 410 | 410 | 410 | 410 | 410 | 410 | 410 | 410 | 410 | 410 | 410 | 410 | 410 | 410 | 410 | 410 | 410 | 410 | 410 | 410 | 410 | 410 | 410 | 410 | 410 | 410 | 410 | 410 | 410 | 410 | 410 | 410 | 410 | 410 | 410 | 410 | 410 | 410 | 410 | 410 | 410 | 410 | 410 | 410 | 410 | 410 | 410 | 410 | 410 | 410 | 410 | 410 | 410 | 410 | 410 | 410 | 410 | 410 | 410 | 410 | 410 | 410 | 410 | 410 | 410 | 410 | 410 | 410 | 410 | 410 | 410 | 410 | 410 | 410 | 410 | 410 | 410 | 410 | 410 | 410 | 410 | 410 | 410 | 410 | 410 | 410 | 410 | 410 | 410 | 410 | 410 | 410 | 410 | 410 | 410 | 410 | 410 | 410 | 410 | 410 | 410 | 410 | 410 | 410 | 410 | 410 | 410 | 410 | 410 | 410 | 410 | 410 | 410 | 410 | 410 | 410 | 410 | 410 | 410 | 410 | 410 | 410 | 410 | 410 | 410 | 410 | 410 | 410 | 410 | 410 | 410 | 410 | 410 | 410 | 410 | 410 | 410 | 410 | 410 | 410 | 410 | 410 | 410 | 410 | 410 | 410 | 410 | 410 | 410 | 410 | 410 | 410 | 410 | 410 | 410 | 410 | 410 | 410 | 410 | 410 | 410 | 410 | 410 | 410 | 410 | 410 | 410 | 410 | 410 | 410 | 410 | 410 | 410 | 410 | 410 | 410 | 410 | 410 | 410 | 410 | 410 | 410 | 410 | 410 | 410 | 410 | 410 | 410 | 410 | 410 | 410 | 410 | 410 | 410 | 410 | 410 | 410 | 410 | 410 | 410 | 410 | 410 | 410 | 410 | 410 | 410 | 410 | 410 | 410 | 410 | 410 | 410 | 410 | 410 | 410 | 410 | 410 | 410 | 410 | 410 | 410 | 410 | 410 | 410 | 410 | 410 | 410 | 410 | 410 | 410 | 410 | 410 | 410 | 410 | 410 | 410 | 410 | 410 | 410 | 410 | 410 | 410 | 410 | 410 | 410 | 410 | 410 | 410 | 410 | 410 | 410 | 410 | 410 | 410 | 410 | 410 | 410 | 410 | 410 | 410 | 410 | 410 | 410 | 410 | 410 | 410 | 410 | 410 | 410 | 410 | 410 | 410 | 410 | 410 | 410 | 410 | 410 | 410 | 410 | 410 | 410 | 410 | 410 | 410 | 410 | 410 | 410 | 410 | 410 | 410 | 410 | 410 | 410 | 410 | 410 | 410 | 410 | 410 | 410 | 410 | 410 | 410 | 410 | 410 | 410 | 410 | 410 | 410 | 410 | 410 | 410 | 410 | 410 | 410 | 410 | 410 | 410 | 410 | 410 | 410 | 410 | 410 | 410 | 410 | 410 | 410 | 410 | 410 | 410 | 410 | 410 | 410 | 410 | 410 | 410 | 410 | 410 | 410 | 410 | 410 | 410 | 410 | 410 | 410 | 410 | 410 | 410 | 410 | 410 | 410 | 410 | 410 | 410 | 410 | 410 | 410 | 410 | 410 | 410 | 410 | 410 | 410 | 410 | 410 | 410 | 410 | 410 | 410 | 410 | 410 | 410 | 410 | 410 | 410 | 410 | 410 | 410 | 410 | 410 | 410 | 410 | 410 | 410 | 410 | 410 | 410 | 410 | 410 | 410 | 410 | 410 | 410 | 410 | 410 | 410 | 410 | 410 | 410 | 410 | 410 | 410 | 410 | 410 | 410 | 410 | 410 | 410 | 410 | 410 | 410 | 410 | 410 | 410 | 410 | 410 | 410 | 410 | 410 | 410 | 410 | 410 | 410 | 410 | 410 | 410 | 410 | 410 | 410 | 410 | 410 | 410 | 410 | 410 | 410 | 410 | 410 | 410 | 410 | 410 | 410 | 410 | 410 | 410 | 410 | 410 | 410 | 410 | 410 | 410 | 410 | 410 | 410 | 410 | 410 | 410 | 410 | 410 | 410 | 410 | 410 | 410 | 410 | 410 | 410 | 410 | 410 | 410 | 410 | 410 | 410 | 410 | 410 | 410 | 410 | 410 | 410 | 410 | 410 | 410 | 410 | 410 | 410 | 410 | 410 | 410 | 410 | 410 | 410 | 410 | 410 | 410 | 410 | 410 | 410 | 410 | 410 | 410 | 410 | 410 | 410 | 410 | 410 | 410 | 410 | 410 | 410 | 410 | 410 | 410 | 410 | 410 | 410 | 410 | 410 | 410 | 410 | 410 | 410 | 410 | 410 | 410 | 410 | 410 | 410 | 410 | 410 | 410 | 410 | 410 | 410 | 410 | 410 | 410 | 410 | 410 | 410 | 410 | 410 | 410 | 410 | 410 | 410 | 410 | 410 | 410 | 410 | 410 | 410 | 410 | 410 | 410 | 410 | 410 | 410 | 410 | 410 | 410 | 410 | 410 | 410 | 410 | 410 | 410 | 410 | 410 | 410 | 410 | 410 | 410 | 410 | 410 | 410 | 410 | 410 | 410 | 410 | 410 | 410 | 410 | 410 | 410 | 410 | 410 | 410 | 410 | 410 | 410 | 410 | 410 | 410 | 410 | 410 | 410 | 410 | 410 | 410 | 410 | 410 | 410 | 410 | 410 | 410 | 410 | 410 | 410 | 410 | 410 | 410 | 410 | 410 | 410 | 410 | 410 | 410 | 410 | 410 | 410 | 410 | 410 | 410 | 410 | 410 | 410 | 410 | 410 | 410 | 410 | 410 | 410 | 410 | 410 | 410 | 410 | 410 | 410 | 410 | 410 | 410 | 410 | 410 | 410 | 410 | 410 | 410 | 410 | 410 | 410 | 410 | 410 | 410 | 410 | 410 | 410 | 410 | 410 | 410 | 410 | 410 | 410 | 410 | 410 | 410 | 410 | 410 | 410 | 410 | 410 | 410 | 410 | 410 | 410 | 410 | 410 | 410 | 410 | 410 | 410 | 410 | 410 | 410 | 410 | 410 | 410 | 410 | 410 | 410 | 410 | 410 | 410 | 410 | 410 | 410 | 410 | 410 | 410 | 410 | 410 | 410 | 410 | 410 | 410 | 410 | 410 | 410 | 410 | 410 | 410 | 410 | 410 | 410 | 410 | 410 | 410 | 410 | 410 | 410 | 410 | 410 | 410 | 410 | 410 | 410 | 410 | 410 | 410 | 410 | 410 | 410 | 410 | 410 | 410 | 410 | 410 | 410 | 410 | 410 | 410 | 410 | 410 | 410 | 410 | 410 | 410 | 410 | 410 | 410 | 410 | 410 | 410 | 410 | 410 | 410 | 410 | 410 | 410 | 410 | 410 | 410 | 410 | 410 | 410 | 410 | 410 | 410 | 410 | 410 | 410 | 410 | 410 | 410 | 410 | 410 | 410 | 410 | 410 | 410 | 410 | 410 | 410 | 410 | 410 | 410 | 410 | 410 | 410 | 410 | 410 | 410 | 410 | 410 | 410 | 410 | 410 | 410 | 410 | 410 | 410 | 410 | 410 | 410 | 410 | 410 | 410 | 410 | 410 | 410 | 410 | 410 | 410 | 410 | 410 | 410 | 410 | 410 | 410 | 410 | 410 | 410 | 410 | 410 | 410 | 410 | 410 | 410 | 410 | 410 | 410 | 410 | 410 | 410 | 410 | 410 | 410 | 410 | 410 | 410 | 410 | 410 | 410 | 410 | 410 | 410 | 410 | 410 | 410 | 410 | 410 | 410 | 410 | 410 | 410 | 410 | 410 | 410 | 410 | 410 | 410 | 410 | 410 | 410 | 410 | 410 | 410 | 410 | 410 | 410 | 410 | 410 | 410 | 410 | 410 | 410 | 410 | 410 | 410 | 410 | 410 | 410 | 410 | 410 | 410 | 410 | 410 | 410 | 410 | 410 | 410 | 410 | 410 | 410 | 410 | 410 | 410 | 410 | 410 | 410 | 410 | 410 | 410 | 410 | 410 | 410 | 410 | 410 | 410 | 410 | 410 | 410 | 410 | 410 | 410 | 410 | 410 | 410 | 410 | 410 | 410 | 410 | 410 | 410 | 410 | 410 | 410 | 410 | 410 | 410 | 410 | 410 | 410 | 410 | 410 | 410 | 410 | 410 | 410 | 410 | 410 | 410 | 410 | 410 | 410 | 410 | 410 | 410 | 410 | 410 | 410 | 410 | 410 | 410 | 410 | 410 | 410 | 410 | 410 | 410 | 410 | 410 | 410 | 410 | 410 | 410 | 410 | 410 | 410 | 410 | 410 | 410 | 410 | 410 | 410 | 410 | 410 | 410 | 410 | 410 | 410 | 410 | 410 | 410 | 410 | 410 | 410 | 410 | 410 | 410 | 410 | 410 | 410 | 410 | 410 | 410 | 410 | 410 | 410 | 410 | 410 | 410 | 410 | 410 | 410 | 410 | 410 | 410 | 410 | 410 | 410 | 410 | 410 | 410 | 410 | 410 | 410 | 410 | 410 | 410 | 410 | 410 | 410 | 410 | 410 | 410 | 410 | 410 | 410 | 410 | 410 | 410 | 410 | 410 | 410 | 410 | 410 | 410 | 410 | 410 | 410 | 410 | 410 | 410 | 410 | 410 | 410 | 410 | 410 | 410 | 410 | 410 | 410 | 410 | 410 | 410 | 410 | 410 | 410 | 410 | 410 | 410 | 410 | 410 | 410 | 410 | 410 | 410 | 410 | 410 | 410 | 410 | 410 | 410 | 410 | 410 | 410 | 410 | 410 | 410 | 410 | 410 | 410 | 410 | 410 | 410 | 410 | 410 | 410 | 410 | 410 | 410 | 410 | 410 | 410 | 410 | 410 | 410 | 410 | 410 | 410 | 410 | 410 | 410 | 410 | 410 | 410 | 410 | 410 | 410 | 410 | 410 | 410 | 410 | 410 | 410 | 410 | 410 | 410 | 410 | 410 | 410 | 410 | 410 | 410 | 410 | 410 | 410 | 410 | 410 | 410 | 410 | 410 | 410 | 410 | 410 | 410 | 410 | 410 | 410 | 410 | 410 | 410 | 410 | 410 | 410 | 410 | 410 | 410 | 410 | 410 | 410 | 410 | 410 | 410 | 410 | 410 | 410 | 410 | 410 | 410 | 410 | 410 | 410 | 410 | 410 | 410 | 410 | 410 | 410 | 410 | 410 | 410 | 410 | 410 | 410 | 410 | 410 | 410 | 410 | 410 | 410 | 410 | 410 | 410 | 410 | 410 | 410 | 410 | 410 | 410 | 410 | 410 | 410 | 410 | 410 | 410 | 410 | 410 | 410 | 410 | 410 | 410 | 410 | 410 | 410 | 410 | 410 | 410 | 410 | 410 | 410 | 410 | 410 | 410 | 410 | 410 | 410 | 410 | 410 | 410 | 410 | 410 | 410 | 410 | 410 | 410 | 410 | 410 | 410 | 410 | 410 | 410 | 410 | 410 | 410 | 410 | 410 | 410 | 410 | 410 | 410 | 410 | 410 | 410 | 410 | 410 | 410 | 410 | 410 | 410 | 410 | 410 | 410 | 410 | 410 | 410 | 410 | 410 | 410 | 410 | 410 | 410 | 410 | 410 | 410 | 410 | 410 | 410 | 410 | 410 | 410 | 410 | 410 | 410 | 410 | 410 | 410 | 410 | 410 | 410 | 410 | 410 | 410 | 410 | 410 | 410 | 410 | 410 | 410 | 410 | 410 | 410 | 410 | 410 | 410 | 410 | 410 | 410 | 410 | 410 | 410 | 410 | 410 | 410 | 410 | 410 | 410 | 410 | 410 | 410 | 410 | 410 | 410 | 410 | 410 | 410 | 410 | 410 | 410 | 410 | 410 | 410 | 410 | 410 | 410 | 410 | 410 | 410 | 410 | 410 | 410 | 410 | 410 | 410 | 410 | 410 | 410 | 410 | 410 | 410 | 410 | 410 | 410 | 410 | 410 | 410 | 410 | 410 | 410 | 410 | 410 | 410 | 410 | 410 | 410 | 410 | 410 | 410 | 410 | 410 | 410 | 410 | 410 | 410 | 410 | 410 | 410 | 410 | 410 | 410 | 410 | 410 | 410 | 410 | 410 | 410 | 410 | 410 | 410 | 410 | 410 | 410 | 410 | 410 | 410 | 410 | 410 | 410 | 410 | 410 | 410 | 410 | 410 | 410 | 410 | 410 | 410 | 410 | 410 | 410 | 410 | 410 | 410 | 410 | 410 | 410 | 410 | 410 | 410 | 410 | 410 | 410 | 410 | 410 | 410 | 410 | 410 | 410 | 410 | 410 | 410 | 410 | 410 | 410 | 410 | 410 | 410 | 410 | 410 | 410 | 410 | 410 | 410 | 410 | 410 | 410 | 410 | 410 | 410 | 410 | 410 | 410 | 410 | 410 | 410 | 410 | 410 | 410 | 410 | 410 | 410 | 410 | 410 | 410 | 410 | 410 | 410 | 410 | 410 | 410 | 410 | 410 | 410 | 410 | 410 | 410 | 410 | 410 | 410 | 410 | 410 | 410 | 410 | 410 | 410 | 410 | 410 | 410 | 410 | 410 | 410 | 410 | 410 | 410 | 410 | 410 | 410 | 410 | 410 | 410 | 410 | 410 | 410 | 410 | 410 | 410 | 410 | 410 | 410 | 410 | 410 | 410 | 410 | 410 | 410 | 410 | 410 | 410 | 410 | 410 | 410 | 410 | 410 | 410 | 410 | 410 | 410 | 410 | 410 | 410 | 410 | 410 | 410 | 410 | 410 | 410 | 410 | 410 | 410 | 410 | 410 | 410 | 410 | 410 | 410 | 410 | 410 | 410 | 410 | 410 | 410 | 410 | 410 | 410 | 410 | 410 | 410 | 410 | 410 | 410 | 410 | 410 | 410 | 410 | 410 | 410 | 410 | 410 | 410 | 410 | 410 | 410 | 410 | 410 | 410 | 410 | 410 | 410 | 410 | 410 | 410 | 410 | 410 | 410 | 410 | 410 | 410 | 410 | 410 | 410 | 410 | 410 | 410 | 410 | 410 | 410 | 410 | 410 | 410 | 410 | 410 | 410 | 410 | 410 | 410 | 410 | 410 | 410 | 410 | 410 | 410 | 410 | 410 | 410 | 410 | 410 | 410 | 410 | 410 | 410 | 410 | 410 | 410 | 410 | 410 | 410 | 410 | 410 | 410 | 410 | 410 | 410 | 410 | 410 | 410 | 410 | 410 | 410 | 410 | 410 | 410 | 410 | 410 | 410 | 410 | 410 | 410 | 410 | 410 | 410 | 410 | 410 | 410 | 410 | 410 | 410 | 410 | 410 | 410 | 410 | 410 | 410 | 410 | 410 | 410 | 410 | 410 | 410 | 410 | 410 | 410 | 410 | 410 | 410 | 410 | 410 | 410 | 410 | 410 | 410 | 410 | 410 | 410 | 410 | 410 | 410 | 410 | 410 | 410 | 410 | 410 | 410 | 410 | 410 | 410 | 410 | 410 | 410 | 410 | 410 | 410 | 410 | 410 | 410 | 410 | 410 | 410 | 410 | 410 | 410 | 410 | 410 | 410 | 410 | 410 | 410 | 410 | 410 | 410 | 410 | 410 | 410 | 410 | 410 | 410 | 410 | 410 | 410 | 410 | 410 | 410 | 410 | 410 | 410 | 410 | 410 | 410 | 410 | 410 | 410 | 410 | 410 | 410 | 410 | 410 | 410 | 410 | 410 | 410 | 410 | 410 | 410 | 410 | 410 | 410 | 410 | 410 | 410 | 410 | 410 | 410 | 410 | 410 | 410 | 410 | 410 | 410 | 410 | 410 | 410 | 410 | 410 | 410 | 410 | 410 | 410 | 410 | 410 | 410 | 410 | 410 | 410 | 410 | 410 | 410 | 410 | 410 | 410 | 410 | 410 | 410 | 410 | 410 | 410 | 410 | 410 | 410 | 410 | 410 | 410 | 410 | 410 | 410 | 410 | 410 | 410 | 410 | 410 | 410 | 410 | 410 | 410 | 410 | 410 | 410 | 410 | 410 | 410 | 410 | 410 | 410 | 410 | 410 | 410 | 410 | 410 | 410 | 410 | 410 | 410 | 410 | 410 | 410 | 410 | 410 | 410 | 410 | 410 | 410 | 410 | 410 | 410 | 410 | 410 | 410 | 410 | 410 | 410 | 410 | 410 | 410 | 410 | 410 | 410 | 410 | 410 | 410 | 410 | 410 | 410 | 410 | 410 | 410 | 410 | 410 | 410 | 410 | 410 | 410 | 410 | 410 | 410 | 410 | 410 | 410 | 410 | 410 | 410 | 410 | 410 | 410 | 410 | 410 | 410 | 410 | 410 | 410 | 410 | 410 | 410 | 410 | 410 | 410 | 410 | 410 | 410 | 410 | 410 | 410 | 410 | 410 | 410 | 410 | 410 | 410 | 410 | 410 | 410 | 410 | 410 | 410 | 410 | 410 | 410 | 410 | 410 | 410 | 410 | 410 | 410 | 410 | 410 | 410 | 410 | 410 | 410 | 410 | 410 | 410 | 410 | 410 | 410 | 410 | 410 | 410 | 410 | 410 | 410 | 410 | 410 | 410 | 410 | 410 | 410 | 410 | 410 | 410 | 410 | 410 | 410 | 410 | 410 | 410 | 410 | 410 | 410 | 410 | 410 | 410 | 410 | 410 | 410 | 410 | 410 | 410 | 410 | 410 | 410 | 410 | 410 | 410 | 410 | 410 | 410 | 410 | 410 | 410 | 410 | 410 | 410 | 410 | 410 | 410 | 410 | 410 | 410 | 410 | 410 | 410 | 410 | 410 | 410 | 410 | 410 | 410 | 410 | 410 | 410 | 410 | 410 | 410 | 410 | 410 | 410 | 410 | 410 | 410 | 410 | 410 | 410 | 410 | 410 | 410 | 410 | 410 | 410 | 410 | 410 | 410 | 410 | 410 | 410 | 410 | 410 | 410 | 410 | 410 | 410 | 410 | 410 | 410 | 410 | 410 | 410 | 410 | 410 | 410 | 410 | 410 | 410 | 410 | 410 | 410 | 410 | 410 | 410 | 410 | 410 | 410 | 410 | 410 | 410 | 410 | 410 | 410 | 410 | 410 | 410 | 410 | 410 | 410 | 410 | 410 | 410 | 410 | 410 | 410 | 410 | 410 | 410 | 410 | 410 | 410 | 410 | 410 | 410 | 410 | 410 | 410 | 410 | 410 | 410 | 410 | 410 | 410 | 410 | 410 | 410 | 410 | 410 | 410 | 410 | 410 | 410 | 410 | 410 | 410 | 410 | 410 | 410 | 410 | 410 | 410 | 410 | 410 | 410 | 410 | 410 | 410 | 410 | 410 | 410 | 410 | 410 | 410 | 410 | 410 | 410 | 410 | 410 | 410 | 410 | 410 | 410 | 410 | 410 | 410 | 410 | 410 | 410 | 410 | 410 | 410 | 410 | 410 | 410 | 410 | 410 | 410 | 410 | 410 | 410 | 410 | 410 | 410 | 410 | 410 | 410 | 410 | 410 | 410 | 410 | 410 | 410 | 410 | 410 | 410 | 410 | 410 | 410 | 410 | 410 | 410 | 410 | 410 | 410 | 410 | 410 | 410 | 410 | 410 | 410 | 410 | 410 | 410 | 410 | 410 | 410 | 410 | 410 | 410 | 410 | 410 | 410 | 410 | 410 | 410 | 410 | 410 | 410 | 410 | 410 | 410 | 410 | 410 | 410 | 410 | 410 | 410 | 410 | 410 | 410 | 410 | 410 | 410 | 410 | 410 | 410 | 410 | 410 | 410 | 410 | 410 | 410 | 410 | 410 | 410 | 410 | 410 | 410 | 410 | 410 | 410 | 410 | 410 | 410 | 410 | 410 | 410 | 410 | 410 | 410 | 410 | 410 | 410 | 410 | 410 | 410 | 410 | 410 | 410 | 410 | 410 | 410 | 410 | 410 | 410 | 410 | 410 | 410 | 410 | 410 | 410 | 410 | 410 | 410 | 410 | 410 | 410 | 410 | 410 | 410 | 410 | 410 | 410 | 410 | 410 | 410 | 410 | 410 | 410 | 410 | 410 | 410 | 410 | 410 | 410 | 410 | 410 | 410 | 410 | 410 | 410 | 410 | 410 | 410 | 410 | 410 | 410 | 410 | 410 | 410 | 410 | 410 | 410 | 410 | 410 | 410 | 410 | 410 | 410 | 410 | 410 | 410 | 410 | 410 | 410 | 410 | 410 | 410 | 410 | 410 | 410 | 410 | 410 | 410 | 410 | 410 | 410 | 410 | 410 | 410 | 410 | 410 | 410 | 410 | 410 | 410 | 410 | 410 | 410 | 410 | 410 | 410 | 410 | 410 | 410 | 410 | 410 | 410 | 410 | 410 | 410 | 410 | 410 | 410 | 410 | 410 | 410 | 410 | 410 | 410 | 410 | 410 | 410 | 410 | 410 | 410 | 410 | 410 | 410 | 410 | 410 | 410 | 410 | 410 | 410 | 410 | 410 | 410 | 410 | 410 | 410 | 410 | 410 | 410 | 410 | 410 | 410 | 410 | 410 | 410 | 410 | 410 | 410 | 410 | 410 | 410 | 410 | 410 | 410 | 410 | 410 | 410 | 410 | 410 | 410 | 410 | 410 | 410 | 410 | 410 | 410 | 410 | 410 | 410 | 410 | 410 | 410 | 410 | 410 | 410 | 410 | 410 | 410 | 410 | 410 | 410 | 410 | 410 | 410 | 410 | 410 | 410 | 410 | 410 | 410 | 410 | 410 | 410 | 410 | 410 | 410 | 410 | 410 | 410 | 410 | 410 | 410 | 410 | 410 | 410 | 410 | 410 | 410 | 410 | 410 | 410 | 410 | 410 | 410 | 410 | 410 | 410 | 410 | 410 | 410 | 410 | 410 | 410 | 410 | 410 | 410 | 410 | 410 | 410 | 410 | 410 | 410 | 410 | 410 | 410 | 410 | 410 | 410 | 410 | 410 | 410 | 410 | 410 | 410 | 410 | 410 | 410 | 410 | 410 | 410 | 410 | 410 | 410 | 410 | 410 | 410 | 410 | 410 | 410 | 410 | 410 | 410 | 410 | 410 | 410 | 410 | 410 | 410 | 410 | 410 | 410 | 410 | 410 | 410 | 410 | 410 | 410 | 410 | 410 | 410 | 410 | 410 | 410 | 410 | 410 | 410 | 410 | 410 | 410 | 410 | 410 | 410 | 410 | 410 | 410 | 410 | 410 | 410 | 410 | 410 | 410 | 410 | 410 | 410 | 410 | 410 | 410 | 410 | 410 | 410 | 410 | 410 | 410 | 410 | 410 | 410 | 410 | 410 | 410 | 410 | 410 | 410 | 410 | 410 | 410 | 410 | 410 | 410 | 410 | 410 | 410 | 410 | 410 | 410 | 410 | 410 | 410 | 410 | 410 | 410 | 410 | 410 | 410 | 410 | 410 | 410 | 410 | 410 | 410 | 410 | 410 | 410 | 410 | 410 | 410 | 410 | 410 | 410 | 410 | 410 | 410 | 410 | 410 | 410 | 410 | 410 | 410 | 410 | 410 | 410 | 410 | 410 | 410 | 410 | 410 | 410 | 410 | 410 | 410 | 410 | 410 | 410 | 410 | 410 | 410 | 410 | 410 | 410 | 410 | 410 | 410 | 410 | 410 | 410 | 410 | 410 | 410 | 410 | 410 | 410 | 410 | 410 | 410 | 410 | 410 | 410 | 410 | 410 | 410 | 410 | 410 | 410 | 410 | 410 | 410 | 410 | 410 | 410 | 410 | 410 | 410 | 410 | 410 | 410 | 410 | 410 | 410 | 410 | 410 | 410 | 410 | 410 | 410 | 410 | 410 | 410 | 410 | 410 | 410 | 410 | 410 | 410 | 410 | 410 | 410 | 410 | 410 | 410 | 410 | 410 | 410 | 410 | 410 | 410 | 410 | 410 | 410 | 410 | 410 | 410 | 410 | 410 | 410 | 410 | 410 | 410 | 410 | 410 | 410 | 410 | 410 | 410 | 410 | 410 | 410 | 410 | 410 | 410 | 410 | 410 | 410 | 410 | 410 | 410 | 410 | 410 | 410 | 410 | 410 | 410 | 410 | 410 | 410 | 410 | 410 | 410 | 410 | 410 | 410 | 410 | 410 | 410 | 410 | 410 | 410 | 410 | 410 | 410 | 410 | 410 | 410 | 410 | 410 | 410 | 410 | 410 | 410 | 410 | 410 | 410 | 410 | 410 | 410 | 410 | 410 | 410 | 410 | 410 | 410 | 410 | 410 | 410 | 410 | 410 | 410 | 410 | 410 | 410 | 410 | 410 | 410 | 410 | 410 | 410 | 410 | 410 | 410 | 410 | 410 | 410 | 410 | 410 | 410 | 410 | 410 | 410 | 410 | 410 | 410 | 410 | 410 | 410 | 410 | 410 | 410 | 410 | 410 | 410 | 410 | 410 | 410 | 410 | 410 | 410 | 410 | 410 | 410 | 410 | 410 | 410 | 410 | 410 | 410 | 410 | 410 | 410 | 410 | 410 | 410 | 410 | 410 | 410 | 410 | 410 | 410 | 410 | 410 | 410 | 410 | 410 | 410 | 410 | 410 | 410 | 410 | 410 | 410 | 410 | 410 | 410 | 410 | 410 | 410 | 410 | 410 | 410 | 410 | 410 | 410 | 410 | 410 | 410 | 410 | 410 | 410 | 410 | 410 | 410 | 410 | 410 | 410 | 410 | 410 | 410 | 410 | 410 | 410 | 410 | 410 | 410 | 410 | 410 | 410 | 410 | 410 | 410 | 410 | 410 | 410 | 410 | 410 | 410 | 410 | 410 | 410 | 410 | 410 | 410 | 410 | 410 | 410 | 410 | 410 | 410 | 410 | 410 | 410 | 410 | 410 | 410 | 410 | 410 | 410 | 410 | 410 | 410 | 410 | 410 | 410 | 410 | 410 | 410 | 410 | 410 | 410 | 410 | 410 | 410 | 410 | 410 | 410 | 410 | 410 | 410 | 410 | 410 | 410 | 410 | 410 | 410 | 410 | 410 | 410 | 410 | 410 | 410 | 410 | 410 | 410 | 410 | 410 | 410 | 410 | 410 | 410 | 410 | 410 | 410 | 410 | 410 | 410 | 410 | 410 | 410 | 410 | 410 | 410 | 410 | 410 | 410 | 410 | 410 | 410 | 410 | 410 | 410 | 410 | 410 | 410 | 410 | 410 | 410 | 410 | 410 | 410 | 410 | 410 | 410 | 410 | 410 | 410 | 410 | 410 | 410 | 410 | 410 | 410 | 410 | 410 | 410 | 410 | 410 | 410 | 410 | 410 | 410 | 410 | 410 | 410 | 410 | 410 | 410 | 410 | 410 | 410 | 410 | 410 | 410 | 410 | 410 | 410 | 410 | 410 | 410 | 410 | 410 | 410 | 410 | 410 | 410 | 410 | 410 | 410 | 410 | 410 | 410 | 410 | 410 | 410 | 410 | 410 | 410 | 410 | 410 | 410 | 410 | 410 | 410 | 410 | 410 | 410 | 410 | 410 | 410 | 410 | 410 | 410 | 410 | 410 | 410 | 410 | 410 | 410 | 410 | 410 | 410 | 410 | 410 | 410 | 410 | 410 | 410 | 410 | 410 | 410 | 410 | 410 | 410 | 410 | 410 | 410 | 410 | 410 | 410 | 410 | 410 | 410 | 410 | 410 | 410 | 410 | 410 | 410 | 410 | 410 | 410 | 410 | 410 | 410 | 410 | 410 | 410 | 410 | 410 | 410 | 410 | 410 | 410 | 410 | 410 | 410 | 410 | 410 | 410 | 410 | 410 | 410 | 410 | 410 | 410 | 410 | 410 | 410 | 410 | 410 | 410 | 410 | 410 | 410 | 410 | 410 | 410 | 410 | 410 | 410 | 410 | 410 | 410 | 410 | 410 | 410 | 410 | 410 | 410 | 410 | 410 | 410 | 410 | 410 | 410 | 410 | 410 | 410 | 410 | 410 | 410 | 410 | 410 | 410 | 410 | 410 | 410 | 410 | 410 | 410 | 410 | 410 | 410 | 410 | 410 | 410 | 410 | 410 | 410 | 410 | 410 | 410 | 410 | 410 | 410 | 410 | 410 | 410 | 410 | 410 | 410 | 410 | 410 | 410 | 410 | 410 | 410 | 410 | 410 | 410 | 410 | 410 | 410 | 410 | 410 | 410 | 410 | 410 | 410 | 410 | 410 | 410 | 410 | 410 | 410 | 410 | 410 | 410 | 410 | 410 | 410 | 410 | 410 | 410 | 410 | 410 | 410 | 410 | 410 | 410 | 410 | 410 | 410 | 410 | 410 | 410 | 410 | 410 | 410 | 410 | 410 | 410 | 410 | 410 | 410 | 410 | 410 | 410 | 410 | 410 | 410 | 410 | 410 | 410 | 410 | 410 | 410 | 410 | 410 | 410 | 410 | 410 | 410 | 410 | 410 | 410 | 410 | 410 | 410 | 410 | 410 | 410 | 410 | 410 | 410 | 410 | 410 | 410 | 410 | 410 | 410 | 410 | 410 | 410 | 410 | 410 | 410 | 410 | 410 | 410 | 410 | 410 | 410 | 410 | 410 | 410 | 410 | 410 | 410 | 410 | 410 | 410 | 410 | 410 | 410 | 410 | 410 | 410 | 410 | 410 | 410 | 410 | 410 | 410 | 410 | 410 | 410 | 410 | 410 | 410 | 410 | 410 | 410 | 410 | 410 | 410 | 410 | 410 | 410 | 410 | 410 | 410 | 410 | 410 | 410 | 410 | 410 | 410 | 410 | 410 | 410 | 410 | 410 | 410 | 410 | 410 | 410 | 410 | 410 | 410 | 410 | 410 | 410 | 410 | 410 | 410 | 410 | 410 | 410 | 410 | 410 | 410 | 410 | 410 | 410 | 410 | 410 | 410 | 410 | 410 | 410 | 410 | 410 | 410 | 410 | 410 | 410 | 410 | 410 | 410 | 410 | 410 | 410 | 410 | 410 | 410 | 410 | 410 | 410 | 410 | 410 | 410 | 410 | 410 | 410 | 410 | 410 | 410 | 410 | 410 | 410 | 410 | 410 | 410 | 410 | 410 | 410 | 410 | 410 | 410 | 410 | 410 | 410 | 410 | 410 | 410 | 410 | 410 | 410 | 410 | 410 | 410 | 410 | 410 | 410 | 410 | 410 | 410 | 410 | 410 | 410 | 410 | 410 | 410 | 410 | 410 | 410 | 410 | 410 | 410 | 410 | 410 | 410 | 410 | 410 | 410 | 410 | 410 | 410 | 410 | 410 | 410 | 410 | 410 | 410 | 410 | 410 | 410 | 410 | 410 | 410 | 410 | 410 | 410 | 410 | 410 | 410 | 410 | 410 | 410 | 410 | 410 | 410 | 410 | 410 | 410 | 410 | 410 | 410 | 410 | 410 | 410 | 410 | 410 | 410 | 410 | 410 | 410 | 410 | 410 | 410 | 410 | 410 | 410 | 410 | 410 | 410 | 410 | 410 | 410 | 410 | 410 | 410 | 410 | 410 | 410 | 410 | 410 | 410 | 410 | 410 | 410 | 410 | 410 | 410 | 410 | 410 | 410 | 410 | 410 | 410 | 410 | 410 | 410 | 410 | 410 | 410 | 410 | 410 | 410 | 410 | 410 | 410 | 410 | 410 | 410 | 410 | 410 | 410 | 410 | 410 | 410 | 410 | 410 | 410 | 410 | 410 | 410 | 410 | 410 | 410 | 410 | 410 | 410 | 410 | 410 | 410 | 410 | 410 | 410 | 410 | 410 | 410 | 410 | 410 | 410 | 410 | 410 | 410 | 410 | 410 | 410 | 410 | 410 | 410 | 410 | 410 | 410 | 410 | 410 | 410 | 410 | 410 | 410 | 410 | 410 | 410 | 410 | 410 | 410 | 410 | 410 | 410 | 410 | 410 | 410 | 410 | 410 | 410 | 410 | 410 | 410 | 410 | 410 | 410 | 410 | 410 | 410 | 410 | 410 | 410 | 410 | 410 | 410 | 410 | 410 | 410 | 410 | 410 | 410 | 410 | 410 | 410 | 410 | 410 | 410 | 410 | 410 | 410 | 410 | 410 | 410 | 410 | 410 | 410 | 410 | 410 | 410 | 410 | 410 | 410 | 410 | 410 | 410 | 410 | 410 | 410 | 410 | 410 | 410 | 410 | 410 | 410 | 410 | 410 | 410 | 410 | 410 | 410 | 410 | 410 | 410 | 410 | 410 | 410 | 410 | 410 | 410 | 410 | 410 | 410 | 410 | 410 | 410 | 410 | 410 | 410 | 410 | 410 | 410 | 410 | 410 | 410 | 410 | 410 | 410 | 410 | 410 | 410 | 410 | 410 | 410 | 410 | 410 | 410 | 410 | 410 | 410 | 410 | 410 | 410 | 410 | 410 | 410 | 410 | 410 | 410 | 410 | 410 | 410 | 410 | 410 | 410 | 410 | 410 | 410 | 410 | 410 | 410 | 410 | 410 | 410 | 410 | 410 | 410 | 410 | 410 | 410 | 410 | 410 | 410 | 410 | 410 | 410 | 410 | 410 | 410 | 410 | 410 | 410 | 410 | 410 | 410 | 410 | 410 | 410 | 410 | 410 | 410 | 410 | 410 | 410 | 410 | 410 | 410 | 410 | 410 | 410 | 410 | 410 | 410 | 410 | 410 | 410 | 410 | 410 | 410 | 410 | 410 | 410 | 410 | 410 | 410 | 410 | 410 | 410 | 410 | 410 | 410 | 410 | 410 | 410 | 410 | 410 | 410 | 410 | 410 | 410 | 410 | 410 | 410 | 410 | 410 | 410 | 410 | 410 | 410 | 410 | 410 | 410 | 410 | 410 | 410 | 410 | 410 | 410 | 410 | 410 | 410 | 410 | 410 | 410 | 410 | 410 | 410 | 410 | 410 | 410 | 410 | 410 | 410 | 410 | 410 | 410 | 410 | 410 | 410 | 410 | 410 | 410 | 410 | 410 | 410 | 410 | 410 | 410 | 410 | 410 | 410 | 410 | 410 | 410 | 410 | 410 | 410 | 410 | 410 | 410 | 410 | 410 | 410 | 410 | 410 | 410 | 410 | 410 | 410 | 410 | 410 | 410 | 410 | 410 | 410 | 410 | 410 | 410 | 410 | 410 | 410 | 410 | 410 | 410 | 410 | 410 | 410 | 410 | 410 | 410 | 410 | 410 | 410 | 410 | 410 | 410 | 410 | 410 | 410 | 410 | 410 | 410 | 410 | 410 | 410 | 410 | 410 | 410 | 410 | 410 | 410 | 410 | 410 | 410 | 410 | 410 | 410 | 410 | 410 | 410 | 410 | 410 | 410 | 410 | 410 | 410 | 410 | 410 | 410 | 410 | 410 | 410 | 410 | 410 | 410 | 410 | 410 | 410 | 410 | 410 | 410 | 410 | 410 | 410 | 410 | 410 | 410 | 410 | 410 | 410 | 410 | 410 | 410 | 410 | 410 | 410 | 410 | 410 | 410 | 410 | 410 | 410 | 410 | 410 | 410 | 410 | 410 | 410 | 410 | 410 | 410 | 410 | 410 | 410 | 410 | 410 | 410 | 410 | 410 | 410 | 410 | 410 | 410 | 410 | 410 | 410 | 410 | 410 | 410 | 410 | 410 | 410 | 410 | 410 | 410 | 410 | 410 | 410 | 410 | 410 | 410 | 410 | 410 | 410 | 410 | 410 | 410 | 410 | 410 | 410 | 410 | 410 | 410 | 410 | 410 | 410 | 410 | 410 | 410 | 410 | 410 | 410 | 410 | 410 | 410 | 410 | 410 | 410 | 410 | 410 | 410 | 410 | 410 | 410 | 410 | 410 | 410 | 410 | 410 | 410 | 410 | 410 | 410 | 410 | 410 | 410 | 410 | 410 | 410 | 410 | 410 | 410 | 410 | 410 | 410 | 410 | 410 | 410 | 410 | 410 | 410 | 410 | 410 | 410 | 410 | 410 | 410 | 410 | 410 | 410 | 410 | 410 | 410 | 410 | 410 | 410 | 410 | 410 | 410 | 410 | 410 | 410 | 410 | 410 | 410 | 410 | 410 | 410 | 410 | 410 | 410 | 410 | 410 | 410 | 410 | 410 | 410 | 410 | 410 | 410 | 410 | 410 | 410 | 410 | 410 | 410 | 410 | 410 | 410 | 410 | 410 | 410 | 410 | 410 | 410 | 410 | 410 | 410 | 410 | 410 | 410 | 410 | 410 | 410 | 410 | 410 | 410 | 410 | 410 | 410 | 410 | 410 | 410 | 410 | 410 | 410 | 410 | 410 | 410 | 410 | 410 | 410 | 410 | 410 | 410 | 410 | 410 | 410 | 410 | 410 | 410 | 410 | 410 | 410 | 410 | 410 | 410 | 410 | 410 | 410 | 410 | 410 | 410 | 410 | 410 | 410 | 410 | 410 | 410 | 410 | 410 | 410 | 410 | 410 | 410 | 410 | 410 | 410 | 410 | 410 | 410 | 410 | 410 | 410 | 410 | 410 | 410 | 410 | 410 | 410 | 410 | 410 | 410 | 410 | 410 | 410 | 410 | 410 | 410 | 410 | 410 | 410 | 410 | 410 | 410 | 410 | 410 | 410 | 410 | 410 | 410 | 410 | 410 | 410 | 410 | 410 | 410 | 410 | 410 | 410 | 410 | 410 | 410 | 410 | 410 | 410 | 410 | 410 | 410 | 410 | 410 | 410 | 410 | 410 | 410 | 410 | 410 | 410 | 410 | 410 | 410 | 410 | 410 | 410 | 410 | 410 | 410 | 410 | 410 | 410 | 410 | 410 | 410 | 410 | 410 | 410 | 410 | 410 | 410 | 410 | 410 | 410 | 410 | 410 | 410 | 410 | 410 | 410 | 410 | 410 | 410 | 410 | 410 | 410 | 410 | 410 | 410 | 410 | 410 | 410 | 410 | 410 | 410 | 410 | 410 | 410 | 410 | 410 | 410 | 410 | 410 | 410 | 410 | 410 | 410 | 410 | 410 | 410 | 410 | 410 | 410 | 410 | 410 | 410 | 410 | 410 | 410 | 410 | 410 | 410 | 410 | 410 | 410 | 410 | 410 | 410 | 410 | 410 | 410 | 410 | 410 | 410 | 410 | 410 | 410 | 410 | 410 | 410 | 410 | 410 | 410 | 410 | 410 | 410 | 410 | 410 | 410 | 410 | 410 | 410 | 410 | 410 | 410 | 410 | 410 | 410 | 410 | 410 | 410 | 410 | 410 | 410 | 410 | 410 | 410 | 410 | 410 | 410 | 410 | 410 | 410 | 410 | 410 | 410 | 410 | 410 | 410 | 410 | 410 | 410 | 410 | 410 | 410 | 410 | 410 | 410 | 410 | 410 | 410 | 410 | 410 | 410 | 410 | 410 | 410 | 410 | 410 | 410 | 410 | 410 | 410 | 410 | 410 | 410 | 410 | 410 | 410 | 410 | 410 | 410 | 410 | 410 | 410 | 410 | 410 | 410 | 410 | 410 | 410 | 410 | 410 | 410 | 410 | 410 | 410 | 410 | 410 | 410 | 410 | 410 | 410 | 410 | 410 | 410 | 410 | 410 | 410 | 410 | 410 | 410 | 410 | 410 | 410 | 410 | 410 | 410 | 410 | 410 | 410 | 410 | 410 | 410 | 410 | 410 | 410 | 410 | 410 | 410 | 410 | 410 | 410 | 410 | 410 | 410 | 410 | 410 | 410 | 410 | 410 | 410 | 410 | 410 | 410 | 410 | 410 | 410 | 410 | 410 | 410 | 410 | 410 | 410 | 410 | 410 | 410 | 410 | 410 | 410 | 410 | 410 | 410 | 410 | 410 | 410 | 410 | 410 | 410 | 410 | 410 | 410 | 410 | 410 | 410 | 410 | 410 | 410 | 410 | 410 | 410 | 410 | 410 | 410 | 410 | 410 | 410 | 410 | 410 | 410 | 410 | 410 | 410 | 410 | 410 | 410 | 410 | 410 | 410 | 410 | 410 | 410 | 410 | 410 | 410 | 410 | 410 | 410 | 410 | 410 | 410 | 410 | 410 | 410 | 410 | 410 | 410 | 410 | 410 | 410 | 410 | 410 | 410 | 410 | 410 | 410 | 410 | 410 | 410 | 410 | 410 | 410 | 410 | 410 | 410 | 410 | 410 | 410 | 410 | 410 | 410 | 410 | 410 | 410 | 410 | 410 | 410 | 410 | 410 | 410 | 410 | 410 | 410 | 410 | 410 | 410 | 410 | 410 | 410 | 410 | 410 | 410 | 410 | 410 | 410 | 410 | 410 | 410 | 410 | 410 | 410 | 410 | 410 | 410 | 410 | 410 | 410 | 410 | 410 | 410 | 410 | 410 | 410 | 410 | 410 | 410 | 410 | 410 | 410 | 410 | 410 | 410 | 410 | 410 | 410 | 410 | 410 | 410 | 410 | 410 | 410 | 410 | 410 | 410 | 410 | 410 | 410 | 410 | 410 | 410 | 410 | 410 | 410 | 410 | 410 | 410 | 410 | 410 | 410 | 410 | 410 | 410 | 410 | 410 | 410 | 410 | 410 | 410 | 410 | 410 | 410 | 410 | 410 | 410 | 410 | 410 | 410 | 410 | 410 | 410 | 410 | 410 | 410 | 410 | 410 | 410 | 410 | 410 | 410 | 410 | 410 | 410 | 410 | 410 | 410 | 410 | 410 | 410 | 410 | 410 | 410 | 410 | 410 | 410 | 410 | 410 | 410 | 410 | 410 | 410 | 410 | 410 | 410 | 410 | 410 | 410 | 410 | 410 | 410 | 410 | 410 | 410 | 410 | 410 | 410 | 410 | 410 | 410 | 410 | 410 | 410 | 410 | 410 | 410 | 410 | 410 | 410 | 410 | 410 | 410 | 410 | 410 | 410 | 410 | 410 | 410 | 410 | 410 | 410 | 410 | 410 | 410 | 410 | 410 | 410 | 410 | 410 | 410 | 410 | 410 | 410 | 410 | 410 | 410 | 410 | 410 | 410 | 410 | 410 | 410 | 410 | 410 | 410 | 410 | 410 | 410 | 410 | 410 | 410 | 410 | 410 | 410 | 410 | 410 | 410 | 410 | 410 | 410 | 410 | 410 | 410 | 410 | 410 | 410 | 410 | 410 | 410 | 410 | 410 | 410 | 410 | 410 | 410 | 410 | 410 | 410 | 410 | 410 | 410 | 410 | 410 | 410 | 410 | 410 | 410 | 410 | 410 | 410 | 410 | 410 | 410 | 410 | 410 | 410 | 410 | 410 | 410 | 410 | 410 | 410 | 410 | 410 | 410 | 410 | 410 | 410 | 410 | 410 | 410 | 410 | 410 | 410 | 410 | 410 | 410 | 410 | 410 | 410 | 410 | 410 | 410 | 410 | 410 | 410 | 410 | 410 | 410 | 410 | 410 | 410 | 410 | 410 | 410 | 410 | 410 | 410 | 410 | 410 | 410 | 410 | 410 | 410 | 410 | 410 | 410 | 410 | 410 | 410 | 410 | 410 | 410 | 410 | 410 | 410 | 410 | 410 | 410 | 410 | 410 | 410 | 410 | 410 | 410 | 410 | 410 | 410 | 410 | 410 | 410 | 410 | 410 | 410 | 410 | 410 | 410 | 410 | 410 | 410 | 410 | 410 | 410 | 410 | 410 | 410 | 410 | 410 | 410 | 410 | 410 | 410 | 410 | 410 | 410 | 410 | 410 | 410 | 410 | 410 | 410 | 410 | 410 | 410 | 410 | 410 | 410 | 410 | 410 | 410 | 410 | 410 | 410 | 410 | 410 | 410 | 410 | 410 | 410 | 410 | 410 | 410 | 410 | 410 | 410 | 410 | 410 | 410 | 410 | 410 | 410 | 410 | 410 | 410 | 410 | 410 | 410 | 410 | 410 | 410 | 410 | 410 | 410 | 410 | 410 | 410 | 410 | 410 | 410 | 410 | 410 | 410 | 410 | 410 | 410 | 410 | 410 | 410 | 410 | 410 | 410 | 410 | 410 | 410 | 410 | 410 | 410 | 410 | 410 | 410 | 410 | 410 | 410 | 410 | 410 | 410 | 410 | 410 | 410 | 410 | 410 | 410 | 410 | 410 | 410 | 410 | 410 | 410 | 410 | 410 | 410 | 410 | 410 | 410 | 410 | 410 | 410 | 410 | 410 | 410 | 410 | 410 | 410 | 410 | 410 | 410 | 410 | 410 | 410 | 410 | 410 | 410 | 410 | 410 | 410 | 410 | 410 | 410 | 410 | 410 | 410 | 410 | 410 | 410 | 410 | 410 | 410 | 410 | 410 | 410 | 410 | 410 | 410 | 410 | 410 | 410 | 410 | 410 | 410 | 410 | 410 | 410 | 410 | 410 | 410 | 410 | 410 | 410 | 410 | 410 | 410 | 410 | 410 | 410 | 410 | 410 | 410 | 410 | 410 | 410 | 410 | 410 | 410 | 410 | 410 | 410 | 410 | 410 | 410 | 410 | 410 | 410 | 410 | 410 | 410 | 410 | 410 | 410 | 410 | 410 | 410 | 410 | 410 | 410 | 410 | 410 | 410 | 410 | 410 | 410 | 410 | 410 | 410 | 410 | 410 | 410 | 410 | 410 | 410 | 410 | 410 | 410 | 410 | 410 | 410 | 410 | 410 | 410 | 410 | 410 | 410 | 410 | 410 | 410 | 410 | 410 | 410 | 410 | 410 | 410 | 410 | 410 | 410 | 410 | 410 | 410 | 410 | 410 | 410 | 410 | 410 | 410 | 410 | 410 | 410 | 410 | 410 | 410 | 410 | 410 | 410 | 410 | 410 | 410 | 410 | 410 | 410 | 410 | 410 | 410 | 410 | 410 | 410 | 410 | 410 | 410 | 410 | 410 | 410 | 410 | 410 | 410 | 410 | 410 | 410 | 410 | 410 | 410 | 410 | 410 | 410 | 410 | 410 | 410 | 410 | 410 | 410 | 410 | 410 | 410 | 410 | 410 | 410 | 410 | 410 | 410 | 410 | 410 | 410 | 410 | 410 | 410 | 410 | 410 | 410 | 410 | 410 | 410 | 410 | 410 | 410 | 410 | 410 | 410 | 410 | 410 | 410 | 410 | 410 | 410 | 410 | 410 | 410 | 410 | 410 | 410 | 410 | 410 | 410 | 410 | 410 | 410 | 410 | 410 | 410 | 410 | 410 | 410 | 410 | 410 | 410 | 410 | 410 | 410 | 410 | 410 | 410 | 410 | 410 | 410 | 410 | 410 | 410 | 410 | 410 | 410 | 410 | 410 | 410 | 410 | 410 | 410 | 410 | 410 | 410 | 410 | 410 | 410 | 410 | 410 | 410 | 410 | 410 | 410 | 410 | 410 | 410 | 410 | 410 | 410 | 410 | 410 | 410 | 410 | 410 | 410 | 410 | 410 | 410 | 410 | 410 | 410 | 410 | 410 | 410 | 410 | 410 | 410 | 410 | 410 | 410 | 410 | 410 | 410 | 410 | 410 | 410 | 410 | 410 | 410 | 410 | 410 | 410 | 410 | 410 | 410 | 410 | 410 | 410 | 410 | 410 | 410 | 410 | 410 | 410 | 410 | 410 | 410 | 410 | 410 | 410 | 410 | 410 | 410 | 410 | 410 | 410 | 410 | 410 | 410 | 410 | 410 | 410 | 410 | 410 | 410 | 410 | 410 | 410 | 410 | 410 | 410 | 410 | 410 | 410 | 410 | 410 | 410 | 410 | 410 | 410 | 410 | 410 | 410 | 410 | 410 | 410 | 410 | 410 | 410 | 410 | 410 | 410 | 410 | 410 | 410 | 410 | 410 | 410 | 410 | 410 | 410 | 410 | 410 | 410 | 410 | 410 | 410 | 410 | 410 | 410 | 410 | 410 | 410 | 410 | 410 | 410 | 410 | 410 | 410 | 410 | 410 | 410 | 410 | 410 | 410 | 410 | 410 | 410 | 410 | 410 | 410 | 410 | 410 | 410 | 410 | 410 | 410 | 410 | 410 | 410 | 410 | 410 | 410 | 410 | 410 | 410 | 410 | 410 | 410 | 410 | 410 | 410 | 410 | 410 | 410 | 410 | 410 | 410 | 410 | 410 | 410 | 410 | 410 | 410 | 410 | 410 | 410 | 410 | 410 | 410 | 410 | 410 | 410 | 410 | 410 | 410 | 410 | 410 | 410 | 410 | 410 | 410 | 410 | 410 | 410 | 410 | 410 | 410 | 410 | 410 | 410 | 410 | 410 | 410 | 410 | 410 | 410 | 410 | 410 | 410 | 410 | 410 | 410 | 410 | 410 | 410 | 410 | 410 | 410 | 410 | 410 | 410 | 410 | 410 | 410 | 410 | 410 | 410 | 410 | 410 | 410 | 410 | 410 | 410 | 410 | 410 | 410 | 410 | 410 | 410 | 410 | 410 | 410 | 410 | 410 | 410 | 410 | 410 | 410 | 410 | 410 | 410 | 410 | 410 | 410 | 410 | 410 | 410 | 410 | 410 | 410 | 410 | 410 | 410 | 410 | 410 | 410 | 410 | 410 | 410 | 410 | 410 | 410 | 410 | 410 | 410 | 410 | 410 | 410 | 410 | 410 | 410 | 410 | 410 | 410 | 410 | 410 | 410 | 410 | 410 | 410 | 410 | 410 | 410 | 410 | 410 | 410 | 410 | 410 | 410 | 410 | 410 | 410 | 410 | 410 | 410 | 410 | 410 | 410 | 410 | 410 | 410 | 410 | 410 | 410 | 410 | 410 | 410 | 410 | 410 | 410 | 410 | 410 | 410 | 410 | 410 | 410 | 410 | 410 | 410 | 410 | 410 | 410 | 410 | 410 | 410 | 410 | 410 | 410 | 410 | 410 | 410 | 410 | 410 | 410 | 410 | 410 | 410 | 410 | 410 | 410 | 410 | 410 | 410 | 410 | 410 | 410 | 410 | 410 | 410 | 410 | 410 | 410 | 410 | 410 | 410 | 410 | 410 | 410 | 410 | 410 | 410 | 410 | 410 | 410 | 410 | 410 | 410 | 410 | 410 | 410 | 410 | 410 | 410 | 410 | 410 | 410 | 410 | 410 | 410 | 410 | 410 | 410 | 410 | 410 | 410 | 410 | 410 | 410 | 410 | 410 | 410 | 410 | 410 | 410 | 410 | 410 | 410 | 410 | 410 | 410 | 410 | 410 | 410 | 410 | 410 | 410 | 410 | 410 | 410 | 410 | 410 | 410 | 410 | 410 | 410 | 410 | 410 | 410 | 410 | 410 | 410 | 410 | 410 | 410 | 410 | 410 | 410 | 410 | 410 | 410 | 410 | 410 | 410 | 410 | 410 | 410 | 410 | 410 | 410 | 410 | 410 | 410 | 410 | 410 | 410 | 410 | 410 | 410 | 410 | 410 | 410 | 410 | 410 | 410 | 410 | 410 | 410 | 410 | 410 | 410 | 410 | 410 | 410 | 410 | 410 | 410 | 410 | 410 | 410 | 410 | 410 | 410 | 410 | 410 | 410 | 410 | 410 | 410 | 410 | 410 | 410 | 410 | 410 | 410 | 410 | 410 | 410 | 410 | 410 | 410 | 410 | 410 | 410 | 410 | 410 | 410 | 410 | 410 | 410 | 410 | 410 | 410 | 410 | 410 | 410 | 410 | 410 | 410 | 410 | 410 | 410 | 410 | 410 | 410 | 410 | 410 | 410 | 410 | 410 | 410 | 410 | 410 | 410 | 410 | 410 | 410 | 410 | 410 | 410 | 410 | 410 | 410 | 410 | 410 | 410 | 410 | 410 | 410 | 410 | 410 | 410 | 410 | 410 | 410 | 410 | 410 | 410 | 410 | 410 | 410 | 410 | 410 | 410 | 410 | 410 | 410 | 410 | 410 | 410 | 410 | 410 | 410 | 410 | 410 | 410 | 410 | 410 | 410 | 410 | 410 | 410 | 410 | 410 | 410 | 410 | 410 | 410 | 410 | 410 | 410 | 410 | 410 | 410 | 410 | 410 | 410 | 410 | 410 | 410 | 410 | 410 | 410 | 410 | 410 | 410 | 410 | 410 | 410 | 410 | 410 | 410 | 410 | 410 | 410 | 410 | 410 | 410 | 410 | 410 | 410 | 410 | 410 | 410 | 410 | 410 | 410 | 410 | 410 | 410 | 410 | 410 | 410 | 410 | 410 | 410 | 410 | 410 | 410 | 410 | 410 | 410 | 410 | 410 | 410 | 410 | 410 | 410 | 410 | 410 | 410 | 410 | 410 | 410 | 410 | 410 | 410 | 410 | 410 | 410 | 410 | 410 | 410 | 410 | 410 | 410 | 410 | 410 | 410 | 410 | 410 | 410 | 410 | 410 | 410 | 410 | 410 | 410 | 410 | 410 | 410 | 410 | 410 | 410 | 410 | 410 | 410 | 410 | 410 | 410 | 410 | 410 | 410 | 410 | 410 | 410 | 410 | 410 | 410 | 410 | 410 | 410 | 410 | 410 | 410 | 410 | 410 | 410 | 410 | 410 | 410 | 410 | 410 | 410 | 410 | 410 | 410 | 410 | 410 | 410 | 410 | 410 | 410 | 410 | 410 | 410 | 410 | 410 | 410 | 410 | 410 | 410 | 410 | 410 | 410 | 410 | 410 | 410 | 410 | 410 | 410 | 410 | 410 | 410 | 410 | 410 | 410 | 410 | 410 | 410 | 410 | 410 | 410 | 410 | 410 | 410 | 410 | 410 | 410 | 410 | 410 | 410 | 410 | 410 | 410 | 410 | 410 | 410 | 410 | 410 | 410 | 410 | 410 | 410 | 410 | 410 | 410 | 410 | 410 | 410 | 410 | 410 | 410 | 410 | 410 | 410 | 410 | 410 | 410 | 410 | 410 | 410 | 410 | 410 | 410 | 410 | 410 | 410 | 410 | 410 | 410 | 410 | 410 | 410 | 410 | 410 | 410 | 410 | 410 | 410 | 410 | 410 | 410 | 410 | 410 | 410 | 410 | 410 | 410 | 410 | 410 | 410 | 410 | 410 | 410 | 410 | 410 | 410 | 410 | 410 | 410 | 410 | 410 | 410 | 410 | 410 | 410 | 410 | 410 | 410 | 410 | 410 | 410 | 410 | 410 | 410 | 410 | 410 | 410 | 410 | 410 | 410 | 410 | 410 | 410 | 410 | 410 | 410 | 410 | 410 | 410 | 410 | 410 | 410 | 410 | 410 | 410 | 410 | 410 | 410 | 410 | 410 | 410 | 410 | 410 | 410 | 410 | 410 | 410 | 410 | 410 | 410 | 410 | 410 | 410 | 410 | 410 | 410 | 410 | 410 | 410 | 410 | 410 | 410 | 410 | 410 | 410 | 410 | 410 | 410 | 410 | 410 | 410 | 410 | 410 | 410 | 410 | 410 | 410 | 410 | 410 | 410 | 410 | 410 | 410 | 410 | 410 | 410 | 410 | 410 | 410 | 410 | 410 | 410 | 410 | 410 | 410 | 410 | 410 | 410 | 410 | 410 | 410 | 410 | 410 | 410 | 410 | 410 | 410 | 410 | 410 | 410 | 410 | 410 | 410 | 410 | 410 | 410 | 410 | 410 | 410 | 410 | 410 | 410 | 410 | 410 | 410 | 410 | 410 | 410 | 410 | 410 | 410 | 410 | 410 | 410 | 410 | 410 | 410 | 410 | 410 | 410 | 410 | 410 | 410 | 410 | 410 | 410 | 410 | 410 | 410 | 410 | 410 | 410 | 410 | 410 | 410 | 410 | 410 | 410 | 410 | 410 | 410 | 410 | 410 | 410 | 410 | 410 | 410 | 410 | 410 | 410 | 410 | 410 | 410 | 410 | 410 | 410 | 410 | 410 | 410 | 410 | 410 | 410 | 410 | 410 | 410 | 410 | 410 | 410 | 410 | 410 | 410 | 410 | 410 | 410 | 410 | 410 | 410 | 410 | 410 | 410 | 410 | 410 | 410 | 410 | 410 | 410 | 410 | 410 | 410 | 410 | 410 | 410 | 410 | 410 | 410 | 410 | 410 | 410 | 410 | 410 | 410 | 410 | 410 | 410 | 410 | 410 | 410 | 410 | 410 | 410 | 410 | 410 | 410 | 410 | 410 | 410 | 410 | 410 | 410 | 410 | 410 | 410 | 410 | 410 | 410 | 410 | 410 | 410 | 410 | 410 | 410 | 410 | 410 | 410 | 410 | 410 | 410 | 410 | 410 | 410 | 410 | 410 | 410 | 410 | 410 | 410 | 410 | 410 | 410 | 410 | 410 | 410 | 410 | 410 | 410 | 410 | 410 | 410 | 410 | 410 | 410 | 410 | 410 | 410 | 410 | 410 | 410 | 410 | 410 | 410 | 410 | 410 | 410 | 410 | 410 | 410 | 410 | 410 | 410 | 410 | 410 | 410 | 410 | 410 | 410 | 410 | 410 | 410 | 410 | 410 | 410 | 410 | 410 | 410 | 410 | 410 | 410 | 410 | 410 | 410 | 410 | 410 | 410 | 410 | 410 | 410 | 410 | 410 | 410 | 410 | 410 | 410 | 410 | 410 | 410 | 410 | 410 | 410 | 410 | 410 | 410 | 410 | 410 | 410 | 410 | 410 | 410 | 410 | 410 | 410 | 410 | 410 | 410 | 410 | 410 | 410 | 410 | 410 | 410 | 410 | 410 | 410 | 410 | 410 | 410 | 410 | 410 | 410 | 410 | 410 | 410 | 410 | 410 | 410 | 410 | 410 | 410 | 410 | 410 | 410 | 410 | 410 | 410 | 410 | 410 | 410 | 410 | 410 | 410 | 410 | 410 | 410 | 410 | 410 | 410 | 410 | 410 | 410 | 410 | 410 | 410 | 410 | 410 | 410 | 410 | 410 | 410 | 410 | 410 | 410 | 410 | 410 | 410 | 410 | 410 | 410 | 410 | 410 | 410 | 410 | 410 | 410 | 410 | 410 | 410 | 410 | 410 | 410 | 410 | 410 | 410 | 410 | 410 | 410 | 410 | 410 | 410 | 410 | 410 | 410 | 410 | 410 | 410 | 410 | 410 | 410 | 410 | 410 | 410 | 410 | 410 | 410 | 410 | 410 | 410 | 410 | 410 | 410 | 410 | 410 | 410 | 410 | 410 | 410 | 410 | 410 | 410 | 410 | 410 | 410 | 410 | 410 | 410 | 410 | 410 | 410 | 410 | 410 | 410 | 410 | 410 | 410 | 410 | 410 | 410 | 410 | 410 | 410 | 410 | 410 | 410 | 410 | 410 | 410 | 410 | 410 | 410 | 410 | 410 | 410 | 410 | 410 | 410 | 410 | 410 | 410 | 410 | 410 | 410 | 410 | 410 | 410 | 410 | 410 | 410 | 410 | 410 | 410 | 410 | 410 | 410 | 410 | 410 | 410 | 410 | 410 | 410 | 410 | 410 | 410 | 410 | 410 | 410 | 410 | 410 | 410 | 410 | 410 | 410 | 410 | 410 | 410 | 410 | 410 | 410 | 410 | 410 | 410 | 410 | 410 | 410 | 410 | 410 | 410 | 410 | 410 | 410 | 410 | 410 | 410 | 410 | 410 | 410 | 410 | 410 | 410 | 410 | 410 | 410 | 410 | 410 | 410 | 410 | 410 | 410 | 410 | 410 | 410 | 410 | 410 | 410 | 410 | 410 | 410 | 410 | 410 | 410 | 410 | 410 | 410 | 410 | 410 | 410 | 410 | 410 | 410 | 410 | 410 | 410 | 410 | 410 | 410 | 410 | 410 | 410 | 410 | 410 | 410 | 410 | 410 | 410 | 410 | 410 | 410 | 410 | 410 | 410 | 410 | 410 | 410 | 410 | 410 | 410 | 410 | 410 | 410 | 410 | 410 | 410 | 410 | 410 | 410 | 410 | 410 | 410 | 410 | 410 | 410 | 410 | 410 | 410 | 410 | 410 | 410 | 410 | 410 | 410 | 410 | 410 | 410 | 410 | 410 | 410 | 410 | 410 | 410 | 410 | 410 | 410 | 410 | 410 | 410 | 410 | 410 | 410 | 410 | 410 | 410 | 410 | 410 | 410 | 410 | 410 | 410 | 410 | 410 | 410 | 410 | 410 | 410 | 410 | 410 | 410 | 410 | 410 | 410 | 410 | 410 | 410 | 410 | 410 | 410 | 410 | 410 | 410 | 410 | 410 | 410 | 410 | 410 | 410 | 410 | 410 | 410 | 410 | 410 | 410 | 410 | 410 | 410 | 410 | 410 | 410 | 410 | 410 | 410 | 410 | 410 | 410 | 410 | 410 | 410 | 410 | 410 | 410 | 410 | 410 | 410 | 410 | 410 | 410 | 410 | 410 | 410 | 410 | 410 | 410 | 410 | 410 | 410 | 410 | 410 | 410 | 410 | 410 | 410 | 410 | 410 | 410 | 410 | 410 | 410 | 410 | 410 | 410 | 410 | 410 | 410 | 410 | 410 | 410 | 410 | 410 | 410 | 410 | 410 | 410 | 410 | 410 | 410 | 410 | 410 | 410 | 410 | 410 | 410 | 410 | 410 | 410 | 410 | 410 | 410 | 410 | 410 | 410 | 410 | 410 | 410 | 410 | 410 | 410 | 410 | 410 | 410 | 410 | 410 | 410 | 410 | 410 | 410 | 410 | 410 | 410 | 410 | 410 | 410 | 410 | 410 | 410 | 410 | 410 | 410 | 410 | 410 | 410 | 410 | 410 | 410 | 410 | 410 | 410 | 410 | 410 | 410 | 410 | 410 | 410 | 410 | 410 | 410 | 410 | 410 | 410 | 410 | 410 | 410 | 410 | 410 | 410 | 410 | 410 | 410 | 410 | 410 | 410 | 410 | 410 | 410 | 410 | 410 | 410 | 410 | 410 | 410 | 410 | 410 | 410 | 410 | 410 | 410 | 410 | 410 | 410 | 410 | 410 | 410 | 410 | 410 | 410 | 410 | 410 | 410 | 410 | 410 | 410 | 410 | 410 | 410 | 410 | 410 | 410 | 410 | 410 | 410 | 410 | 410 | 410 | 410 | 410 | 410 | 410 | 410 | 410 | 410 | 410 | 410 | 410 | 410 | 410 | 410 | 410 | 410 | 410 | 410 | 410 | 410 | 410 | 410 | 410 | 410 | 410 | 410 | 410 | 410 | 410 | 410 | 410 | 410 | 410 | 410 | 410 | 410 | 410 | 410 | 410 | 410 | 410 | 410 | 410 | 410 | 410 | 410 | 410 | 410 | 410 | 410 | 410 | 410 | 410 | 410 | 410 | 410 | 410 | 410 | 410 | 410 | 410 | 410 | 410 | 410 | 410 | 410 | 410 | 410 | 410 | 410 | 410 | 410 | 410 | 410 | 410 | 410 | 410 | 410 | 410 | 410 | 410 | 410 | 410 | 410 | 410 | 410 | 410 | 410 | 410 | 410 | 410 | 410 | 410 | 410 | 410 | 410 | 410 | 410 | 410 | 410 | 410 | 410 | 410 | 410 | 410 | 410 | 410 | 410 | 410 | 410 | 410 | 410 | 410 | 410 | 410 | 410 | 410 | 410 | 410 | 410 | 410 | 410 | 410 | 410 | 410 | 410 | 410 | 410 | 410 | 410 | 410 | 410 | 410 | 410 | 410 | 410 | 410 | 410 | 410 | 410 | 410 | 410 | 410 | 410 | 410 | 410 | 410 | 410 | 410 | 410 | 410 | 410 | 410 | 410 | 410 | 410 | 410 | 410 | 410 | 410 | 410 | 410 | 410 | 410 | 410 | 410 | 410 | 410 | 410 | 410 | 410 | 410 | 410 | 410 | 410 | 410 | 410 | 410 | 410 | 410 | 410 | 410 | 410 | 410 | 410 | 410 | 410 | 410 | 410 | 410 | 410 | 410 | 410 | 410 | 410 | 410 | 410 | 410 | 410 | 410 | 410 | 410 | 410 | 410 | 410 | 410 | 410 | 410 | 410 | 410 | 410 | 410 | 410 | 410 | 410 | 410
Proportion of virions | - | uniform | 0.01 | 0.1 |  | These values are not used by this model | - | 0.064439 | 0.019029 | 0.059143 | 0.085681 | 0.033844 | 0.053707 | 0.046721 | 0.096051 | 0.017979 | 0.022054 | 0.054684 | 0.031105 | 0.058333 | 0.09017 | 0.069828 | 0.023947 | 0.082744 | 0.093766 | 0.013429 | 0.05006 | 0.056408 | 0.060899 | 0.053001 | 0.02121 | 0.042558 | 0.035193 | 0.037844 | 0.017968 | 0.053611 | 0.012175 | 0.095346 | 0.043972 | 0.073353 | 0.033652 | 0.094978 | 0.085156 | 0.096122 | 0.026891 | 0.015614 | 0.090394 | 0.099333 | 0.07514 | 0.02538 | 0.059712 | 0.072546 | 0.026335 | 0.062876 | 0.040866 | 0.090103 | 0.07303 | 0.091914 | 0.058381 | 0.092845 | 0.059873 | 0.097316 | 0.053817 | 0.028152 | 0.026306 | 0.020852 | 0.039705 | 0.025863 | 0.083502 | 0.011562 | 0.066565 | 0.03404 | 0.042124 | 0.041291 | 0.050862 | 0.085658 | 0.052554 | 0.031353 | 0.040163 | 0.043468 | 0.033244 | 0.09351 | 0.040257 | 0.098949 | 0.052698 | 0.044445 | 0.062053 | 0.087457 | 0.026588 | 0.039416 | 0.082783 | 0.093055 | 0.036575 | 0.09897 | 0.079809 | 0.028374 | 0.033756 | 0.022928 | 0.015318 | 0.090417 | 0.0743 | 0.020195 | 0.015809 | 0.060978 | 0.060376 | 0.065605 | 0.086116 | 0.017249 | 0.095184 | 0.095892 | 0.028626 | 0.069503 | 0.04405 | 0.058365 | 0.095506 | 0.085304 | 0.093261 | 0.032402 | 0.046687 | 0.038316 | 0.094848 | 0.089062 | 0.018589 | 0.030706 | 0.060501 | 0.057136 | 0.06971 | 0.062311 | 0.027233 | 0.097522 | 0.017857 | 0.012066 | 0.023493 | 0.023381 | 0.070331 | 0.067391 | 0.076021 | 0.029129 | 0.080209 | 0.065541 | 0.084516 | 0.050016 | 0.022423 | 0.078132 | 0.095507 | 0.06751 | 0.096322 | 0.037247 | 0.084016 | 0.025219 | 0.021516 | 0.084898 | 0.022066 | 0.066654 | 0.05025 | 0.090646 | 0.07169 | 0.074681 | 0.016858 | 0.079298 | 0.013456 | 0.09106 | 0.050798 | 0.034797 | 0.051535 | 0.073679 | 0.092405 | 0.089775 | 0.098884 | 0.095306 | 0.079067 | 0.070999 | 0.074703 | 0.083025 | 0.063026 | 0.079569 | 0.074553 | 0.043814 | 0.091036 | 0.058325 | 0.045959 | 0.096036 | 0.038453 | 0.056251 | 0.087897 | 0.028318 | 0.049395 | 0.082387 | 0.070555 | 0.053263 | 0.019037 | 0.0426 | 0.028367 | 0.078039 | 0.096515 | 0.084193 | 0.029914 | 0.053238 | 0.089561 | 0.078045 | 0.039312 | 0.023506 | 0.011836 | 0.091297 | 0.055075 | 0.011245 | 0.088049 | 0.010463 | 0.06034 | 0.019077 | 0.032361 | 0.062288 | 0.049849 | 0.03658 | 0.078162 | 0.079775 | 0.084249 | 0.053297 | 0.026182 | 0.059666 | 0.060823 | 0.034621 | 0.063907 | 0.036417 | 0.053382 | 0.054659 | 0.0943 | 0.04627 | 0.032919 | 0.088318 | 0.087614 | 0.092735 | 0.072003 | 0.083642 | 0.026635 | 0.069135 | 0.061064 | 0.061713 | 0.013174 | 0.047413 | 0.066273 | 0.083763 | 0.084254 | 0.073502 | 0.079114 | 0.059715 | 0.07586 | 0.043358 | 0.098401 | 0.082133 | 0.062031 | 0.030381 | 0.037503 | 0.069581 | 0.037997 | 0.015914 | 0.081296 | 0.054818 | 0.018345 | 0.08828 | 0.036263 | 0.099358 | 0.092086 | 0.048162 | 0.039233 | 0.036251 | 0.078656 | 0.039963 | 0.086427 | 0.089572 | 0.080314 | 0.084488 | 0.020339 | 0.017567 | 0.01313 | 0.04838 | 0.097755 | 0.016535 | 0.015053 | 0.022287 | 0.025545 | 0.035607 | 0.056587 | 0.074813 | 0.017231 | 0.06225 | 0.078851 | 0.014809 | 0.017245 | 0.045579 | 0.088997 | 0.068823 | 0.040228 | 0.041258 | 0.067145 | 0.095451 | 0.0226 | 0.016581 | 0.018245 | 0.037618 | 0.043984 | 0.013319 | 0.095941 | 0.029347 | 0.048519 | 0.037328 | 0.06043 | 0.081017 | 0.060555 | 0.042469 | 0.061487 | 0.021414 | 0.076901 | 0.01946 | 0.067734 | 0.019352 | 0.020208 | 0.048395 | 0.023339 | 0.042398 | 0.073674 | 0.016071 | 0.078945 | 0.014971 | 0.067528 | 0.088146 | 0.076694 | 0.054043 | 0.036705 | 0.04745 | 0.049625 | 0.078453 | 0.05261 | 0.014099 | 0.089901 | 0.082349 | 0.04955 | 0.03439 | 0.014849 | 0.073538 | 0.087378 | 0.064532 | 0.01885 | 0.047069 | 0.027203 | 0.081631 | 0.019514 | 0.021434 | 0.012905 | 0.094323 | 0.054649 | 0.011859 | 0.053276 | 0.058662 | 0.077781 | 0.031438 | 0.026282 | 0.02174 | 0.051752 | 0.044303 | 0.074025 | 0.090337 | 0.024856 | 0.06204 | 0.050712 | 0.058795 | 0.03645 | 0.081045 | 0.056038 | 0.036624 | 0.078664 | 0.095207 | 0.041122 | 0.0723 | 0.098674 | 0.088548 | 0.079288 | 0.057835 | 0.096142 | 0.052753 | 0.075247 | 0.046628 | 0.032447 | 0.099681 | 0.052926 | 0.027689 | 0.049573 | 0.052716 | 0.096372 | 0.081728 | 0.010621 | 0.018022 | 0.067118 | 0.019534 | 0.061219 | 0.085574 | 0.03287 | 0.083342 | 0.058319 | 0.07782 | 0.088942 | 0.071801 | 0.023751 | 0.023287 | 0.063829 | 0.046389 | 0.034419 | 0.018952 | 0.062513 | 0.07353 | 0.065646 | 0.066632 | 0.044273 | 0.087337 | 0.070078 | 0.057263 | 0.050832 | 0.092247 | 0.034407 | 0.091498 | 0.028536 | 0.044319 | 0.094374 | 0.086975 | 0.0802 | 0.013241 | 0.075465 | 0.068805 | 0.066825 | 0.099215 | 0.038563 | 0.043426 | 0.029038 | 0.083627 | 0.058822 | 0.043298 | 0.014369 | 0.068843 | 0.043996 | 0.032876 | 0.074185 | 0.081774 | 0.010266 | 0.066395 | 0.048545 | 0.023994 | 0.081408 | 0.050714 | 0.052464 | 0.053682 | 0.088792 | 0.023706 | 0.06477 | 0.035299 | 0.072714 | 0.052297 | 0.055625 | 0.067763 | 0.037305 | 0.036686 | 0.042498 | 0.097166 | 0.039873 | 0.092348 | 0.065857 | 0.029614 | 0.036823 | 0.047742 | 0.088924 | 0.015219 | 0.016918 | 0.022784 | 0.057955 | 0.057388 | 0.024782 | 0.05177 | 0.067635 | 0.037892 | 0.02617 | 0.061723 | 0.040209 | 0.057603 | 0.031846 | 0.053236 | 0.034898 | 0.08236 | 0.084157 | 0.024134 | 0.010915 | 0.059797 | 0.066559 | 0.019906 | 0.024223 | 0.044712 | 0.079823 | 0.047897 | 0.067292 | 0.016655 | 0.040252 | 0.041932 | 0.090129 | 0.078625 | 0.019961 | 0.074234 | 0.069411 | 0.060224 | 0.016245 | 0.068923 | 0.038394 | 0.015389 | 0.08424 | 0.051157 | 0.059726 | 0.044677 | 0.085852 | 0.068918 | 0.044324 | 0.010851 | 0.091059 | 0.078213 | 0.036241 | 0.080457 | 0.010024 | 0.013308 | 0.033479 | 0.04326 | 0.034791 | 0.024885 | 0.068022 | 0.039725 | 0.089612 | 0.074404 | 0.061951 | 0.061452 | 0.068795 | 0.010667 | 0.010273 | 0.054818 | 0.045708 | 0.04211 | 0.066561 | 0.068396 | 0.039828 | 0.039309 | 0.03456 | 0.083865 | 0.046122 | 0.070241 | 0.054094 | 0.098208 | 0.073938 | 0.026022 | 0.076985 | 0.038028 | 0.094002 | 0.054157 | 0.03745 | 0.028413 | 0.085735 | 0.049784 | 0.054354 | 0.019453 | 0.097677 | 0.05961 | 0.060266 | 0.044503 | 0.032075 | 0.066333 | 0.082204 | 0.022983 | 0.058725 | 0.028733 | 0.067107 | 0.079637 | 0.071981 | 0.023443 | 0.07176 | 0.014287 | 0.056932 | 0.051764 | 0.091401 | 0.095115 | 0.054438 | 0.088137 | 0.054651 | 0.078607 | 0.040635 | 0.037205 | 0.028821 | 0.021021 | 0.041466 | 0.087093 | 0.077094 | 0.061425 | 0.014652 | 0.039735 | 0.041652 | 0.055504 | 0.027399 | 0.017575 | 0.068724 | 0.059736 | 0.036275 | 0.080401 | 0.045099 | 0.092939 | 0.025416 | 0.083767 | 0.0268 | 0.023779 | 0.06375 | 0.037776 | 0.090432 | 0.0871 | 0.068283 | 0.050305 | 0.056965 | 0.092518 | 0.045114 | 0.089018 | 0.083391 | 0.01419 | 0.014293 | 0.065232 | 0.024619 | 0.094939 | 0.069541 | 0.08516 | 0.082487 | 0.032784 | 0.055011 | 0.080243 | 0.050303 | 0.022608 | 0.020844 | 0.051987 | 0.082581 | 0.055317 | 0.044391 | 0.027936 | 0.086882 | 0.085324 | 0.096181 | 0.075719 | 0.041607 | 0.078719 | 0.018031 | 0.099283 | 0.014001 | 0.042668 | 0.084934 | 0.023541 | 0.076541 | 0.041981 | 0.028461 | 0.087599 | 0.047049 | 0.084214 | 0.081325 | 0.046211 | 0.066405 | 0.015548 | 0.039791 | 0.021044 | 0.067773 | 0.03805 | 0.051456 | 0.073249 | 0.02308 | 0.029738 | 0.053166 | 0.04544 | 0.061529 | 0.021925 | 0.038558 | 0.086326 | 0.096024 | 0.040696 | 0.045654 | 0.074991 | 0.019975 | 0.073868 | 0.097308 | 0.022192 | 0.049885 | 0.096807 | 0.024711 | 0.018717 | 0.017109 | 0.08545 | 0.047447 | 0.075187 | 0.041141 | 0.096671 | 0.069222 | 0.017019 | 0.033036 | 0.087758 | 0.094504 | 0.098318 | 0.087215 | 0.089309 | 0.014246 | 0.031288 | 0.034904 | 0.086145 | 0.021063 | 0.060206 | 0.097131 | 0.025344 | 0.014205 | 0.078654 | 0.03428 | 0.059471 | 0.06494 | 0.018878 | 0.075081 | 0.027161 | 0.016512 | 0.061512 | 0.060122 | 0.044145 | 0.043839 | 0.022628 | 0.031355 | 0.058071 | 0.080924 | 0.058505 | 0.064896 | 0.063957 | 0.042409 | 0.099619 | 0.077064 | 0.014017 | 0.090293 | 0.062934 | 0.0926 | 0.052253 | 0.057875 | 0.081602 | 0.025831 | 0.030788 | 0.076676 | 0.099714 | 0.024049 | 0.023966 | 0.047369 | 0.075094 | 0.015794 | 0.080613 | 0.095597 | 0.048989 | 0.026185 | 0.094697 | 0.073738 | 0.025998 | 0.047226 | 0.044064 | 0.026882 | 0.067782 | 0.097579 | 0.056874 | 0.046522 | 0.0892 | 0.03323 | 0.09038 | 0.07812 | 0.060065 | 0.098314 | 0.091903 | 0.046241 | 0.038256 | 0.010098 | 0.087255 | 0.042387 | 0.073609 | 0.036356 | 0.026977 | 0.048031 | 0.033604 | 0.076628 | 0.048301 | 0.091536 | 0.048663 | 0.07724 | 0.063341 | 0.074985 | 0.035877 | 0.028737 | 0.04028 | 0.014545 | 0.090582 | 0.064187 | 0.031326 | 0.018593 | 0.093035 | 0.094019 | 0.044827 | 0.038935 | 0.086943 | 0.05654 | 0.084178 | 0.087968 | 0.070233 | 0.057617 | 0.010395 | 0.099759 | 0.048128 | 0.04734 | 0.013281 | 0.013097 | 0.025938 | 0.028308 | 0.067936 | 0.035313 | 0.010261 | 0.08946 | 0.036137 | 0.026914 | 0.054837 | 0.022198 | 0.049901 | 0.072398 | 0.062054 | 0.093073 | 0.045535 | 0.046974 | 0.016603 | 0.016478 | 0.053851 | 0.021095 | 0.043315 | 0.038544 | 0.037529 | 0.065171 | 0.024033 | 0.090106 | 0.014703 | 0.085751 | 0.030859 | 0.029484 | 0.024919 | 0.098061 | 0.035002 | 0.08139 | 0.070022 | 0.058944 | 0.048938 | 0.028151 | 0.050378 | 0.043671 | 0.024355 | 0.069651 | 0.066663 | 0.018659 | 0.072331 | 0.090423 | 0.067952 | 0.062669 | 0.094319 | 0.052585 | 0.082716 | 0.080168 | 0.068653 | 0.043757 | 0.084657 | 0.051654 | 0.079117 | 0.058803 | 0.076889 | 0.011796 | 0.079569 | 0.030803 | 0.039695 | 0.046512 | 0.050335 | 0.017265 | 0.050358 | 0.022092 | 0.050153 | 0.097038 | 0.091307 | 0.055504 | 0.09551 | 0.065896 | 0.017267 | 0.082001 | 0.055872 | 0.040839 | 0.075355 | 0.069901 | 0.092586 | 0.068764 | 0.083746 | 0.014647 | 0.016312 | 0.010336 | 0.06739 | 0.085003 | 0.012123 | 0.073416 | 0.064453 | 0.04103 | 0.013515 | 0.043288 | 0.095521 | 0.038339 | 0.034011 | 0.01577 | 0.099156 | 0.07988 | 0.091544 | 0.071633 | 0.041177 | 0.075861 | 0.062155 | 0.048253 | 0.059082 | 0.071113 | 0.073575 | 0.070097 | 0.0664 | 0.035948 | 0.078983 | 0.077038 | 0.055139 | 0.020288 | 0.070009 | 0.044882 | 0.094566 | 0.016623 | 0.07478 | 0.02689 | 0.052398 | 0.079799 | 0.094232 | 0.065509 | 0.02684 | 0.033379 | 0.024025 | 0.089526 | 0.082543 | 0.099171 | 0.017942 | 0.043381 | 0.092787 | 0.096462 | 0.029749 | 0.061017 | 0.082648 | 0.024433 | 0.076091 | 0.079741 | 0.032837 | 0.039049 | 0.026558 | 0.096414 | 0.091299 | 0.065168 | 0.050475 | 0.029331 | 0.056143 | 0.017228 | 0.07631 | 0.024372 | 0.048588 | 0.0888 | 0.064838 | 0.097764 | 0.037787 | 0.035693 | 0.092504 | 0.011899 | 0.010224 | 0.078509 | 0.072684 | 0.082632 | 0.017687 | 0.016701 | 0.043472 | 0.048687 | 0.086792 | 0.092337 | 0.043439 | 0.016044 | 0.029331 | 0.072042 | 0.081941 | 0.045666 | 0.086113 | 0.054675 | 0.074274 | 0.026156 | 0.012788 | 0.03135 | 0.047908 | 0.068649 | 0.016555 | 0.029669 | 0.027462 | 0.091636 | 0.031753 | 0.074183 | 0.080682 | 0.055067 | 0.075951 | 0.030311 | 0.086885 | 0.093767 | 0.021718 | 0.033195 | 0.07657 | 0.038601 | 0.095004 | 0.064929 | 0.085793 | 0.047523 | 0.099089 | 0.019941 | 0.072916 | 0.043332 | 0.063232 | 0.082279 | 0.054697 | 0.05488 | 0.031939 | 0.082047 | 0.072326 | 0.011026 | 0.035074 | 0.012733 | 0.048595 | 0.045834 | 0.014638 | 0.099616 | 0.078887 | 0.087818 | 0.084057 | 0.080468 | 0.034925 | 0.072469 | 0.089845 | 0.08977 | 0.035092 | 0.081414 | 0.088972 | 0.038421 | 0.011873 | 0.094255 | 0.059606 | 0.085035 | 0.010756 | 0.021262 | 0.053595 | 0.098973 | 0.083421 | 0.042778 | 0.011957 | 0.079908 | 0.06521 | 0.061342 | 0.090911 | 0.049061 | 0.09473 | 0.067198 | 0.097771 | 0.087257 | 0.02787 | 0.096808 | 0.0351 | 0.028119 | 0.011745 | 0.05413 | 0.090146 | 0.050697 | 0.067454 | 0.063746 | 0.059346 | 0.047989 | 0.068654 | 0.086037 | 0.010035 | 0.089724 | 0.031523 | 0.079225 | 0.04922 | 0.089523 | 0.017421 | 0.07304 | 0.072706 | 0.091693 | 0.051028 | 0.082686 | 0.057365 | 0.048041 | 0.077635 | 0.059755 | 0.095874 | 0.029966 | 0.026377 | 0.058477 | 0.080784 | 0.028399 | 0.033869 | 0.055714 | 0.094303 | 0.070628 | 0.036289 | 0.085909 | 0.055615 | 0.090643 | 0.062389 | 0.073862 | 0.036672 | 0.037254 | 0.04686 | 0.093269 | 0.062191 | 0.041444 | 0.073364 | 0.047476 | 0.096723 | 0.063158 | 0.03255 | 0.094087 | 0.069382 | 0.095554 | 0.080857 | 0.045375 | 0.048544 | 0.010787 | 0.054131 | 0.040283 | 0.055549 | 0.092634 | 0.041939 | 0.096568 | 0.053233 | 0.023936 | 0.053049 | 0.02527 | 0.070484 | 0.045981 | 0.074405 | 0.024926 | 0.050082 | 0.093557 | 0.053239 | 0.061346 | 0.018756 | 0.040866 | 0.093522 | 0.069837 | 0.028774 | 0.034368 | 0.063969 | 0.084631 | 0.077279 | 0.026749 | 0.022228 | 0.085486 | 0.070779 | 0.027461 | 0.011197 | 0.024098 | 0.01066 | 0.065323 | 0.078729 | 0.020314 | 0.026112 | 0.037842 | 0.033549 | 0.025134 | 0.027997 | 0.075475 | 0.059736 | 0.088226 | 0.083747 | 0.050057 | 0.018379 | 0.074382 | 0.099897 | 0.01114 | 0.038038 | 0.012258 | 0.053668 | 0.021953 | 0.04071 | 0.08451 | 0.05021 | 0.081606 | 0.038902 | 0.041104 | 0.082198 | 0.068139 | 0.070414 | 0.079589 | 0.095194 | 0.074084 | 0.049133 | 0.048345 | 0.096025 | 0.070912 | 0.027735 | 0.010849 | 0.080722 | 0.020107 | 0.035093 | 0.06756 | 0.08587 | 0.053485 | 0.089112 | 0.069522 | 0.035902 | 0.04506 | 0.053198 | 0.015636 | 0.022047 | 0.056486 | 0.082331 | 0.066345 | 0.044394 | 0.031217 | 0.048168 | 0.020965 | 0.027747 | 0.01408 | 0.088282 | 0.048408 | 0.055353 | 0.062854 | 0.030426 | 0.08352 | 0.069874 | 0.086892 | 0.047429 | 0.094549 | 0.021971 | 0.083149 | 0.041656 | 0.015119 | 0.097541 | 0.099031 | 0.022722 | 0.035162 | 0.079554 | 0.099782 | 0.063775 | 0.074686 | 0.018392 | 0.073965 | 0.052955 | 0.020473 | 0.045181 | 0.085645 | 0.088325 | 0.021657 | 0.057206 | 0.054604 | 0.034175 | 0.077608 | 0.012517 | 0.086366 | 0.010486 | 0.090644 | 0.091378 | 0.019547 | 0.093471 | 0.069599 | 0.082724 | 0.095402 | 0.096604 | 0.060303 | 0.079294 | 0.060164 | 0.054802 | 0.051889 | 0.03035 | 0.082495 | 0.018763 | 0.099088 | 0.011425 | 0.030417 | 0.011216 | 0.034732 | 0.088542 | 0.034731 | 0.076544 | 0.075856 | 0.010041 | 0.046244 | 0.089776 | 0.036182 | 0.032134 | 0.095034 | 0.072316 | 0.010256 | 0.016069 | 0.041309 | 0.085252 | 0.059855 | 0.083989 | 0.088238 | 0.015456 | 0.071048 | 0.076218 | 0.097882 | 0.084361 | 0.081 | 0.054304 | 0.073606 | 0.043344 | 0.067638 | 0.065057 | 0.033606 | 0.017899 | 0.035233 | 0.055557 | 0.045486 | 0.022562 | 0.033711 | 0.098345 | 0.077835 | 0.012011 | 0.057503 | 0.067464 | 0.095383 | 0.024044 | 0.030478 | 0.046112 | 0.080781 | 0.010382 | 0.013374 | 0.073116 | 0.030798 | 0.05921 | 0.031517 | 0.091174 | 0.096017 | 0.057045 | 0.08173 | 0.010214 | 0.043652 | 0.022632 | 0.03945 | 0.068652 | 0.015121 | 0.042714 | 0.027236 | 0.052131 | 0.078076 | 0.045144 | 0.023751 | 0.095101 | 0.047748 | 0.025508 | 0.02459 | 0.084094 | 0.020997 | 0.059012 | 0.079935 | 0.042802 | 0.013418 | 0.079189 | 0.016931 | 0.078104 | 0.056653 | 0.058365 | 0.066012 | 0.090257 | 0.020141 | 0.018689 | 0.080285 | 0.022177 | 0.074838 | 0.03439 | 0.055977 | 0.045751 | 0.045288 | 0.016411 | 0.085836 | 0.051488 | 0.094703 | 0.028408 | 0.024571 | 0.089286 | 0.097847 | 0.010118 | 0.033663 | 0.039797 | 0.081617 | 0.027961 | 0.058604 | 0.015589 | 0.080459 | 0.02127 | 0.038482 | 0.094991 | 0.018272 | 0.091023 | 0.059036 | 0.018798 | 0.018815 | 0.088299 | 0.060602 | 0.014384 | 0.086227 | 0.084263 | 0.029522 | 0.07174 | 0.085753 | 0.030086 | 0.060728 | 0.072938 | 0.091345 | 0.074231 | 0.076266 | 0.025476 | 0.087942 | 0.013579 | 0.039388 | 0.01659 | 0.079187 | 0.095236 | 0.03983 | 0.025764 | 0.068678 | 0.068948 | 0.095511 | 0.048478 | 0.029136 | 0.080758 | 0.059016 | 0.06056 | 0.015538 | 0.010931 | 0.019634 | 0.040819 | 0.094285 | 0.013416 | 0.026788 | 0.017131 | 0.057857 | 0.062537 | 0.039701 | 0.079527 | 0.011497 | 0.099527 | 0.078046 | 0.090577 | 0.039417 | 0.088938 | 0.083834 | 0.06909 | 0.019335 | 0.014377 | 0.082885 | 0.093949 | 0.010557 | 0.06067 | 0.049173 | 0.075073 | 0.097991 | 0.089719 | 0.075763 | 0.095355 | 0.032846 | 0.014842 | 0.062176 | 0.056111 | 0.068974 | 0.039972 | 0.072801 | 0.098552 | 0.033982 | 0.065445 | 0.094383 | 0.032982 | 0.057351 | 0.058064 | 0.086225 | 0.083031 | 0.096358 | 0.070182 | 0.053098 | 0.039155 | 0.08545 | 0.023085 | 0.037021 | 0.09324 | 0.090346 | 0.08361 | 0.076565 | 0.03729 | 0.037356 | 0.024399 | 0.018915 | 0.085435 | 0.052567 | 0.014121 | 0.095262 | 0.038239 | 0.05264 | 0.018895 | 0.068729 | 0.010574 | 0.088211 | 0.040408 | 0.081039 | 0.019356 | 0.058095 | 0.094899 | 0.023248 | 0.038022 | 0.034488 | 0.037263 | 0.069598 | 0.02225 | 0.065131 | 0.080192 | 0.053158 | 0.037549 | 0.027108 | 0.024809 | 0.04677 | 0.083677 | 0.084716 | 0.011433 | 0.027053 | 0.068078 | 0.037514 | 0.02606 | 0.09899 | 0.071422 | 0.066821 | 0.079291 | 0.028982 | 0.077704 | 0.019263 | 0.093525 | 0.09287 | 0.070396 | 0.083477 | 0.036024 | 0.096929 | 0.098829 | 0.027534 | 0.066911 | 0.081152 | 0.019634 | 0.076575 | 0.046445 | 0.09409 | 0.068338 | 0.096012 | 0.015412 | 0.040467 | 0.090962 | 0.019084 | 0.098136 | 0.07952 | 0.0381 | 0.084834 | 0.038419 | 0.045123 | 0.062545 | 0.066624 | 0.086882 | 0.014514 | 0.014802 | 0.043494 | 0.076128 | 0.062064 | 0.08368 | 0.061197 | 0.049103 | 0.015553 | 0.02276 | 0.080105 | 0.061247 | 0.085292 | 0.058367 | 0.049717 | 0.052519 | 0.046995 | 0.074969 | 0.083402 | 0.029555 | 0.03016 | 0.094671 | 0.094135 | 0.015256 | 0.099928 | 0.039554 | 0.057223 | 0.059421 | 0.030248 | 0.087074 | 0.035935 | 0.010222 | 0.011672 | 0.027751 | 0.032982 | 0.05351 | 0.029368 | 0.098887 | 0.093293 | 0.051381 | 0.017504 | 0.058522 | 0.016279 | 0.084486 | 0.016305 | 0.060517 | 0.033969 | 0.073139 | 0.071425 | 0.027164 | 0.033311 | 0.044895 | 0.091962 | 0.062706 | 0.045498 | 0.052558 | 0.080534 | 0.067564 | 0.07475 | 0.081057 | 0.064881 | 0.034545 | 0.074767 | 0.077054 | 0.02064 | 0.051799 | 0.063788 | 0.088554 | 0.064719 | 0.058361 | 0.054521 | 0.056181 | 0.044041 | 0.022492 | 0.032826 | 0.012972 | 0.06564 | 0.011371 | 0.084684 | 0.023686 | 0.047646 | 0.053397 | 0.032694 | 0.021038 | 0.050697 | 0.029473 | 0.024864 | 0.097837 | 0.072667 | 0.044713 | 0.027882 | 0.090666 | 0.055233 | 0.04679 | 0.022658 | 0.037682 | 0.09214 | 0.034342 | 0.029761 | 0.033315 | 0.015242 | 0.066934 | 0.086837 | 0.065838 | 0.066147 | 0.091053 | 0.018634 | 0.03333 | 0.083071 | 0.062733 | 0.086181 | 0.026023 | 0.024613 | 0.056667 | 0.042032 | 0.0923 | 0.098662 | 0.084712 | 0.092189 | 0.062532 | 0.018659 | 0.038343 | 0.072217 | 0.049552 | 0.046898 | 0.068378 | 0.035717 | 0.044313 | 0.048761 | 0.052664 | 0.073042 | 0.061609 | 0.028129 | 0.052014 | 0.064321 | 0.017827 | 0.091512 | 0.011961 | 0.09746 | 0.092218 | 0.054489 | 0.043916 | 0.073009 | 0.089355 | 0.084733 | 0.0619 | 0.085547 | 0.050228 | 0.092227 | 0.067817 | 0.045261 | 0.027289 | 0.054943 | 0.02449 | 0.086216 | 0.024451 | 0.058742 | 0.048771 | 0.048306 | 0.034445 | 0.046187 | 0.049747 | 0.033458 | 0.067569 | 0.076179 | 0.072777 | 0.082964 | 0.073015 | 0.089281 | 0.086031 | 0.094005 | 0.097982 | 0.070412 | 0.062524 | 0.08768 | 0.027594 | 0.064141 | 0.094748 | 0.071549 | 0.088846 | 0.016324 | 0.018808 | 0.058671 | 0.050775 | 0.063643 | 0.07822 | 0.074298 | 0.014437 | 0.088965 | 0.067485 | 0.057021 | 0.056674 | 0.020126 | 0.019742 | 0.090122 | 0.043091 | 0.060675 | 0.026445 | 0.037606 | 0.079035 | 0.045164 | 0.01468 | 0.018139 | 0.010443 | 0.030802 | 0.026174 | 0.092722 | 0.012306 | 0.041542 | 0.076879 | 0.043305 | 0.018911 | 0.024438 | 0.051247 | 0.051443 | 0.042285 | 0.091342 | 0.045058 | 0.093654 | 0.054541 | 0.05121 | 0.074098 | 0.016881 | 0.028818 | 0.054771 | 0.096616 | 0.022612 | 0.067553 | 0.042163 | 0.055976 | 0.077998 | 0.061978 | 0.087404 | 0.02832 | 0.02916 | 0.055138 | 0.084529 | 0.086903 | 0.019447 | 0.030424 | 0.074158 | 0.081177 | 0.086453 | 0.094702 | 0.03492 | 0.039233 | 0.037423 | 0.011247 | 0.045849 | 0.091969 | 0.061674 | 0.014281 | 0.010841 | 0.076568 | 0.067173 | 0.027169 | 0.010286 | 0.015628 | 0.050022 | 0.094922 | 0.047006 | 0.022036 | 0.022692 | 0.091263 | 0.051285 | 0.041457 | 0.074934 | 0.019703 | 0.048818 | 0.094526 | 0.090773 | 0.020766 | 0.035358 | 0.010225 | 0.040997 | 0.046164 | 0.04393 | 0.087829 | 0.08301 | 0.09979 | 0.056929 | 0.021166 | 0.034244 | 0.02576 | 0.082073 | 0.090275 | 0.058436 | 0.01831 | 0.090123 | 0.073165 | 0.041337 | 0.019831 | 0.07562 | 0.05961 | 0.081752 | 0.081118 | 0.080434 | 0.035702 | 0.04181 | 0.018203 | 0.01793 | 0.074967 | 0.041807 | 0.068859 | 0.071633 | 0.011134 | 0.089739 | 0.017562 | 0.012269 | 0.076617 | 0.042048 | 0.036862 | 0.056143 | 0.062085 | 0.069039 | 0.04596 | 0.025088 | 0.046118 | 0.08316 | 0.068048 | 0.053441 | 0.070581 | 0.051733 | 0.043755 | 0.090888 | 0.086783 | 0.096491 | 0.098213 | 0.092194 | 0.051785 | 0.060749 | 0.014048 | 0.030141 | 0.057618 | 0.091658 | 0.073892 | 0.08461 | 0.020076 | 0.077852 | 0.034087 | 0.038459 | 0.028196 | 0.08953 | 0.081202 | 0.034887 | 0.040246 | 0.06381 | 0.076186 | 0.071038 | 0.01094 | 0.071004 | 0.06519 | 0.067798 | 0.079104 | 0.05233 | 0.093369 | 0.033341 | 0.085052 | 0.016647 | 0.077051 | 0.016045 | 0.075023 | 0.01748 | 0.043399 | 0.053974 | 0.014862 | 0.099768 | 0.071467 | 0.058405 | 0.044439 | 0.075582 | 0.042212 | 0.05948 | 0.042981 | 0.092707 | 0.09747 | 0.098505 | 0.060049 | 0.086095 | 0.060898 | 0.074182 | 0.057305 | 0.06924 | 0.040079 | 0.032732 | 0.012604 | 0.070499 | 0.03742 | 0.013836 | 0.017177 | 0.044163 | 0.067768 | 0.040688 | 0.075505 | 0.085952 | 0.096364 | 0.011845 | 0.027419 | 0.036894 | 0.028339 | 0.093034 | 0.078599 | 0.039509 | 0.054537 | 0.027832 | 0.075373 | 0.052866 | 0.071459 | 0.086988 | 0.064325 | 0.031225 | 0.085138 | 0.034748 | 0.030039 | 0.066353 | 0.032297 | 0.019484 | 0.076158 | 0.073155 | 0.051164 | 0.072774 | 0.09672 | 0.081143 | 0.024275 | 0.055459 | 0.090845 | 0.02743 | 0.020894 | 0.03401 | 0.015499 | 0.033612 | 0.050895 | 0.092295 | 0.078511 | 0.057345 | 0.047781 | 0.086788 | 0.063789 | 0.086261 | 0.060406 | 0.025415 | 0.060071 | 0.058368 | 0.088185 | 0.049543 | 0.077642 | 0.019892 | 0.042353 | 0.080714 | 0.096258 | 0.033009 | 0.080871 | 0.056332 | 0.01353 | 0.011672 | 0.077739 | 0.059817 | 0.011909 | 0.089576 | 0.036506 | 0.030705 | 0.092485 | 0.015259 | 0.099249 | 0.017104 | 0.025024 | 0.074641 | 0.022126 | 0.057989 | 0.011535 | 0.076507 | 0.020562 | 0.066811 | 0.047726 | 0.025711 | 0.030392 | 0.038475 | 0.058085 | 0.060471 | 0.089103 | 0.062583 | 0.096749 | 0.059509 | 0.017975 | 0.017455 | 0.035275 | 0.042684 | 0.090228 | 0.062936 | 0.029823 | 0.0131 | 0.073608 | 0.044547 | 0.089802 | 0.041939 | 0.070159 | 0.059173 | 0.094782 | 0.043206 | 0.036508 | 0.038663 | 0.063837 | 0.07774 | 0.061203 | 0.046639 | 0.025666 | 0.082372 | 0.04599 | 0.052118 | 0.086875 | 0.080146 | 0.077791 | 0.07847 | 0.082115 | 0.042633 | 0.049632 | 0.06765 | 0.027991 | 0.069107 | 0.03914 | 0.017462 | 0.025159 | 0.089621 | 0.069538 | 0.090522 | 0.026271 | 0.079607 | 0.079823 | 0.06117 | 0.068184 | 0.018237 | 0.03234 | 0.096688 | 0.052812 | 0.094778 | 0.01519 | 0.033737 | 0.034875 | 0.076471 | 0.01959 | 0.084369 | 0.09903 | 0.020822 | 0.038916 | 0.057521 | 0.013337 | 0.037074 | 0.027513 | 0.064612 | 0.049173 | 0.042097 | 0.066363 | 0.053658 | 0.016529 | 0.055649 | 0.016247 | 0.022377 | 0.056865 | 0.096999 | 0.02364 | 0.052895 | 0.091711 | 0.055733 | 0.073578 | 0.053819 | 0.022841 | 0.047318 | 0.09933 | 0.084666 | 0.013876 | 0.037574 | 0.010026 | 0.038902 | 0.066122 | 0.060321 | 0.083511 | 0.033523 | 0.023721 | 0.063423 | 0.091147 | 0.061097 | 0.06897 | 0.066553 | 0.067648 | 0.017876 | 0.035189 | 0.042397 | 0.049781 | 0.085407 | 0.073846 | 0.027661 | 0.030758 | 0.05371 | 0.063132 | 0.046148 | 0.025108 | 0.059128 | 0.013087 | 0.042878 | 0.070471 | 0.027362 | 0.075565 | 0.039887 | 0.092044 | 0.080823 | 0.08567 | 0.02988 | 0.05197 | 0.042746 | 0.047999 | 0.059731 | 0.078297 | 0.025954 | 0.025016 | 0.096073 | 0.019987 | 0.018368 | 0.032826 | 0.0908 | 0.082207 | 0.015856 | 0.040279 | 0.077357 | 0.048244 | 0.0445 | 0.015859 | 0.025268 | 0.070611 | 0.057654 | 0.041016 | 0.040376 | 0.062206 | 0.073325 | 0.026958 | 0.066955 | 0.090553 | 0.010551 | 0.033502 | 0.030985 | 0.059669 | 0.084265 | 0.048742 | 0.014428 | 0.086741 | 0.022701 | 0.063439 | 0.078757 | 0.030584 | 0.026386 | 0.023022 | 0.049878 | 0.024645 | 0.016002 | 0.01941 | 0.073817 | 0.051496 | 0.08281 | 0.056025 | 0.089123 | 0.070792 | 0.075746 | 0.097182 | 0.07532 | 0.031984 | 0.036328 | 0.019905 | 0.038166 | 0.068544 | 0.022381 | 0.036102 | 0.023934 | 0.065322 | 0.08802 | 0.056828 | 0.045213 | 0.089295 | 0.010874 | 0.027456 | 0.076408 | 0.037935 | 0.067484 | 0.062114 | 0.05629 | 0.09101 | 0.020662 | 0.018271 | 0.077987 | 0.021122 | 0.014442 | 0.060642 | 0.012257 | 0.060274 | 0.058979 | 0.09357 | 0.035766 | 0.020008 | 0.064082 | 0.016412 | 0.0327 | 0.038851 | 0.092797 | 0.09566 | 0.067323 | 0.063812 | 0.071379 | 0.016608 | 0.098195 | 0.025113 | 0.03947 | 0.010122 | 0.029752 | 0.071856 | 0.012903 | 0.025344 | 0.037156 | 0.086307 | 0.087031 | 0.062767 | 0.092735 | 0.046698 | 0.033315 | 0.04647 | 0.012469 | 0.067 | 0.098639 | 0.088246 | 0.072653 | 0.012254 | 0.053013 | 0.010491 | 0.081893 | 0.083794 | 0.02797 | 0.084803 | 0.070193 | 0.061136 | 0.077076 | 0.056161 | 0.037939 | 0.039479 | 0.073104 | 0.04279 | 0.066132 | 0.051306 | 0.022278 | 0.067086 | 0.014283 | 0.050615 | 0.096077 | 0.053379 | 0.032062 | 0.081247 | 0.062536 | 0.076707 | 0.016748 | 0.089741 | 0.067304 | 0.066233 | 0.043447 | 0.097022 | 0.048771 | 0.066599 | 0.044474 | 0.025297 | 0.055773 | 0.053025 | 0.042281 | 0.051764 | 0.050227 | 0.091462 | 0.018174 | 0.037 | 0.060975 | 0.066205 | 0.087596 | 0.092974 | 0.079718 | 0.081281 | 0.029353 | 0.066376 | 0.060775 | 0.095319 | 0.027809 | 0.084233 | 0.049403 | 0.076583 | 0.041825 | 0.092554 | 0.042953 | 0.015658 | 0.030947 | 0.047333 | 0.028946 | 0.05425 | 0.015744 | 0.087919 | 0.020427 | 0.086657 | 0.098196 | 0.060972 | 0.067615 | 0.029473 | 0.016157 | 0.03488 | 0.022624 | 0.079213 | 0.075601 | 0.019775 | 0.03873 | 0.05128 | 0.021816 | 0.074752 | 0.047399 | 0.036415 | 0.021866 | 0.044449 | 0.028963 | 0.026333 | 0.074201 | 0.015442 | 0.022213 | 0.014225 | 0.048703 | 0.019686 | 0.08222 | 0.097981 | 0.071128 | 0.040893 | 0.052857 | 0.060553 | 0.068763 | 0.095225 | 0.039546 | 0.028449 | 0.066403 | 0.024404 | 0.088283 | 0.07611 | 0.058188 | 0.091351 | 0.013487 | 0.041988 | 0.0623 | 0.031888 | 0.051657 | 0.099036 | 0.034135 | 0.083243 | 0.072129 | 0.047621 | 0.035919 | 0.084111 | 0.011284 | 0.081114 | 0.05182 | 0.028024 | 0.098946 | 0.025837 | 0.041121 | 0.085041 | 0.064892 | 0.034576 | 0.098484 | 0.087299 | 0.099747 | 0.079876 | 0.041944 | 0.075483 | 0.062041 | 0.035138 | 0.045531 | 0.057239 | 0.034705 | 0.08801 | 0.081345 | 0.016072 | 0.061934 | 0.053903 | 0.098847 | 0.045715 | 0.032932 | 0.058883 | 0.018761 | 0.024767 | 0.095415 | 0.041467 | 0.020701 | 0.047259 | 0.08364 | 0.050745 | 0.05813 | 0.070185 | 0.047517 | 0.051137 | 0.026931 | 0.080491 | 0.070375 | 0.062092 | 0.022503 | 0.099514 | 0.030233 | 0.028772 | 0.041781 | 0.043792 | 0.030339 | 0.076281 | 0.064324 | 0.018191 | 0.034753 | 0.058731 | 0.04969 | 0.069214 | 0.022867 | 0.045783 | 0.047329 | 0.07064 | 0.070281 | 0.099246 | 0.065855 | 0.064866 | 0.034662 | 0.036471 | 0.082092 | 0.084059 | 0.072112 | 0.088195 | 0.089298 | 0.055982 | 0.065019 | 0.019669 | 0.046484 | 0.071888 | 0.042673 | 0.02263 | 0.09488 | 0.061719 | 0.091425 | 0.068941 | 0.09945 | 0.08737 | 0.041753 | 0.045836 | 0.097701 | 0.088048 | 0.013203 | 0.021122 | 0.02271 | 0.030961 | 0.058296 | 0.097539 | 0.040352 | 0.055446 | 0.027885 | 0.098213 | 0.084269 | 0.074019 | 0.09592 | 0.097856 | 0.030394 | 0.067681 | 0.097576 | 0.053016 | 0.099529 | 0.049928 | 0.073049 | 0.067688 | 0.040797 | 0.077371 | 0.085927 | 0.050776 | 0.07281 | 0.034238 | 0.025552 | 0.054338 | 0.060403 | 0.047652 | 0.090047 | 0.053443 | 0.094193 | 0.025193 | 0.031836 | 0.059135 | 0.064751 | 0.098072 | 0.090711 | 0.044785 | 0.024268 | 0.066102 | 0.081462 | 0.041205 | 0.017839 | 0.085538 | 0.098933 | 0.0308 | 0.076433 | 0.078818 | 0.012327 | 0.066086 | 0.089194 | 0.064401 | 0.040291 | 0.083498 | 0.062115 | 0.046499 | 0.011791 | 0.050418 | 0.084734 | 0.085292 | 0.07948 | 0.043192 | 0.089237 | 0.093647 | 0.025353 | 0.011412 | 0.079732 | 0.014949 | 0.019078 | 0.06487 | 0.065204 | 0.054952 | 0.087926 | 0.023974 | 0.011327 | 0.058065 | 0.041698 | 0.041157 | 0.021603 | 0.099305 | 0.091754 | 0.088183 | 0.068528 | 0.037405 | 0.079021 | 0.044872 | 0.023358 | 0.027828 | 0.065166 | 0.097386 | 0.065937 | 0.029071 | 0.07443 | 0.041905 | 0.040725 | 0.018826 | 0.092534 | 0.014132 | 0.099917 | 0.02164 | 0.056503 | 0.058486 | 0.072882 | 0.086291 | 0.04214 | 0.061353 | 0.05668 | 0.065368 | 0.065865 | 0.084505 | 0.035551 | 0.026022 | 0.084961 | 0.059746 | 0.032548 | 0.036536 | 0.062498 | 0.091054 | 0.041317 | 0.030337 | 0.055494 | 0.067281 | 0.052195 | 0.017068 | 0.059154 | 0.019605 | 0.064368 | 0.069348 | 0.043245 | 0.072769 | 0.058496 | 0.067309 | 0.058871 | 0.067982 | 0.018773 | 0.07268 | 0.078752 | 0.071658 | 0.056026 | 0.083733 | 0.067784 | 0.02568 | 0.091872 | 0.071585 | 0.077808 | 0.087876 | 0.088144 | 0.034591 | 0.029022 | 0.01943 | 0.061599 | 0.064658 | 0.045674 | 0.011126 | 0.070797 | 0.049201 | 0.074858 | 0.055048 | 0.02486 | 0.037969 | 0.013747 | 0.075927 | 0.034401 | 0.099215 | 0.045043 | 0.024806 | 0.095422 | 0.022834 | 0.048428 | 0.070294 | 0.061448 | 0.072981 | 0.017426 | 0.074533 | 0.077659 | 0.041283 | 0.05867 | 0.068792 | 0.016112 | 0.090251 | 0.028584 | 0.076315 | 0.086937 | 0.029504 | 0.021049 | 0.093204 | 0.014516 | 0.034447 | 0.061733 | 0.024442 | 0.075678 | 0.014205 | 0.028501 | 0.070802 | 0.03052 | 0.064383 | 0.048411 | 0.085154 | 0.034765 | 0.073973 | 0.013937 | 0.018646 | 0.047205 | 0.040863 | 0.038113 | 0.098757 | 0.032629 | 0.062984 | 0.050268 | 0.096649 | 0.068673 | 0.046651 | 0.077505 | 0.040039 | 0.0308 | 0.037385 | 0.090854 | 0.080301 | 0.026866 | 0.085371 | 0.030376 | 0.066883 | 0.070153 | 0.091819 | 0.032055 | 0.020633 | 0.036211 | 0.059338 | 0.089261 | 0.088358 | 0.025987 | 0.046724 | 0.087131 | 0.035901 | 0.092252 | 0.090849 | 0.098062 | 0.026543 | 0.055889 | 0.072121 | 0.026659 | 0.030294 | 0.068581 | 0.019466 | 0.049419 | 0.085673 | 0.028186 | 0.045798 | 0.074956 | 0.042769 | 0.081588 | 0.030425 | 0.096859 | 0.085519 | 0.064337 | 0.069563 | 0.09537 | 0.072484 | 0.031544 | 0.045876 | 0.056134 | 0.056582 | 0.086322 | 0.015835 | 0.031826 | 0.021089 | 0.076712 | 0.025984 | 0.044703 | 0.063339 | 0.068993 | 0.045292 | 0.093642 | 0.077827 | 0.094889 | 0.039846 | 0.083522 | 0.027905 | 0.046024 | 0.074441 | 0.098329 | 0.099418 | 0.075563 | 0.011709 | 0.060995 | 0.078461 | 0.035225 | 0.039745 | 0.080734 | 0.096599 | 0.01885 | 0.017714 | 0.065927 | 0.046852 | 0.032186 | 0.055769 | 0.013241 | 0.017698 | 0.086831 | 0.080483 | 0.010829 | 0.043064 | 0.072489 | 0.063614 | 0.082641 | 0.037936 | 0.02648 | 0.022721 | 0.057853 | 0.058582 | 0.037209 | 0.078904 | 0.091665 | 0.071023 | 0.091123 | 0.081773 | 0.017406 | 0.091141 | 0.067126 | 0.041513 | 0.099445 | 0.049731 | 0.049489 | 0.04627 | 0.016071 | 0.010197 | 0.022046 | 0.051454 | 0.036772 | 0.031082 | 0.01758 | 0.048423 | 0.058484 | 0.057818 | 0.047152 | 0.019867 | 0.053516 | 0.098593 | 0.085664 | 0.083456 | 0.098677 | 0.065583 | 0.04187 | 0.046781 | 0.088839 | 0.050545 | 0.068996 | 0.025494 | 0.067836 | 0.045573 | 0.05777 | 0.020761 | 0.069645 | 0.082239 | 0.045727 | 0.010677 | 0.061161 | 0.057339 | 0.053906 | 0.086912 | 0.034135 | 0.093668 | 0.025949 | 0.02418 | 0.064801 | 0.073741 | 0.015509 | 0.09979 | 0.091372 | 0.096964 | 0.031975 | 0.062615 | 0.069152 | 0.030044 | 0.063634 | 0.057775 | 0.074456 | 0.071568 | 0.083443 | 0.0129 | 0.01283 | 0.085771 | 0.034621 | 0.020443 | 0.095831 | 0.09182 | 0.075989 | 0.041165 | 0.098757 | 0.020927 | 0.054482 | 0.093846 | 0.081233 | 0.043855 | 0.034589 | 0.073624 | 0.073816 | 0.017863 | 0.038641 | 0.075299 | 0.031744 | 0.020221 | 0.060848 | 0.035804 | 0.056209 | 0.059918 | 0.059026 | 0.027105 | 0.09691 | 0.047935 | 0.053727 | 0.058594 | 0.025337 | 0.056988 | 0.074891 | 0.090195 | 0.033092 | 0.094903 | 0.033466 | 0.074252 | 0.025618 | 0.073765 | 0.053523 | 0.073552 | 0.087528 | 0.097266 | 0.034157 | 0.069317 | 0.016005 | 0.078572 | 0.056668 | 0.0265 | 0.069446 | 0.028587 | 0.072197 | 0.069467 | 0.013198 | 0.04976 | 0.035751 | 0.068277 | 0.050482 | 0.05264 | 0.056805 | 0.089552 | 0.062488 | 0.011329 | 0.073164 | 0.096064 | 0.017095 | 0.067845 | 0.069431 | 0.067886 | 0.094528 | 0.05381 | 0.082699 | 0.055829 | 0.08241 | 0.030793 | 0.04618 | 0.028194 | 0.062443 | 0.093889 | 0.082576 | 0.069763 | 0.054884 | 0.058612 | 0.065414 | 0.03201 | 0.077965 | 0.023851 | 0.028835 | 0.016675 | 0.065564 | 0.097302 | 0.082776 | 0.078514 | 0.071799 | 0.038908 | 0.034498 | 0.076875 | 0.08097 | 0.091717 | 0.029909 | 0.099303 | 0.052212 | 0.017606 | 0.035365 | 0.038313 | 0.068404 | 0.039733 | 0.043603 | 0.09306 | 0.047526 | 0.083839 | 0.082631 | 0.047646 | 0.072824 | 0.017321 | 0.079716 | 0.04515 | 0.049032 | 0.061379 | 0.075067 | 0.033145 | 0.063515 | 0.045207 | 0.06325 | 0.067003 | 0.063198 | 0.085611 | 0.052144 | 0.050093 | 0.064576 | 0.085731 | 0.098372 | 0.061519 | 0.051073 | 0.084159 | 0.030336 | 0.020551 | 0.079784 | 0.096802 | 0.070864 | 0.018258 | 0.095956 | 0.044096 | 0.06797 | 0.077423 | 0.036959 | 0.077217 | 0.093393 | 0.050683 | 0.011086 | 0.039443 | 0.0238 | 0.06209 | 0.081844 | 0.077782 | 0.034249 | 0.044326 | 0.032088 | 0.049163 | 0.051986 | 0.015153 | 0.083922 | 0.016372 | 0.050601 | 0.0482 | 0.082187 | 0.066131 | 0.098018 | 0.075783 | 0.048427 | 0.076114 | 0.084264 | 0.062946 | 0.074937 | 0.041184 | 0.028461 | 0.019136 | 0.054402 | 0.049717 | 0.033234 | 0.018616 | 0.044005 | 0.091892 | 0.026644 | 0.065999 | 0.074054 | 0.068755 | 0.066105 | 0.035852 | 0.080206 | 0.018751 | 0.04755 | 0.078906 | 0.030014 | 0.083366 | 0.027651 | 0.057075 | 0.076815 | 0.083151 | 0.061906 | 0.055493 | 0.066241 | 0.045689 | 0.012466 | 0.026832 | 0.054826 | 0.076012 | 0.085305 | 0.061306 | 0.065774 | 0.035262 | 0.035046 | 0.023038 | 0.069247 | 0.080549 | 0.075385 | 0.058415 | 0.041997 | 0.010718 | 0.035138 | 0.084599 | 0.060199 | 0.03403 | 0.080767 | 0.073792 | 0.070036 | 0.075094 | 0.065495 | 0.057903 | 0.023216 | 0.050366 | 0.086655 | 0.0597 | 0.053703 | 0.031883 | 0.044722 | 0.093975 | 0.030038 | 0.04507 | 0.069795 | 0.089203 | 0.018874 | 0.015072 | 0.023669 | 0.01008 | 0.028808 | 0.028697 | 0.060762 | 0.020106 | 0.031508 | 0.032149 | 0.0176 | 0.047606 | 0.099683 | 0.069262 | 0.034369 | 0.042688 | 0.063923 | 0.042021 | 0.054555 | 0.014376 | 0.089315 | 0.070809 | 0.089023 | 0.023638 | 0.050989 | 0.098742 | 0.03014 | 0.033347 | 0.066586 | 0.095391 | 0.09006 | 0.06754 | 0.046133 | 0.075105 | 0.027374 | 0.057057 | 0.012651 | 0.091387 | 0.097859 | 0.03204 | 0.058438 | 0.025669 | 0.038745 | 0.09638 | 0.031914 | 0.022697 | 0.053534 | 0.08898 | 0.047961 | 0.04413 | 0.050084 | 0.076568 | 0.053636 | 0.093288 | 0.029273 | 0.098581 | 0.034984 | 0.092458 | 0.052199 | 0.051638 | 0.069951 | 0.05972 | 0.020154 | 0.06228 | 0.034797 | 0.074606 | 0.029478 | 0.01003 | 0.092837 | 0.071895 | 0.085057 | 0.010834 | 0.03429 | 0.080816 | 0.071262 | 0.081159 | 0.070273 | 0.059253 | 0.017946 | 0.087739 | 0.045941 | 0.018663 | 0.022186 | 0.041019 | 0.055644 | 0.096975 | 0.02183 | 0.081309 | 0.069069 | 0.024905 | 0.094628 | 0.022033 | 0.053727 | 0.018356 | 0.025912 | 0.079418 | 0.048654 | 0.074458 | 0.083815 | 0.04899 | 0.061281 | 0.041611 | 0.034021 | 0.093768 | 0.03849 | 0.045126 | 0.030366 | 0.011602 | 0.045655 | 0.012151 | 0.04593 | 0.091715 | 0.075974 | 0.085554 | 0.099557 | 0.057938 | 0.092269 | 0.082276 | 0.072652 | 0.023079 | 0.048482 | 0.03804 | 0.061943 | 0.054048 | 0.075503 | 0.068406 | 0.070099 | 0.010175 | 0.042149 | 0.020488 | 0.083786 | 0.023697 | 0.044182 | 0.07809 | 0.028414 | 0.07974 | 0.010404 | 0.092347 | 0.094436 | 0.027077 | 0.079826 | 0.01576 | 0.09146 | 0.080662 | 0.082438 | 0.048627 | 0.077077 | 0.073834 | 0.040428 | 0.078684 | 0.070926 | 0.081948 | 0.015735 | 0.095331 | 0.063121 | 0.075601 | 0.041254 | 0.025989 | 0.013093 | 0.010504 | 0.08488 | 0.059025 | 0.073879 | 0.049689 | 0.095664 | 0.028199 | 0.078927 | 0.04312 | 0.028993 | 0.050053 | 0.088477 | 0.09971 | 0.065961 | 0.069623 | 0.018756 | 0.049546 | 0.047965 | 0.030877 | 0.034104 | 0.071775 | 0.052428 | 0.039162 | 0.048413 | 0.028568 | 0.060763 | 0.096362 | 0.053098 | 0.050218 | 0.052499 | 0.041344 | 0.081592 | 0.027284 | 0.024096 | 0.065834 | 0.090684 | 0.045479 | 0.066985 | 0.053375 | 0.07988 | 0.017233 | 0.067863 | 0.092326 | 0.037533 | 0.080978 | 0.092707 | 0.094948 | 0.080943 | 0.01831 | 0.084685 | 0.082407 | 0.059526 | 0.090189 | 0.059938 | 0.098601 | 0.044135 | 0.065001 | 0.091835 | 0.06417 | 0.09685 | 0.026031 | 0.038938 | 0.012997 | 0.023347 | 0.028744 | 0.0181 | 0.070152 | 0.084682 | 0.022524 | 0.049164 | 0.07996 | 0.094821 | 0.05783 | 0.028642 | 0.071918 | 0.096827 | 0.071781 | 0.022359 | 0.05234 | 0.096644 | 0.058135 | 0.038002 | 0.093318 | 0.084023 | 0.011012 | 0.048348 | 0.078138 | 0.085947 | 0.050449 | 0.065758 | 0.085549 | 0.063079 | 0.059375 | 0.05644 | 0.054606 | 0.088956 | 0.025494 | 0.071616 | 0.050623 | 0.032586 | 0.049962 | 0.060319 | 0.0708 | 0.042452 | 0.056965 | 0.035089 | 0.054552 | 0.09503 | 0.040677 | 0.031252 | 0.061454 | 0.039408 | 0.086388 | 0.014545 | 0.014934 | 0.023373 | 0.056759 | 0.094615 | 0.079372 | 0.025665 | 0.061101 | 0.032043 | 0.066695 | 0.084279 | 0.042491 | 0.093421 | 0.071808 | 0.021308 | 0.033027 | 0.075592 | 0.07606 | 0.027304 | 0.050261 | 0.051658 | 0.047635 | 0.080809 | 0.022163 | 0.084855 | 0.052806 | 0.028632 | 0.011431 | 0.092444 | 0.063407 | 0.089001 | 0.024926 | 0.066666 | 0.01793 | 0.077203 | 0.045225 | 0.039519 | 0.033392 | 0.048836 | 0.032439 | 0.058167 | 0.065169 | 0.081749 | 0.052454 | 0.028244 | 0.017564 | 0.041045 | 0.037281 | 0.070913 | 0.066705 | 0.081258 | 0.0325 | 0.033193 | 0.076401 | 0.058587 | 0.080724 | 0.093345 | 0.040347 | 0.015624 | 0.055931 | 0.041638 | 0.045037 | 0.059655 | 0.059416 | 0.037229 | 0.078809 | 0.09895 | 0.027139 | 0.078428 | 0.0298 | 0.037388 | 0.054603 | 0.082837 | 0.032233 | 0.020807 | 0.066997 | 0.022451 | 0.087312 | 0.010115 | 0.055736 | 0.095319 | 0.048513 | 0.022963 | 0.076217 | 0.04774 | 0.071235 | 0.075745 | 0.0587 | 0.031318 | 0.039129 | 0.084551 | 0.037676 | 0.075224 | 0.012514 | 0.012117 | 0.089855 | 0.075499 | 0.082138 | 0.052706 | 0.021878 | 0.087564 | 0.027073 | 0.061586 | 0.018118 | 0.034847 | 0.09687 | 0.010344 | 0.060461 | 0.053699 | 0.081589 | 0.046315 | 0.042036 | 0.023219 | 0.032056 | 0.010361 | 0.063179 | 0.081888 | 0.054687 | 0.014044 | 0.062267 | 0.099253 | 0.01278 | 0.06344 | 0.044088 | 0.079934 | 0.073387 | 0.027416 | 0.032819 | 0.055101 | 0.064634 | 0.087936 | 0.080337 | 0.097085 | 0.040236 | 0.090887 | 0.088044 | 0.068494 | 0.042603 | 0.024348 | 0.074492 | 0.099635 | 0.060755 | 0.046512 | 0.011605 | 0.083745 | 0.087967 | 0.042005 | 0.015246 | 0.070074 | 0.019189 | 0.068956 | 0.01335 | 0.050531 | 0.073994 | 0.062784 | 0.018719 | 0.021726 | 0.02825 | 0.084052 | 0.061596 | 0.017378 | 0.035958 | 0.026898 | 0.064574 | 0.081687 | 0.024712 | 0.065966 | 0.089116 | 0.079882 | 0.033903 | 0.064022 | 0.013396 | 0.088695 | 0.060204 | 0.032296 | 0.037599 | 0.038214 | 0.068363 | 0.052059 | 0.098776 | 0.017197 | 0.033564 | 0.015496 | 0.025659 | 0.043804 | 0.042496 | 0.010361 | 0.033526 | 0.053228 | 0.054053 | 0.07553 | 0.072833 | 0.084867 | 0.058134 | 0.046316 | 0.032588 | 0.073613 | 0.029457 | 0.083437 | 0.038838 | 0.034044 | 0.0113 | 0.041715 | 0.069113 | 0.068679 | 0.080295 | 0.051791 | 0.061149 | 0.093875 | 0.051542 | 0.056048 | 0.03414 | 0.066873 | 0.057363 | 0.081575 | 0.068371 | 0.083976 | 0.055072 | 0.029656 | 0.061833 | 0.051799 | 0.061855 | 0.065684 | 0.058473 | 0.021731 | 0.033386 | 0.078427 | 0.088943 | 0.071221 | 0.060965 | 0.084667 | 0.043614 | 0.071301 | 0.078585 | 0.034926 | 0.034801 | 0.013815 | 0.097556 | 0.050053 | 0.099168 | 0.049726 | 0.078682 | 0.075395 | 0.020378 | 0.067033 | 0.052224 | 0.014735 | 0.041248 | 0.031296 | 0.018916 | 0.076509 | 0.058473 | 0.043178 | 0.08725 | 0.038138 | 0.030798 | 0.095235 | 0.012212 | 0.050986 | 0.088002 | 0.030082 | 0.063142 | 0.059748 | 0.052815 | 0.04164 | 0.037236 | 0.054082 | 0.096451 | 0.042514 | 0.077701 | 0.047411 | 0.074256 | 0.050219 | 0.095308 | 0.094671 | 0.07075 | 0.044201 | 0.099878 | 0.080134 | 0.065003 | 0.047193 | 0.081977 | 0.092535 | 0.080454 | 0.091654 | 0.060706 | 0.035381 | 0.06172 | 0.072922 | 0.031437 | 0.072178 | 0.029196 | 0.025069 | 0.052156 | 0.039683 | 0.085954 | 0.046548 | 0.053339 | 0.041938 | 0.034958 | 0.068378 | 0.06982 | 0.073005 | 0.036458 | 0.075303 | 0.078076 | 0.010256 | 0.038895 | 0.070047 | 0.059849 | 0.073062 | 0.084186 | 0.079359 | 0.07195 | 0.033603 | 0.0344 | 0.074856 | 0.052626 | 0.054247 | 0.019236 | 0.055011 | 0.061461 | 0.048334 | 0.083568 | 0.032222 | 0.065459 | 0.091012 | 0.065776 | 0.084522 | 0.04785 | 0.082356 | 0.016871 | 0.054253 | 0.066451 | 0.032828 | 0.033706 | 0.065745 | 0.022412 | 0.02682 | 0.072495 | 0.080533 | 0.06662 | 0.037761 | 0.026186 | 0.034811 | 0.01364 | 0.052902 | 0.098724 | 0.050427 | 0.063817 | 0.088081 | 0.044502 | 0.016871 | 0.018424 | 0.06005 | 0.090099 | 0.067017 | 0.057235 | 0.086985 | 0.046735 | 0.021168 | 0.043367 | 0.074668 | 0.044848 | 0.030144 | 0.038993 | 0.024995 | 0.012419 | 0.04328 | 0.012295 | 0.027382 | 0.076278 | 0.055753 | 0.0802 | 0.041136 | 0.078872 | 0.058067 | 0.080148 | 0.022918 | 0.028447 | 0.063306 | 0.025129 | 0.033969 | 0.029576 | 0.035259 | 0.028186 | 0.091642 | 0.096029 | 0.097956 | 0.075125 | 0.087873 | 0.077038 | 0.012821 | 0.056811 | 0.067653 | 0.077302 | 0.099339 | 0.048744 | 0.078211 | 0.090795 | 0.085852 | 0.074724 | 0.087686 | 0.015538 | 0.078493 | 0.079649 | 0.050175 | 0.011788 | 0.01839 | 0.083143 | 0.045695 | 0.034517 | 0.017274 | 0.036883 | 0.032598 | 0.088127 | 0.016769 | 0.066653 | 0.069202 | 0.015943 | 0.040121 | 0.041636 | 0.045506 | 0.041337 | 0.086747 | 0.045535 | 0.083672 | 0.049987 | 0.059089 | 0.06506 | 0.049547 | 0.048869 | 0.075494 | 0.030256 | 0.06055 | 0.017487 | 0.031111 | 0.059684 | 0.04774 | 0.011169 | 0.05198 | 0.020167 | 0.015546 | 0.084128 | 0.029362 | 0.07633 | 0.010578 | 0.058302 | 0.062574 | 0.046425 | 0.044105 | 0.032389 | 0.066562 | 0.014036 | 0.035171 | 0.088542 | 0.084982 | 0.030967 | 0.081844 | 0.053376 | 0.086696 | 0.084215 | 0.026089 | 0.05989 | 0.013482 | 0.072797 | 0.071911 | 0.026876 | 0.066046 | 0.090264 | 0.063831 | 0.084156 | 0.066824 | 0.093124 | 0.010356 | 0.073528 | 0.065153 | 0.069883 | 0.012948 | 0.067755 | 0.030214 | 0.053934 | 0.080821 | 0.053265 | 0.085249 | 0.07489 | 0.017138 | 0.058284 | 0.033895 | 0.050311 | 0.099276 | 0.097752 | 0.012166 | 0.052563 | 0.095486 | 0.056586 | 0.057697 | 0.064516 | 0.070131 | 0.091525 | 0.035568 | 0.05572 | 0.094628 | 0.039007 | 0.055502 | 0.078859 | 0.040006 | 0.015102 | 0.077619 | 0.074071 | 0.043226 | 0.027182 | 0.078025 | 0.032586 | 0.04694 | 0.087643 | 0.012088 | 0.067212 | 0.079824 | 0.091784 | 0.059494 | 0.088125 | 0.033399 | 0.046463 | 0.032441 | 0.026641 | 0.090214 | 0.013347 | 0.049197 | 0.067953 | 0.034541 | 0.046687 | 0.01939 | 0.060481 | 0.075257 | 0.092763 | 0.021062 | 0.033851 | 0.042129 | 0.046149 | 0.09974 | 0.032852 | 0.023139 | 0.09103 | 0.093182 | 0.033275 | 0.025286 | 0.048102 | 0.084433 | 0.095899 | 0.027904 | 0.056098 | 0.029521 | 0.054993 | 0.051517 | 0.032445 | 0.087721 | 0.054709 | 0.031034 | 0.030397 | 0.034196 | 0.098144 | 0.072134 | 0.02993 | 0.025693 | 0.090546 | 0.063514 | 0.032083 | 0.078646 | 0.065163 | 0.098942 | 0.076022 | 0.068231 | 0.09623 | 0.094803 | 0.023297 | 0.039223 | 0.04446 | 0.064336 | 0.069151 | 0.030533 | 0.011574 | 0.076723 | 0.069554 | 0.042381 | 0.010072 | 0.06526 | 0.025849 | 0.060605 | 0.068494 | 0.066218 | 0.07911 | 0.092903 | 0.075842 | 0.021658 | 0.017608 | 0.070317 | 0.072258 | 0.098099 | 0.014686 | 0.019606 | 0.054074 | 0.09885 | 0.048532 | 0.094165 | 0.031393 | 0.03733 | 0.017251 | 0.073901 | 0.05607 | 0.070926 | 0.053163 | 0.069524 | 0.019263 | 0.038252 | 0.034724 | 0.078797 | 0.059997 | 0.037517 | 0.018555 | 0.084762 | 0.045538 | 0.033713 | 0.08809 | 0.055368 | 0.043628 | 0.019601 | 0.036914 | 0.022102 | 0.043051 | 0.020416 | 0.074933 | 0.075284 | 0.086194 | 0.077713 | 0.017397 | 0.034808 | 0.01747 | 0.067475 | 0.019825 | 0.018711 | 0.063452 | 0.028619 | 0.093585 | 0.027074 | 0.079992 | 0.096172 | 0.066348 | 0.086467 | 0.041678 | 0.026267 | 0.016548 | 0.028281 | 0.034735 | 0.023317 | 0.052924 | 0.093521 | 0.066705 | 0.08091 | 0.097035 | 0.036404 | 0.040071 | 0.077298 | 0.048023 | 0.026828 | 0.085282 | 0.026887 | 0.036696 | 0.038546 | 0.078466 | 0.088022 | 0.044104 | 0.027374 | 0.076483 | 0.066566 | 0.078122 | 0.016604 | 0.031036 | 0.037399 | 0.041996 | 0.017482 | 0.032153 | 0.025345 | 0.086493 | 0.03125 | 0.069147 | 0.043498 | 0.050988 | 0.095774 | 0.07808 | 0.033564 | 0.039609 | 0.034963 | 0.097424 | 0.092104 | 0.047549 | 0.016018 | 0.057885 | 0.057412 | 0.07284 | 0.044251 | 0.067634 | 0.079602 | 0.027599 | 0.040171 | 0.067438 | 0.097044 | 0.013922 | 0.090007 | 0.066996 | 0.06579 | 0.029281 | 0.034586 | 0.035778 | 0.079659 | 0.018477 | 0.058992 | 0.04578 | 0.030579 | 0.012711 | 0.018064 | 0.012664 | 0.042263 | 0.063359 | 0.092665 | 0.082777 | 0.085248 | 0.051318 | 0.047414 | 0.014577 | 0.095846 | 0.025914 | 0.024302 | 0.020142 | 0.054039 | 0.037446 | 0.037712 | 0.060705 | 0.093467 | 0.021209 | 0.09051 | 0.066875 | 0.077085 | 0.03378 | 0.094078 | 0.046058 | 0.074655 | 0.05601 | 0.095947 | 0.023216 | 0.07157 | 0.039399 | 0.011427 | 0.089109 | 0.06952 | 0.099665 | 0.095549 | 0.02932 | 0.02551 | 0.041742 | 0.049053 | 0.030481 | 0.076429 | 0.047681 | 0.08949 | 0.02359 | 0.07659 | 0.084129 | 0.074944 | 0.029149 | 0.020474 | 0.03098 | 0.011961 | 0.036195 | 0.047796 | 0.087201 | 0.050038 | 0.036221 | 0.062938 | 0.07379 | 0.081591 | 0.081379 | 0.035393 | 0.012971 | 0.024391 | 0.058921 | 0.021182 | 0.015247 | 0.011308 | 0.011228 | 0.055903 | 0.078986 | 0.031021 | 0.082504 | 0.01297 | 0.011907 | 0.022155 | 0.093951 | 0.092591 | 0.081671 | 0.096736 | 0.011773 | 0.01252 | 0.024601 | 0.059787 | 0.063848 | 0.07997 | 0.051753 | 0.093419 | 0.016263 | 0.040612 | 0.026016 | 0.026433 | 0.035477 | 0.037877 | 0.053679 | 0.097115 | 0.054673 | 0.056793 | 0.09497 | 0.091689 | 0.063462 | 0.047922 | 0.038366 | 0.060068 | 0.022149 | 0.0635 | 0.073491 | 0.0999 | 0.044783 | 0.050884 | 0.068144 | 0.030896 | 0.038359 | 0.036228 | 0.096733 | 0.050793 | 0.0465 | 0.029038 | 0.070634 | 0.099069 | 0.039067 | 0.046017 | 0.054945 | 0.083314 | 0.040872 | 0.014735 | 0.012455 | 0.024729 | 0.043009 | 0.091785 | 0.051923 | 0.046158 | 0.029273 | 0.040276 | 0.012705 | 0.094716 | 0.024124 | 0.069444 | 0.063396 | 0.091462 | 0.060317 | 0.036985 | 0.097403 | 0.021761 | 0.028959 | 0.028636 | 0.038311 | 0.031489 | 0.093365 | 0.063128 | 0.037187 | 0.06207 | 0.086975 | 0.050755 | 0.014317 | 0.034189 | 0.083285 | 0.099079 | 0.07749 | 0.050207 | 0.021318 | 0.089234 | 0.094351 | 0.070543 | 0.034921 | 0.013551 | 0.040604 | 0.029858 | 0.03196 | 0.01315 | 0.04982 | 0.032901 | 0.070528 | 0.041452 | 0.029223 | 0.023978 | 0.036085 | 0.066549 | 0.097173 | 0.064757 | 0.09461 | 0.014994 | 0.074643 | 0.096977 | 0.085463 | 0.090489 | 0.01136 | 0.070705 | 0.026713 | 0.061685 | 0.058835 | 0.086916 | 0.054634 | 0.049867 | 0.086673 | 0.058625 | 0.057117 | 0.061669 | 0.026089 | 0.094565 | 0.091651 | 0.011132 | 0.065104 | 0.028581 | 0.013295 | 0.043193 | 0.013184 | 0.07308 | 0.08731 | 0.035061 | 0.081129 | 0.06036 | 0.028381 | 0.044661 | 0.067919 | 0.020984 | 0.050137 | 0.092098 | 0.052737 | 0.03402 | 0.092883 | 0.053931 | 0.032999 | 0.097611 | 0.037451 | 0.09506 | 0.078595 | 0.093189 | 0.084799 | 0.067936 | 0.033849 | 0.018364 | 0.012681 | 0.029474 | 0.040466 | 0.093827 | 0.055756 | 0.071993 | 0.04423 | 0.022021 | 0.062092 | 0.015592 | 0.050348 | 0.097223 | 0.02113 | 0.083271 | 0.051055 | 0.078958 | 0.078817 | 0.091066 | 0.083832 | 0.051305 | 0.062441 | 0.020663 | 0.054518 | 0.039297 | 0.091887 | 0.036374 | 0.061441 | 0.063682 | 0.019541 | 0.042734 | 0.037436 | 0.059855 | 0.036595 | 0.066646 | 0.066454 | 0.095021 | 0.086572 | 0.029243 | 0.05144 | 0.051502 | 0.070147 | 0.068276 | 0.043771 | 0.083594 | 0.048717 | 0.036692 | 0.013001 | 0.050295 | 0.013552 | 0.031372 | 0.060852 | 0.025753 | 0.092147 | 0.071931 | 0.080311 | 0.017035 | 0.098123 | 0.045899 | 0.068597 | 0.043691 | 0.025877 | 0.014833 | 0.096082 | 0.044344 | 0.030859 | 0.099732 | 0.085722 | 0.031276 | 0.015817 | 0.025797 | 0.034784 | 0.068377 | 0.083651 | 0.017309 | 0.033246 | 0.072378 | 0.093781 | 0.051776 | 0.05093 | 0.044884 | 0.012017 | 0.067012 | 0.093033 | 0.04179 | 0.092627 | 0.020201 | 0.063553 | 0.05436 | 0.097227 | 0.088483 | 0.059388 | 0.0504 | 0.075464 | 0.036548 | 0.093438 | 0.026189 | 0.069794 | 0.078364 | 0.077893 | 0.028068 | 0.089107 | 0.05184 | 0.025264 | 0.056414 | 0.042719 | 0.022975 | 0.094963 | 0.085432 | 0.063418 | 0.038562 | 0.074243 | 0.012591 | 0.046172 | 0.055583 | 0.093014 | 0.04514 | 0.014839 | 0.066433 | 0.082372 | 0.067969 | 0.043924 | 0.02037 | 0.075106 | 0.058446 | 0.070657 | 0.05173 | 0.088064 | 0.083758 | 0.058977 | 0.02528 | 0.02411 | 0.022996 | 0.027577 | 0.074036 | 0.084555 | 0.074332 | 0.081655 | 0.083162 | 0.026543 | 0.011342 | 0.041757 | 0.011941 | 0.078886 | 0.027594 | 0.046919 | 0.062329 | 0.060669 | 0.04062 | 0.07156 | 0.073555 | 0.025532 | 0.048219 | 0.07637 | 0.069045 | 0.091795 | 0.055759 | 0.036437 | 0.065256 | 0.064385 | 0.037703 | 0.087661 | 0.051827 | 0.024455 | 0.075308 | 0.02312 | 0.026512 | 0.033511 | 0.087321 | 0.069389 | 0.098075 | 0.03976 | 0.067398 | 0.079786 | 0.033421 | 0.082211 | 0.070155 | 0.015899 | 0.089697 | 0.010001 | 0.034167 | 0.065388 | 0.097162 | 0.036071 | 0.020564 | 0.090663 | 0.088145 | 0.044708 | 0.086569 | 0.076178 | 0.072398 | 0.060582 | 0.042425 | 0.098999 | 0.031693 | 0.074009 | 0.015449 | 0.057155 | 0.088608 | 0.052401 | 0.046506 | 0.078539 | 0.021244 | 0.015635 | 0.075528 | 0.098645 | 0.039792 | 0.077771 | 0.049785 | 0.01624 | 0.087678 | 0.057813 | 0.088299 | 0.028249 | 0.098881 | 0.035876 | 0.047926 | 0.062847 | 0.038083 | 0.078602 | 0.061263 | 0.048958 | 0.015031 | 0.03688 | 0.039351 | 0.049545 | 0.056634 | 0.093437 | 0.023178 | 0.081459 | 0.011269 | 0.068374 | 0.086784 | 0.030125 | 0.041552 | 0.039985 | 0.077699 | 0.063586 | 0.097949 | 0.028947 | 0.075225 | 0.035089 | 0.098827 | 0.011003 | 0.063227 | 0.071554 | 0.065679 | 0.062802 | 0.052688 | 0.044323 | 0.022452 | 0.085066 | 0.079333 | 0.071425 | 0.063772 | 0.038981 | 0.086511 | 0.071475 | 0.033968 | 0.075527 | 0.09456 | 0.093522 | 0.055385 | 0.02479 | 0.060342 | 0.094684 | 0.095197 | 0.074421 | 0.010386 | 0.073926 | 0.077104 | 0.04249 | 0.090948 | 0.040432 | 0.056984 | 0.024362 | 0.023183 | 0.012323 | 0.031706 | 0.01009 | 0.068427 | 0.04637 | 0.02045 | 0.034904 | 0.054053 | 0.082258 | 0.047704 | 0.08233 | 0.042313 | 0.091604 | 0.012663 | 0.010865 | 0.073629 | 0.019829 | 0.032857 | 0.070842 | 0.020983 | 0.064238 | 0.048764 | 0.082484 | 0.024246 | 0.071471 | 0.075339 | 0.053659 | 0.092807 | 0.051736 | 0.026433 | 0.074019 | 0.032763 | 0.091119 | 0.092664 | 0.029919 | 0.060914 | 0.068599 | 0.076023 | 0.037051 | 0.049508 | 0.046121 | 0.075837 | 0.033529 | 0.028689 | 0.091047 | 0.039927 | 0.044253 | 0.072846 | 0.073418 | 0.074891 | 0.010111 | 0.041641 | 0.049466 | 0.062397 | 0.04613 | 0.035282 | 0.011007 | 0.022786 | 0.055425 | 0.047014 | 0.089773 | 0.057871 | 0.057143 | 0.079128 | 0.021972 | 0.044682 | 0.048523 | 0.080745 | 0.087492 | 0.056189 | 0.035153 | 0.047209 | 0.06814 | 0.062383 | 0.037249 | 0.034087 | 0.093756 | 0.066278 | 0.035676 | 0.019134 | 0.010054 | 0.01944 | 0.096983 | 0.098786 | 0.059076 | 0.07101 | 0.052282 | 0.070221 | 0.054418 | 0.05544 | 0.017334 | 0.030853 | 0.071242 | 0.032318 | 0.054343 | 0.035557 | 0.07109 | 0.038069 | 0.031718 | 0.095282 | 0.041956 | 0.079783 | 0.035071 | 0.08747 | 0.052099 | 0.021491 | 0.086049 | 0.09135 | 0.097138 | 0.055853 | 0.068123 | 0.028344 | 0.041493 | 0.01539 | 0.015193 | 0.045639 | 0.079498 | 0.014911 | 0.084992 | 0.044007 | 0.020071 | 0.032582 | 0.029734 | 0.055228 | 0.071122 | 0.02986 | 0.057497 | 0.03317 | 0.036877 | 0.036617 | 0.059495 | 0.077624 | 0.066048 | 0.017144 | 0.037712 | 0.031663 | 0.094427 | 0.021645 | 0.036981 | 0.099177 | 0.058461 | 0.011913 | 0.088091 | 0.053153 | 0.052988 | 0.01816 | 0.0283 | 0.083898 | 0.018387 | 0.090493 | 0.051852 | 0.089103 | 0.078049 | 0.026295 | 0.097977 | 0.093478 | 0.066869 | 0.085741 | 0.082215 | 0.021646 | 0.077302 | 0.021126 | 0.080297 | 0.078096 | 0.045249 | 0.074541 | 0.01972 | 0.049042 | 0.0585 | 0.083967 | 0.099382 | 0.091942 | 0.07326 | 0.060737 | 0.025441 | 0.028227 | 0.06957 | 0.040821 | 0.025638 | 0.091239 | 0.083206 | 0.077597 | 0.057803 | 0.093607 | 0.045871 | 0.012894 | 0.071595 | 0.014316 | 0.013038 | 0.039025 | 0.080831 | 0.081627 | 0.083215 | 0.099351 | 0.012541 | 0.075654 | 0.036739 | 0.034921 | 0.047369 | 0.010978 | 0.044419 | 0.06084 | 0.019169 | 0.010633 | 0.034084 | 0.018663 | 0.010047 | 0.086945 | 0.076338 | 0.051359 | 0.061623 | 0.027078 | 0.012053 | 0.010989 | 0.093728 | 0.086849 | 0.097482 | 0.076682 | 0.049116 | 0.055615 | 0.073986 | 0.087116 | 0.05143 | 0.098595 | 0.029595 | 0.058885 | 0.037199 | 0.011397 | 0.09662 | 0.028668 | 0.080792 | 0.053497 | 0.085927 | 0.030862 | 0.081882 | 0.029108 | 0.038012 | 0.027601 | 0.0912 | 0.067014 | 0.095072 | 0.040834 | 0.049736 | 0.032347 | 0.025527 | 0.098411 | 0.027164 | 0.067356 | 0.047544 | 0.079019 | 0.093803 | 0.027647 | 0.011617 | 0.082571 | 0.085242 | 0.045064 | 0.094383 | 0.019218 | 0.098453 | 0.094103 | 0.031181 | 0.03504 | 0.088529 | 0.065462 | 0.098872 | 0.06735 | 0.023272 | 0.025874 | 0.087462 | 0.060684 | 0.03245 | 0.09414 | 0.07845 | 0.037393 | 0.078596 | 0.019426 | 0.094245 | 0.090967 | 0.031965 | 0.045 | 0.022968 | 0.082973 | 0.051876 | 0.04046 | 0.091121 | 0.06387 | 0.060664 | 0.054183 | 0.078418 | 0.035963 | 0.013712 | 0.024353 | 0.052171 | 0.071615 | 0.039844 | 0.070852 | 0.030328 | 0.079381 | 0.045932 | 0.011117 | 0.036983 | 0.04435 | 0.074957 | 0.016625 | 0.081464 | 0.071997 | 0.033786 | 0.019468 | 0.055646 | 0.079615 | 0.023226 | 0.032944 | 0.049578 | 0.076694 | 0.040104 | 0.019721 | 0.031694 | 0.0816 | 0.036682 | 0.075724 | 0.024492 | 0.087932 | 0.078024 | 0.015236 | 0.086667 | 0.053478 | 0.097505 | 0.026204 | 0.054293 | 0.07219 | 0.096931 | 0.025893 | 0.029641 | 0.091701 | 0.046852 | 0.032949 | 0.075487 | 0.031642 | 0.055464 | 0.049382 | 0.091925 | 0.02914 | 0.037894 | 0.09082 | 0.052602 | 0.08769 | 0.085493 | 0.089037 | 0.081535 | 0.033358 | 0.054568 | 0.028691 | 0.094451 | 0.064703 | 0.099436 | 0.05175 | 0.014506 | 0.079101 | 0.05481 | 0.088621 | 0.016147 | 0.023484 | 0.084283 | 0.019574 | 0.065016 | 0.029039 | 0.028991 | 0.076794 | 0.096526 | 0.084768 | 0.089207 | 0.027072 | 0.016677 | 0.037553 | 0.034948 | 0.020644 | 0.076461 | 0.072843 | 0.043752 | 0.045051 | 0.06203 | 0.036301 | 0.031632 | 0.011597 | 0.076529 | 0.052031 | 0.013307 | 0.027948 | 0.093699 | 0.07007 | 0.097096 | 0.050285 | 0.056172 | 0.083241 | 0.082764 | 0.028949 | 0.050151 | 0.073244 | 0.08356 | 0.054191 | 0.096586 | 0.0652 | 0.088923 | 0.083155 | 0.025076 | 0.071575 | 0.040667 | 0.053665 | 0.058601 | 0.076471 | 0.056303 | 0.05989 | 0.043185 | 0.073154 | 0.075037 | 0.03177 | 0.038683 | 0.062698 | 0.040052 | 0.018063 | 0.051391 | 0.093907 | 0.047008 | 0.052971 | 0.070426 | 0.080152 | 0.062326 | 0.053361 | 0.043469 | 0.043668 | 0.090745 | 0.077258 | 0.025175 | 0.088887 | 0.034635 | 0.023874 | 0.088854 | 0.066179 | 0.052838 | 0.060904 | 0.07934 | 0.098852 | 0.033244 | 0.025689 | 0.062028 | 0.014838 | 0.096165 | 0.032423 | 0.071058 | 0.088423 | 0.023956 | 0.037795 | 0.088751 | 0.090532 | 0.065999 | 0.035878 | 0.010381 | 0.050188 | 0.053715 | 0.032103 | 0.088888 | 0.027118 | 0.015607 | 0.089538 | 0.039492 | 0.024377 | 0.06482 | 0.074385 | 0.022068 | 0.02176 | 0.045732 | 0.063009 | 0.02967 | 0.030223 | 0.067615 | 0.062769 | 0.043423 | 0.011613 | 0.073158 | 0.02395 | 0.032643 | 0.037755 | 0.061072 | 0.069801 | 0.066558 | 0.04563 | 0.038892 | 0.050933 | 0.06122 | 0.039017 | 0.055749 | 0.083924 | 0.067882 | 0.011984 | 0.054215 | 0.037792 | 0.065383 | 0.085005 | 0.019204 | 0.093624 | 0.084147 | 0.048753 | 0.046701 | 0.053781 | 0.017879 | 0.032404 | 0.058332 | 0.086801 | 0.02562 | 0.030291 | 0.041202 | 0.078689 | 0.058491 | 0.089476 | 0.022337 | 0.073768 | 0.029274 | 0.07846 | 0.032288 | 0.020903 | 0.070878 | 0.042897 | 0.037735 | 0.014992 | 0.099807 | 0.058211 | 0.052916 | 0.045668 | 0.085206 | 0.032669 | 0.020247 | 0.048355 | 0.089274 | 0.020869 | 0.063805 | 0.052344 | 0.062602 | 0.049538 | 0.042552 | 0.07812 | 0.014798 | 0.094706 | 0.068049 | 0.024104 | 0.066497 | 0.011643 | 0.033728 | 0.085032 | 0.04701 | 0.036466 | 0.049615 | 0.043091 | 0.061016 | 0.024691 | 0.076018 | 0.037184 | 0.097351 | 0.078922 | 0.029904 | 0.024181 | 0.08637 | 0.057388 | 0.092925 | 0.093019 | 0.036735 | 0.054165 | 0.078035 | 0.088657 | 0.054091 | 0.058778 | 0.086533 | 0.075609 | 0.012692 | 0.076914 | 0.072108 | 0.065194 | 0.089608 | 0.042724 | 0.021313 | 0.083064 | 0.034397 | 0.048724 | 0.037048 | 0.093827 | 0.085102 | 0.069507 | 0.094224 | 0.033374 | 0.024032 | 0.063189 | 0.042241 | 0.032126 | 0.062076 | 0.033576 | 0.060246 | 0.044821 | 0.04444 | 0.073288 | 0.040977 | 0.064135 | 0.011544 | 0.032663 | 0.02964 | 0.036272 | 0.07687 | 0.066124 | 0.063004 | 0.021352 | 0.072397 | 0.05811 | 0.012638 | 0.033551 | 0.068789 | 0.013859 | 0.05171 | 0.035161 | 0.014528 | 0.088957 | 0.026779 | 0.073808 | 0.026366 | 0.062019 | 0.066164 | 0.070884 | 0.080306 | 0.075446 | 0.072436 | 0.063576 | 0.083382 | 0.051553 | 0.048759 | 0.087536 | 0.032904 | 0.084699 | 0.092245 | 0.07758 | 0.083018 | 0.077877 | 0.031298 | 0.049082 | 0.069439 | 0.091333 | 0.0107 | 0.053564 | 0.084572 | 0.065079 | 0.081413 | 0.021295 | 0.062712 | 0.033781 | 0.024012 | 0.077085 | 0.032169 | 0.090213 | 0.065488 | 0.082034 | 0.084974 | 0.04004 | 0.078061 | 0.048828 | 0.086173 | 0.01754 | 0.098944 | 0.021466 | 0.022097 | 0.071566 | 0.070699 | 0.097697 | 0.010975 | 0.042077 | 0.014384 | 0.088292 | 0.079749 | 0.051789 | 0.024684 | 0.063409 | 0.043974 | 0.040642 | 0.019188 | 0.010459 | 0.08388 | 0.07463 | 0.014753 | 0.066837 | 0.089348 | 0.064219 | 0.085147 | 0.06054 | 0.072497 | 0.076235 | 0.024554 | 0.087284 | 0.04993 | 0.06734 | 0.040258 | 0.042639 | 0.018972 | 0.020453 | 0.014249 | 0.052489 | 0.062844 | 0.085978 | 0.083054 | 0.096581 | 0.035582 | 0.097718 | 0.024771 | 0.097875 | 0.08818 | 0.05835 | 0.067904 | 0.081678 | 0.095326 | 0.091264 | 0.0125 | 0.050215 | 0.09719 | 0.08762 | 0.034179 | 0.06041 | 0.075916 | 0.064181 | 0.083358 | 0.013869 | 0.054964 | 0.06818 | 0.067103 | 0.067816 | 0.068441 | 0.081956 | 0.089735 | 0.071223 | 0.045205 | 0.081421 | 0.018658 | 0.026572 | 0.056283 | 0.017287 | 0.013227 | 0.097891 | 0.077385 | 0.01349 | 0.076763 | 0.0489 | 0.060418 | 0.052268 | 0.013575 | 0.099815 | 0.098394 | 0.012012 | 0.077859 | 0.025052 | 0.089012 | 0.016957 | 0.062067 | 0.08627 | 0.020204 | 0.05448 | 0.020083 | 0.042558 | 0.014381 | 0.05277 | 0.015921 | 0.025389 | 0.047135 | 0.012286 | 0.039476 | 0.042718 | 0.050951 | 0.066345 | 0.089034 | 0.022728 | 0.070559 | 0.085247 | 0.023576 | 0.073192 | 0.082093 | 0.021508 | 0.010325 | 0.034351 | 0.094506 | 0.03935 | 0.035375 | 0.07676 | 0.026973 | 0.049015 | 0.087604 | 0.066904 | 0.028105 | 0.069461 | 0.088202 | 0.046802 | 0.044627 | 0.045769 | 0.037876 | 0.058988 | 0.02272 | 0.021498 | 0.068621 | 0.093774 | 0.012693 | 0.09742 | 0.065163 | 0.081684 | 0.091101 | 0.065264 | 0.081164 | 0.089876 | 0.038507 | 0.037746 | 0.052065 | 0.037304 | 0.095069 | 0.066779 | 0.075622 | 0.060997 | 0.032973 | 0.05624 | 0.05819 | 0.040062 | 0.062358 | 0.074048 | 0.042203 | 0.016817 | 0.043341 | 0.083711 | 0.026697 | 0.092705 | 0.083995 | 0.051244 | 0.010065 | 0.063665 | 0.091813 | 0.051974 | 0.085081 | 0.05414 | 0.042417 | 0.083823 | 0.08226 | 0.039409 | 0.059105 | 0.05006 | 0.022473 | 0.096796 | 0.02684 | 0.07141 | 0.016292 | 0.053002 | 0.087169 | 0.016678 | 0.048816 | 0.04398 | 0.08144 | 0.089011 | 0.039274 | 0.027566 | 0.08396 | 0.059774 | 0.01678 | 0.020878 | 0.054775 | 0.087655 | 0.069226 | 0.045583 | 0.087044 | 0.071316 | 0.08645 | 0.052504 | 0.042683 | 0.089866 | 0.023554 | 0.084318 | 0.011932 | 0.087454 | 0.04953 | 0.032728 | 0.043032 | 0.064774 | 0.030227 | 0.080959 | 0.082537 | 0.014546 | 0.069981 | 0.050508 | 0.035641 | 0.072264 | 0.017009 | 0.062122 | 0.044994 | 0.028455 | 0.025894 | 0.0713 | 0.086069 | 0.066837 | 0.076754 | 0.06998 | 0.020581 | 0.093406 | 0.086144 | 0.096828 | 0.064301 | 0.095753 | 0.035454 | 0.096112 | 0.065983 | 0.034363 | 0.040332 | 0.068306 | 0.098068 | 0.0922 | 0.05122 | 0.057325 | 0.056596 | 0.061788 | 0.044157 | 0.041791 | 0.073766 | 0.021035 | 0.06495 | 0.071923 | 0.058214 | 0.04961 | 0.023807 | 0.089346 | 0.020993 | 0.020084 | 0.052652 | 0.022173 | 0.045458 | 0.060876 | 0.085683 | 0.058271 | 0.022952 | 0.093568 | 0.096066 | 0.033247 | 0.095304 | 0.055814 | 0.049345 | 0.070947 | 0.083701 | 0.080078 | 0.037159 | 0.079136 | 0.076052 | 0.031172 | 0.062376 | 0.039146 | 0.084163 | 0.083343 | 0.038704 | 0.044866 | 0.095697 | 0.070694 | 0.047215 | 0.035061 | 0.021233 | 0.087143 | 0.073311 | 0.045452 | 0.032774 | 0.03221 | 0.051627 | 0.062109 | 0.057742 | 0.072395 | 0.047035 | 0.024841 | 0.071182 | 0.075309 | 0.065577 | 0.034107 | 0.078877 | 0.053967 | 0.016618 | 0.078163 | 0.07047 | 0.092536 | 0.099693 | 0.067112 | 0.039059 | 0.026471 | 0.090122 | 0.074641 | 0.033795 | 0.081374 | 0.045568 | 0.05935 | 0.088896 | 0.067407 | 0.018856 | 0.071857 | 0.065543 | 0.060209 | 0.090859 | 0.051641 | 0.039684 | 0.098357 | 0.047096 | 0.091309 | 0.05787 | 0.03445 | 0.033 | 0.037589 | 0.03327 | 0.097244 | 0.050578 | 0.0651 | 0.079362 | 0.026956 | 0.072991 | 0.03559 | 0.023035 | 0.031798 | 0.083027 | 0.09737 | 0.021224 | 0.069664 | 0.030997 | 0.038745 | 0.042068 | 0.0423 | 0.04828 | 0.065392 | 0.035548 | 0.077985 | 0.070048 | 0.064237 | 0.052313 | 0.013123 | 0.069614 | 0.017137 | 0.021638 | 0.06925 | 0.075789 | 0.072611 | 0.046487 | 0.085804 | 0.099192 | 0.030278 | 0.032483 | 0.076067 | 0.090816 | 0.056807 | 0.055562 | 0.036159 | 0.070209 | 0.029704 | 0.072856 | 0.038072 | 0.014313 | 0.07515 | 0.012344 | 0.063501 | 0.05843 | 0.063313 | 0.060573 | 0.087639 | 0.01569 | 0.060144 | 0.073472 | 0.09025 | 0.031813 | 0.015384 | 0.043354 | 0.016979 | 0.033276 | 0.098515 | 0.039962 | 0.047426 | 0.0815 | 0.089467 | 0.015497 | 0.060798 | 0.091099 | 0.06235 | 0.018408 | 0.012189 | 0.029254 | 0.019225 | 0.064959 | 0.044494 | 0.024705 | 0.01454 | 0.053216 | 0.07165 | 0.057545 | 0.089849 | 0.088345 | 0.083497 | 0.030196 | 0.082888 | 0.096147 | 0.060332 | 0.041385 | 0.085841 | 0.019718 | 0.062631 | 0.0554 | 0.093764 | 0.010187 | 0.075724 | 0.021713 | 0.059512 | 0.080762 | 0.068823 | 0.022642 | 0.096863 | 0.051982 | 0.075739 | 0.061736 | 0.083414 | 0.01283 | 0.085554 | 0.055365 | 0.061044 | 0.065517 | 0.092987 | 0.045165 | 0.021146 | 0.078823 | 0.067206 | 0.071217 | 0.090871 | 0.08584 | 0.075927 | 0.015684 | 0.0507 | 0.093459 | 0.025078 | 0.043916 | 0.050818 | 0.085184 | 0.04199 | 0.099445 | 0.012635 | 0.044906 | 0.089068 | 0.051713 | 0.062331 | 0.061685 | 0.017328 | 0.080756 | 0.050896 | 0.075005 | 0.060581 | 0.030558 | 0.066828 | 0.032897 | 0.069635 | 0.050874 | 0.050681 | 0.044126 | 0.039066 | 0.096687 | 0.052917 | 0.031768 | 0.072937 | 0.08942 | 0.097046 | 0.030398 | 0.020358 | 0.025554 | 0.023544 | 0.011511 | 0.07713 | 0.080089 | 0.0474 | 0.013957 | 0.037616 | 0.027191 | 0.048914 | 0.095136 | 0.014558 | 0.052437 | 0.04151 | 0.032696 | 0.042743 | 0.026742 | 0.084918 | 0.02078 | 0.040621 | 0.081511 | 0.067447 | 0.013212 | 0.060439 | 0.081366 | 0.049384 | 0.011775 | 0.065704 | 0.027206 | 0.095247 | 0.016239 | 0.079221 | 0.014804 | 0.037248 | 0.045384 | 0.085357 | 0.057191 | 0.023797 | 0.03325 | 0.010267 | 0.060402 | 0.092414 | 0.08646 | 0.058874 | 0.013547 | 0.048519 | 0.078588 | 0.03284 | 0.038199 | 0.028178 | 0.082909 | 0.017392 | 0.068866 | 0.091361 | 0.081876 | 0.069024 | 0.042125 | 0.043019 | 0.073839 | 0.098948 | 0.074461 | 0.032232 | 0.089509 | 0.078867 | 0.041584 | 0.071063 | 0.039634 | 0.090952 | 0.032755 | 0.042902 | 0.099182 | 0.015299 | 0.061251 | 0.092057 | 0.053168 | 0.043633 | 0.082294 | 0.057577 | 0.018008 | 0.076151 | 0.084841 | 0.04747 | 0.082138 | 0.051669 | 0.084702 | 0.077783 | 0.039759 | 0.031124 | 0.035217 | 0.058489 | 0.052597 | 0.088883 | 0.018927 | 0.019837 | 0.046369 | 0.030041 | 0.094195 | 0.013667 | 0.057136 | 0.074482 | 0.013626 | 0.031502 | 0.080869 | 0.037113 | 0.060003 | 0.091811 | 0.021713 | 0.078615 | 0.076982 | 0.075275 | 0.066501 | 0.073606 | 0.010755 | 0.090678 | 0.049891 | 0.022036 | 0.096312 | 0.05872 | 0.062018 | 0.025342 | 0.026946 | 0.099986 | 0.080791 | 0.056747 | 0.052578 | 0.092938 | 0.086565 | 0.033654 | 0.070793 | 0.095131 | 0.069601 | 0.069124 | 0.02627 | 0.030132 | 0.033407 | 0.06072 | 0.014036 | 0.048302 | 0.079468 | 0.040327 | 0.022231 | 0.031077 | 0.090563 | 0.076654 | 0.028939 | 0.020474 | 0.05503 | 0.076743 | 0.038993 | 0.038105 | 0.062371 | 0.056893 | 0.039063 | 0.09321 | 0.022959 | 0.050655 | 0.039536 | 0.014197 | 0.011826 | 0.064733 | 0.020237 | 0.01937 | 0.047103 | 0.081493 | 0.049728 | 0.085972 | 0.043546 | 0.03462 | 0.090506 | 0.027433 | 0.011265 | 0.060389 | 0.042488 | 0.061488 | 0.021536 | 0.086768 | 0.085028 | 0.082009 | 0.054808 | 0.090262 | 0.066897 | 0.082103 | 0.073838 | 0.05363 | 0.043045 | 0.070866 | 0.034447 | 0.096451 | 0.021821 | 0.070148 | 0.02788 | 0.022254 | 0.05138 | 0.01088 | 0.027748 | 0.063711 | 0.071346 | 0.064101 | 0.030554 | 0.020259 | 0.038216 | 0.061353 | 0.045113 | 0.03722 | 0.063958 | 0.027986 | 0.079216 | 0.056932 | 0.027642 | 0.085862 | 0.026056 | 0.067665 | 0.058087 | 0.020553 | 0.084657 | 0.079542 | 0.032433 | 0.08608 | 0.063349 | 0.064991 | 0.042457 | 0.055391 | 0.092409 | 0.043468 | 0.081401 | 0.064975 | 0.028378 | 0.03344 | 0.086271 | 0.09146 | 0.085998 | 0.088814 | 0.07439 | 0.043039 | 0.08279 | 0.07677 | 0.031358 | 0.068983 | 0.061709 | 0.051631 | 0.079418 | 0.093145 | 0.082707 | 0.081573 | 0.010416 | 0.08132 | 0.079792 | 0.059703 | 0.042884 | 0.08424 | 0.030016 | 0.032547 | 0.025093 | 0.080254 | 0.068784 | 0.070304 | 0.061534 | 0.090698 | 0.070388 | 0.083481 | 0.021605 | 0.061434 | 0.039553 | 0.057581 | 0.083648 | 0.068562 | 0.022668 | 0.065004 | 0.037758 | 0.0321 | 0.062242 | 0.045577 | 0.083613 | 0.070411 | 0.024395 | 0.087823 | 0.075139 | 0.092406 | 0.053668 | 0.021124 | 0.047259 | 0.04889 | 0.03171 | 0.044581 | 0.022873 | 0.04715 | 0.039874 | 0.0367 | 0.068749 | 0.070933 | 0.054271 | 0.066346 | 0.050875 | 0.071945 | 0.081608 | 0.071234 | 0.023836 | 0.033929 | 0.076399 | 0.093141 | 0.041646 | 0.010255 | 0.088749 | 0.095846 | 0.080511 | 0.0751 | 0.020101 | 0.057779 | 0.022167 | 0.039136 | 0.085286 | 0.084061 | 0.019852 | 0.073724 | 0.064587 | 0.071489 | 0.045554 | 0.078291 | 0.040204 | 0.024162 | 0.018145 | 0.043071 | 0.032062 | 0.021817 | 0.08991 | 0.038768 | 0.077876 | 0.082973 | 0.057645 | 0.020264 | 0.05078 | 0.062945 | 0.044938 | 0.04261 | 0.059954 | 0.011466 | 0.08904 | 0.04391 | 0.075432 | 0.06733 | 0.096967 | 0.082003 | 0.038412 | 0.070221 | 0.032463 | 0.028526 | 0.014867 | 0.018072 | 0.018235 | 0.032758 | 0.033207 | 0.041172 | 0.058417 | 0.052194 | 0.033761 | 0.065573 | 0.093342 | 0.064812 | 0.025461 | 0.036196 | 0.051235 | 0.079998 | 0.053477 | 0.016783 | 0.075489 | 0.025828 | 0.040415 | 0.083919 | 0.075578 | 0.064714 | 0.012223 | 0.045948 | 0.093689 | 0.092903 | 0.085332 | 0.0402 | 0.056891 | 0.010238 | 0.060981 | 0.050258 | 0.082987 | 0.099227 | 0.032295 | 0.061151 | 0.033051 | 0.068796 | 0.079345 | 0.043329 | 0.073119 | 0.043086 | 0.022659 | 0.08379 | 0.081433 | 0.096792 | 0.030363 | 0.049318 | 0.038819 | 0.069495 | 0.083113 | 0.041846 | 0.061649 | 0.078812 | 0.053058 | 0.064699 | 0.05441 | 0.032791 | 0.018763 | 0.096695 | 0.035619 | 0.018295 | 0.067063 | 0.041322 | 0.074252 | 0.02137 | 0.044827 | 0.086766 | 0.088521 | 0.021182 | 0.046978 | 0.045523 | 0.024691 | 0.05492 | 0.073065 | 0.060546 | 0.074885 | 0.061688 | 0.014461 | 0.041956 | 0.086504 | 0.070479 | 0.086102 | 0.063006 | 0.012569 | 0.071741 | 0.09483 | 0.09818 | 0.0422 | 0.018143 | 0.062147 | 0.077451 | 0.069281 | 0.074867 | 0.085232 | 0.014481 | 0.093002 | 0.067073 | 0.062376 | 0.075803 | 0.092813 | 0.029659 | 0.012407 | 0.091267 | 0.036117 | 0.082098 | 0.012026 | 0.015277 | 0.03857 | 0.046613 | 0.011052 | 0.013478 | 0.010738 | 0.043921 | 0.045896 | 0.040444 | 0.040255 | 0.01663 | 0.032031 | 0.079395 | 0.038729 | 0.052417 | 0.014715 | 0.011446 | 0.01831 | 0.085306 | 0.01721 | 0.024388 | 0.090052 | 0.082293 | 0.033056 | 0.079266 | 0.059229 | 0.027134 | 0.055649 | 0.055195 | 0.082333 | 0.070613 | 0.035227 | 0.01688 | 0.047388 | 0.055074 | 0.027533 | 0.042294 | 0.079328 | 0.085565 | 0.080308 | 0.027622 | 0.044582 | 0.053752 | 0.033497 | 0.02845 | 0.028494 | 0.051956 | 0.074315 | 0.049567 | 0.059048 | 0.024574 | 0.055516 | 0.070267 | 0.053729 | 0.048174 | 0.015452 | 0.077459 | 0.079303 | 0.09435 | 0.051673 | 0.098605 | 0.034312 | 0.086431 | 0.041542 | 0.090693 | 0.015286 | 0.066665 | 0.02759 | 0.045704 | 0.087363 | 0.071975 | 0.025011 | 0.02927 | 0.067282 | 0.085212 | 0.075171 | 0.053493 | 0.07564 | 0.07117 | 0.074076 | 0.016684 | 0.077591 | 0.098234 | 0.048671 | 0.074079 | 0.065188 | 0.075583 | 0.072115 | 0.050818 | 0.030539 | 0.097125 | 0.094912 | 0.091231 | 0.071048 | 0.098521 | 0.076194 | 0.032338 | 0.094157 | 0.047073 | 0.089542 | 0.017786 | 0.044893 | 0.096087 | 0.074744 | 0.098046 | 0.028251 | 0.073697 | 0.067108 | 0.048187 | 0.062686 | 0.026249 | 0.071595 | 0.031557 | 0.040852 | 0.066062 | 0.040735 | 0.064337 | 0.018756 | 0.082596 | 0.06618 | 0.020194 | 0.06795 | 0.066243 | 0.012746 | 0.031769 | 0.058976 | 0.053437 | 0.020294 | 0.020935 | 0.088973 | 0.068725 | 0.054237 | 0.053271 | 0.065665 | 0.086328 | 0.067512 | 0.093301 | 0.022925 | 0.060629 | 0.021571 | 0.046087 | 0.034548 | 0.015621 | 0.059576 | 0.050305 | 0.019461 | 0.039903 | 0.029974 | 0.014165 | 0.099626 | 0.077281 | 0.033077 | 0.032839 | 0.040108 | 0.095464 | 0.05494 | 0.090991 | 0.027322 | 0.093924 | 0.066761 | 0.089408 | 0.057138 | 0.062713 | 0.099917 | 0.072176 | 0.055033 | 0.07116 | 0.038136 | 0.078706 | 0.030398 | 0.082313 | 0.033498 | 0.073986 | 0.054017 | 0.020539 | 0.016023 | 0.036642 | 0.028346 | 0.026297 | 0.048281 | 0.022516 | 0.034945 | 0.098665 | 0.060214 | 0.097463 | 0.081504 | 0.076314 | 0.035644 | 0.091267 | 0.027726 | 0.064641 | 0.054326 | 0.059019 | 0.093144 | 0.064515 | 0.067991 | 0.078032 | 0.061499 | 0.064922 | 0.067828 | 0.088659 | 0.037522 | 0.089475 | 0.041536 | 0.078867 | 0.074683 | 0.058371 | 0.023322 | 0.018594 | 0.051691 | 0.071217 | 0.070318 | 0.052068 | 0.047345 | 0.066541 | 0.033035 | 0.053945 | 0.085507 | 0.026988 | 0.046425 | 0.047204 | 0.060784 | 0.029911 | 0.076906 | 0.021865 | 0.070379 | 0.061528 | 0.08153 | 0.055199 | 0.022891 | 0.048536 | 0.015102 | 0.030352 | 0.079585 | 0.058921 | 0.010981 | 0.033864 | 0.069644 | 0.015447 | 0.042253 | 0.040947 | 0.045084 | 0.040425 | 0.067904 | 0.029471 | 0.068866 | 0.039799 | 0.042911 | 0.078979 | 0.071248 | 0.079502 | 0.062189 | 0.063416 | 0.038048 | 0.034079 | 0.070525 | 0.050562 | 0.030619 | 0.08692 | 0.057703 | 0.029897 | 0.040831 | 0.06196 | 0.043831 | 0.035661 | 0.071278 | 0.086831 | 0.054499 | 0.051858 | 0.070128 | 0.049073 | 0.026008 | 0.068822 | 0.076512 | 0.060256 | 0.08109 | 0.093975 | 0.057271 | 0.012437 | 0.013191 | 0.040491 | 0.057797 | 0.041547 | 0.092393 | 0.052849 | 0.059938 | 0.01298 | 0.01984 | 0.066327 | 0.078699 | 0.03901 | 0.073773 | 0.034488 | 0.070035 | 0.028425 | 0.098942 | 0.081358 | 0.03194 | 0.054966 | 0.070203 | 0.019891 | 0.086162 | 0.054967 | 0.03248 | 0.087414 | 0.026136 | 0.060077 | 0.032822 | 0.032618 | 0.038731 | 0.046292 | 0.039829 | 0.084826 | 0.015292 | 0.061952 | 0.033863 | 0.023171 | 0.033818 | 0.014331 | 0.099118 | 0.092358 | 0.038834 | 0.064081 | 0.064032 | 0.075667 | 0.065884 | 0.082671 | 0.072277 | 0.043848 | 0.030573 | 0.052432 | 0.074605 | 0.059 | 0.059331 | 0.097045 | 0.081266 | 0.087684 | 0.040177 | 0.036351 | 0.084225 | 0.098362 | 0.033928 | 0.083085 | 0.033855 | 0.024912 | 0.067261 | 0.077678 | 0.064404 | 0.086495 | 0.012378 | 0.075669 | 0.027026 | 0.066893 | 0.05935 | 0.090417 | 0.027181 | 0.096307 | 0.012825 | 0.069161 | 0.01528 | 0.029783 | 0.029712 | 0.05297 | 0.016431 | 0.018616 | 0.033954 | 0.03779 | 0.03467 | 0.0881 | 0.085592 | 0.04951 | 0.038487 | 0.095905 | 0.041643 | 0.061198 | 0.062359 | 0.077354 | 0.061537 | 0.086865 | 0.092125 | 0.035476 | 0.082925 | 0.0341 | 0.086151 | 0.055331 | 0.023335 | 0.016049 | 0.084114 | 0.094499 | 0.033197 | 0.067924 | 0.081644 | 0.020994 | 0.091864 | 0.059805 | 0.074516 | 0.05737 | 0.019689 | 0.028061 | 0.059057 | 0.086565 | 0.053759 | 0.07804 | 0.062048 | 0.082925 | 0.053171 | 0.044875 | 0.063306 | 0.068253 | 0.033148 | 0.047385 | 0.097597 | 0.090539 | 0.099478 | 0.043528 | 0.05058 | 0.042469 | 0.073674 | 0.076934 | 0.09277 | 0.09524 | 0.030564 | 0.085814 | 0.059711 | 0.018168 | 0.089395 | 0.09824 | 0.011414 | 0.010492 | 0.030877 | 0.087762 | 0.062963 | 0.085486 | 0.0346 | 0.027882 | 0.056506 | 0.039294 | 0.075599 | 0.063642 | 0.094489 | 0.065004 | 0.037805 | 0.096966 | 0.064298 | 0.0836 | 0.095695 | 0.032558 | 0.040724 | 0.087468 | 0.07723 | 0.087074 | 0.021572 | 0.098376 | 0.017748 | 0.097105 | 0.033184 | 0.046322 | 0.096484 | 0.047649 | 0.01491 | 0.080534 | 0.041462 | 0.045352 | 0.031411 | 0.02607 | 0.059418 | 0.018288 | 0.094023 | 0.01974 | 0.046344 | 0.075805 | 0.091115 | 0.055379 | 0.070566 | 0.061243 | 0.094112 | 0.039256 | 0.017449 | 0.045006 | 0.04039 | 0.058832 | 0.096014 | 0.060841 | 0.089961 | 0.045304 | 0.023797 | 0.070995 | 0.088331 | 0.097771 | 0.071549 | 0.063471 | 0.075232 | 0.010802 | 0.076506 | 0.086024 | 0.076154 | 0.023 | 0.099659 | 0.068332 | 0.014633 | 0.056834 | 0.024966 | 0.038436 | 0.016553 | 0.023147 | 0.033642 | 0.017454 | 0.025417 | 0.054996 | 0.058327 | 0.052607 | 0.049437 | 0.087998 | 0.068394 | 0.085738 | 0.064864 | 0.099205 | 0.042498 | 0.09026 | 0.057437 | 0.064995 | 0.034332 | 0.081925 | 0.073817 | 0.030195 | 0.029321 | 0.095498 | 0.013227 | 0.055968 | 0.095104 | 0.048145 | 0.050179 | 0.062131 | 0.086646 | 0.048099 | 0.048584 | 0.086319 | 0.032412 | 0.033585 | 0.043428 | 0.024221 | 0.016415 | 0.034437 | 0.049721 | 0.083985 | 0.090467 | 0.0612 | 0.095617 | 0.021491 | 0.031719 | 0.035082 | 0.023621 | 0.05176 | 0.068483 | 0.052714 | 0.094551 | 0.078968 | 0.066148 | 0.022953 | 0.038998 | 0.025726 | 0.094958 | 0.088182 | 0.048419 | 0.029542 | 0.034257 | 0.049149 | 0.071417 | 0.015574 | 0.064162 | 0.073115 | 0.032757 | 0.04737 | 0.092298 | 0.049078 | 0.050452 | 0.062751 | 0.037557 | 0.068652 | 0.032063 | 0.044257 | 0.091233 | 0.090749 | 0.094114 | 0.047452 | 0.027645 | 0.088981 | 0.051153 | 0.046234 | 0.073001 | 0.064673 | 0.080403 | 0.075978 | 0.030523 | 0.098448 | 0.034679 | 0.083656 | 0.040447 | 0.055276 | 0.028669 | 0.072089 | 0.083043 | 0.05413 | 0.048767 | 0.058443 | 0.020565 | 0.026294 | 0.035892 | 0.08367 | 0.068604 | 0.044993 | 0.034854 | 0.015111 | 0.03971 | 0.013693 | 0.080347 | 0.083229 | 0.060065 | 0.087702 | 0.084365 | 0.055504 | 0.063837 | 0.0309 | 0.025254 | 0.026354 | 0.0116 | 0.045274 | 0.064237 | 0.010265 | 0.030452 | 0.055957 | 0.055164 | 0.092621 | 0.024156 | 0.03482 | 0.013269 | 0.047629 | 0.058561 | 0.029406 | 0.077063 | 0.077889 | 0.037447 | 0.048703 | 0.020514 | 0.022834 | 0.015919 | 0.094298 | 0.046239 | 0.012658 | 0.046415 | 0.083868 | 0.079592 | 0.022594 | 0.032663 | 0.084066 | 0.061959 | 0.026164 | 0.012647 | 0.075668 | 0.044053 | 0.057755 | 0.07943 | 0.020006 | 0.019178 | 0.053252 | 0.019862 | 0.064318 | 0.057311 | 0.088782 | 0.061698 | 0.049939 | 0.068635 | 0.048567 | 0.071946 | 0.099498 | 0.09334 | 0.095637 | 0.030231 | 0.08528 | 0.012383 | 0.051486 | 0.053607 | 0.050399 | 0.059702 | 0.099357 | 0.075695 | 0.020237 | 0.073169 | 0.055984 | 0.051731 | 0.025859 | 0.01241 | 0.012969 | 0.087897 | 0.068344 | 0.039923 | 0.087001 | 0.054751 | 0.086053 | 0.024189 | 0.052226 | 0.012532 | 0.041457 | 0.022128 | 0.099043 | 0.06017 | 0.014947 | 0.035956 | 0.042147 | 0.0654 | 0.074224 | 0.033757 | 0.034611 | 0.056095 | 0.036351 | 0.048523 | 0.084694 | 0.041163 | 0.097268 | 0.03297 | 0.074936 | 0.068515 | 0.090205 | 0.074634 | 0.054735 | 0.040992 | 0.012972 | 0.082065 | 0.092095 | 0.048636 | 0.063215 | 0.037519 | 0.088416 | 0.010887 | 0.015379 | 0.06281 | 0.044905 | 0.085783 | 0.016155 | 0.01439 | 0.031855 | 0.087473 | 0.041779 | 0.023811 | 0.080125 | 0.083623 | 0.084763 | 0.050521 | 0.062984 | 0.086778 | 0.098373 | 0.094474 | 0.024495 | 0.06802 | 0.073956 | 0.034104 | 0.083237 | 0.041793 | 0.087094 | 0.033543 | 0.030288 | 0.093932 | 0.03025 | 0.024046 | 0.086073 | 0.034419 | 0.028858 | 0.05304 | 0.041248 | 0.026504 | 0.047949 | 0.090497 | 0.091877 | 0.063217 | 0.040776 | 0.018131 | 0.04157 | 0.010549 | 0.046096 | 0.019107 | 0.066528 | 0.052803 | 0.079477 | 0.046659 | 0.023599 | 0.044178 | 0.086191 | 0.023136 | 0.062345 | 0.078032 | 0.087013 | 0.021182 | 0.095529 | 0.04216 | 0.08011 | 0.036072 | 0.092127 | 0.067061 | 0.059978 | 0.065608 | 0.051871 | 0.066471 | 0.057657 | 0.030406 | 0.021331 | 0.024888 | 0.062374 | 0.092427 | 0.090085 | 0.081647 | 0.017892 | 0.099025 | 0.058337 | 0.042073 | 0.028148 | 0.075103 | 0.072947 | 0.023311 | 0.086376 | 0.099607 | 0.096912 | 0.061956 | 0.043566 | 0.084418 | 0.081164 | 0.015104 | 0.079464 | 0.043709 | 0.040412 | 0.018542 | 0.03823 | 0.028753 | 0.019043 | 0.062599 | 0.032638 | 0.023082 | 0.029713 | 0.056655 | 0.071705 | 0.07817 | 0.042033 | 0.048223 | 0.064851 | 0.026441 | 0.044354 | 0.098228 | 0.092583 | 0.037435 | 0.063 | 0.029164 | 0.068035 | 0.089651 | 0.099254 | 0.086722 | 0.049751 | 0.057912 | 0.069861 | 0.097167 | 0.025839 | 0.073883 | 0.011415 | 0.073103 | 0.029501 | 0.039745 | 0.023557 | 0.04643 | 0.041552 | 0.07139 | 0.05771 | 0.093696 | 0.07724 | 0.076576 | 0.058771 | 0.048643 | 0.061008 | 0.086858 | 0.027965 | 0.06633 | 0.051223 | 0.023193 | 0.072943 | 0.061813 | 0.012216 | 0.03314 | 0.031037 | 0.050894 | 0.081054 | 0.031151 | 0.096226 | 0.093878 | 0.070308 | 0.036492 | 0.07621 | 0.011631 | 0.089996 | 0.098323 | 0.030188 | 0.055163 | 0.014956 | 0.013561 | 0.046756 | 0.076963 | 0.051824 | 0.066453 | 0.023569 | 0.052021 | 0.072915 | 0.072645 | 0.081254 | 0.068887 | 0.035394 | 0.019311 | 0.082538 | 0.077682 | 0.043057 | 0.093963 | 0.029136 | 0.078105 | 0.017215 | 0.057595 | 0.053695 | 0.017971 | 0.028459 | 0.082569 | 0.094706 | 0.039085 | 0.070182 | 0.073346 | 0.027597 | 0.053411 | 0.096961 | 0.062244 | 0.079753 | 0.099974 | 0.052844 | 0.062207 | 0.057943 | 0.049835 | 0.092846 | 0.015961 | 0.029365 | 0.016114 | 0.043532 | 0.013858 | 0.046248 | 0.018731 | 0.063297 | 0.074785 | 0.062118 | 0.034962 | 0.084371 | 0.088665 | 0.044339 | 0.093378 | 0.072297 | 0.086486 | 0.028262 | 0.020457 | 0.027468 | 0.020373 | 0.010413 | 0.036414 | 0.075312 | 0.065513 | 0.089687 | 0.044469 | 0.083933 | 0.093054 | 0.09368 | 0.096475 | 0.045348 | 0.088911 | 0.094734 | 0.070338 | 0.057715 | 0.022097 | 0.075103 | 0.01349 | 0.084089 | 0.082389 | 0.033119 | 0.066076 | 0.054223 | 0.056818 | 0.046135 | 0.077045 | 0.031633 | 0.059432 | 0.088395 | 0.059383 | 0.047143 | 0.077714 | 0.098954 | 0.089053 | 0.041907 | 0.051001 | 0.028154 | 0.072762 | 0.022734 | 0.031738 | 0.066373 | 0.081583 | 0.034019 | 0.098834 | 0.054851 | 0.099904 | 0.083148 | 0.089292 | 0.018742 | 0.084705 | 0.067551 | 0.049447 | 0.050279 | 0.099219 | 0.064378 | 0.033915 | 0.098087 | 0.015118 | 0.064874 | 0.023952 | 0.041408 | 0.065558 | 0.099098 | 0.018779 | 0.089319 | 0.096161 | 0.042045 | 0.097603 | 0.067655 | 0.046297 | 0.079377 | 0.099646 | 0.029942 | 0.063916 | 0.097993 | 0.041305 | 0.019008 | 0.021759 | 0.071615 | 0.030165 | 0.038913 | 0.039281 | 0.071884 | 0.032764 | 0.067458 | 0.094194 | 0.076456 | 0.057355 | 0.076848 | 0.046793 | 0.08335 | 0.01468 | 0.05105 | 0.035045 | 0.097086 | 0.062603 | 0.051156 | 0.024245 | 0.078238 | 0.066954 | 0.083699 | 0.036671 | 0.01633 | 0.018826 | 0.074957 | 0.021696 | 0.072278 | 0.071867 | 0.042671 | 0.07651 | 0.026361 | 0.013046 | 0.014313 | 0.065556 | 0.060042 | 0.095197 | 0.069177 | 0.084144 | 0.082251 | 0.095609 | 0.087787 | 0.024759 | 0.015697 | 0.027118 | 0.020908 | 0.018999 | 0.098929 | 0.091342 | 0.085183 | 0.04895 | 0.014608 | 0.039845 | 0.068812 | 0.040844 | 0.098831 | 0.095989 | 0.06891 | 0.06119 | 0.090413 | 0.096544 | 0.032893 | 0.033432 | 0.094005 | 0.027429 | 0.05327 | 0.017964 | 0.074153 | 0.053737 | 0.090136 | 0.089792 | 0.012668 | 0.092454 | 0.073723 | 0.054076 | 0.011339 | 0.061919 | 0.01946 | 0.022874 | 0.083763 | 0.073574 | 0.046161 | 0.016134 | 0.07168 | 0.029684 | 0.069667 | 0.093274 | 0.085612 | 0.033386 | 0.085342 | 0.088146 | 0.074134 | 0.039285 | 0.090028 | 0.071633 | 0.023189 | 0.098653 | 0.061484 | 0.063103 | 0.057693 | 0.011976 | 0.082225 | 0.057477 | 0.016915 | 0.084321 | 0.014278 | 0.016945 | 0.042187 | 0.040648 | 0.05462 | 0.092496 | 0.034769 | 0.016179 | 0.073432 | 0.052318 | 0.075542 | 0.070776 | 0.02634 | 0.024878 | 0.057026 | 0.049315 | 0.097306 | 0.068021 | 0.045828 | 0.066335 | 0.040553 | 0.076291 | 0.067746 | 0.0638 | 0.012576 | 0.080176 | 0.08407 | 0.03519 | 0.038199 | 0.084525 | 0.062044 | 0.072631 | 0.059483 | 0.040621 | 0.090693 | 0.033393 | 0.021377 | 0.076599 | 0.067899 | 0.014946 | 0.061355 | 0.011351 | 0.075071 | 0.052821 | 0.089974 | 0.05694 | 0.014293 | 0.027102 | 0.029302 | 0.05484 | 0.068597 | 0.045992 | 0.047832 | 0.059486 | 0.059776 | 0.034846 | 0.076978 | 0.087943 | 0.077461 | 0.053369 | 0.018592 | 0.09655 | 0.083356 | 0.096999 | 0.0501 | 0.065664 | 0.027837 | 0.041527 | 0.09338 | 0.048374 | 0.060978 | 0.028061 | 0.092886 | 0.037445 | 0.057572 | 0.058041 | 0.083283 | 0.041441 | 0.071457 | 0.072524 | 0.01908 | 0.066437 | 0.052328 | 0.098826 | 0.074126 | 0.083574 | 0.028612 | 0.046594 | 0.041953 | 0.076225 | 0.019786 | 0.05774 | 0.031363 | 0.019453 | 0.021469 | 0.092719 | 0.099303 | 0.081335 | 0.025204 | 0.050511 | 0.039469 | 0.038731 | 0.014531 | 0.076845 | 0.060509 | 0.047741 | 0.039986 | 0.019411 | 0.024672 | 0.014106 | 0.027662 | 0.034876 | 0.050182 | 0.056051 | 0.066824 | 0.032151 | 0.075784 | 0.0538 | 0.063476 | 0.01769 | 0.042526 | 0.062872 | 0.08311 | 0.086587 | 0.073646 | 0.016664 | 0.083187 | 0.043989 | 0.01086 | 0.038985 | 0.056752 | 0.080732 | 0.020292 | 0.050128 | 0.011526 | 0.038515 | 0.082777 | 0.027148 | 0.083646 | 0.070959 | 0.077149 | 0.08377 | 0.023821 | 0.027341 | 0.065574 | 0.063963 | 0.045088 | 0.026214 | 0.095132 | 0.028524 | 0.041217 | 0.091942 | 0.014858 | 0.032486 | 0.086928 | 0.09371 | 0.09021 | 0.028257 | 0.067952 | 0.097865 | 0.025867 | 0.019823 | 0.020921 | 0.023727 | 0.025646 | 0.087443 | 0.015483 | 0.098079 | 0.048903 | 0.027383 | 0.011974 | 0.082653 | 0.08824 | 0.017338 | 0.092298 | 0.08659 | 0.075463 | 0.087276 | 0.068541 | 0.028416 | 0.076595 | 0.072127 | 0.016631 | 0.049566 | 0.046732 | 0.085648 | 0.071494 | 0.064396 | 0.024444 | 0.057251 | 0.036507 | 0.07221 | 0.054913 | 0.042096 | 0.055529 | 0.083485 | 0.084064 | 0.080378 | 0.021531 | 0.023195 | 0.022791 | 0.035837 | 0.033693 | 0.070278 | 0.052816 | 0.070147 | 0.019329 | 0.052549 | 0.013932 | 0.091701 | 0.082021 | 0.094918 | 0.062106 | 0.03776 | 0.047791 | 0.031113 | 0.046937 | 0.024894 | 0.08372 | 0.093839 | 0.043027 | 0.098133 | 0.017259 | 0.047381 | 0.092432 | 0.027903 | 0.039211 | 0.0444 | 0.035289 | 0.055148 | 0.072164 | 0.08934 | 0.011988 | 0.022791 | 0.015709 | 0.075418 | 0.057515 | 0.09258 | 0.044238 | 0.082293 | 0.052339 | 0.051297 | 0.059264 | 0.081937 | 0.050399 | 0.01631 | 0.051681 | 0.067483 | 0.027024 | 0.066636 | 0.04883 | 0.055007 | 0.072828 | 0.058403 | 0.061871 | 0.087666 | 0.018848 | 0.079345 | 0.015032 | 0.035832 | 0.043897 | 0.067586 | 0.060116 | 0.068889 | 0.036191 | 0.018929 | 0.097592 | 0.058034 | 0.040798 | 0.076119 | 0.03438 | 0.07169 | 0.045606 | 0.054424 | 0.09806 | 0.013622 | 0.048564 | 0.07709 | 0.093828 | 0.096258 | 0.011907 | 0.014041 | 0.072967 | 0.063908 | 0.045533 | 0.056272 | 0.06925 | 0.058711 | 0.042036 | 0.058953 | 0.048663 | 0.020713 | 0.093536 | 0.060631 | 0.019744 | 0.034926 | 0.056376 | 0.064787 | 0.028721 | 0.0402 | 0.078264 | 0.061843 | 0.057813 | 0.039924 | 0.047984 | 0.096818 | 0.036255 | 0.01081 | 0.034173 | 0.035162 | 0.038492 | 0.059241 | 0.016026 | 0.0226 | 0.069287 | 0.095491 | 0.064784 | 0.0381 | 0.051412 | 0.05767 | 0.030118 | 0.056482 | 0.064086 | 0.097151 | 0.079629 | 0.092227 | 0.050461 | 0.031062 | 0.013112 | 0.032726 | 0.042339 | 0.083445 | 0.027065 | 0.082074 | 0.029187 | 0.077581 | 0.082891 | 0.015211 | 0.042441 | 0.048083 | 0.01368 | 0.013475 | 0.01331 | 0.068753 | 0.0715 | 0.077651 | 0.026493 | 0.083696 | 0.02138 | 0.041565 | 0.087218 | 0.085516 | 0.091452 | 0.015262 | 0.06544 | 0.026431 | 0.020098 | 0.01081 | 0.013094 | 0.052914 | 0.038142 | 0.032698 | 0.057224 | 0.016382 | 0.023215 | 0.082253 | 0.050496 | 0.053442 | 0.067267 | 0.019185 | 0.088906 | 0.070089 | 0.054812 | 0.095024 | 0.088583 | 0.098483 | 0.095816 | 0.041698 | 0.083451 | 0.023794 | 0.031542 | 0.088135 | 0.079293 | 0.01945 | 0.092725 | 0.068858 | 0.063477 | 0.071044 | 0.086611 | 0.048875 | 0.08987 | 0.026659 | 0.071396 | 0.082762 | 0.040331 | 0.061201 | 0.068212 | 0.038684 | 0.082309 | 0.09609 | 0.043959 | 0.043912 | 0.022 | 0.089707 | 0.016891 | 0.089315 | 0.068315 | 0.032368 | 0.068376 | 0.044328 | 0.061165 | 0.042199 | 0.072478 | 0.013011 | 0.054772 | 0.08277 | 0.05029 | 0.058847 | 0.081457 | 0.057254 | 0.07527 | 0.024754 | 0.054055 | 0.095645 | 0.038695 | 0.020539 | 0.04894 | 0.033268 | 0.074001 | 0.072503 | 0.098311 | 0.048626 | 0.075659 | 0.099287 | 0.065038 | 0.098583 | 0.051858 | 0.054976 | 0.060613 | 0.026616 | 0.034453 | 0.088451 | 0.011751 | 0.070645 | 0.09899 | 0.076541 | 0.097412 | 0.063931 | 0.096645 | 0.032662 | 0.01449 | 0.017194 | 0.041353 | 0.05564 | 0.015907 | 0.046148 | 0.054454 | 0.057091 | 0.022353 | 0.062654 | 0.079091 | 0.03806 | 0.023316 | 0.086656 | 0.021752 | 0.055351 | 0.093548 | 0.037027 | 0.078812 | 0.025588 | 0.056955 | 0.055425 | 0.093606 | 0.099777 | 0.082344 | 0.094666 | 0.046097 | 0.050856 | 0.087522 | 0.035241 | 0.095998 | 0.020618 | 0.064742 | 0.060259 | 0.028809 | 0.066953 | 0.041646 | 0.022628 | 0.091476 | 0.033001 | 0.078464 | 0.053531 | 0.036006 | 0.064371 | 0.091696 | 0.02454 | 0.062399 | 0.087495 | 0.011869 | 0.081059 | 0.097494 | 0.039732 | 0.02779 | 0.010263 | 0.023032 | 0.040419 | 0.076619 | 0.076108 | 0.030142 | 0.033805 | 0.088199 | 0.09571 | 0.069373 | 0.075113 | 0.060238 | 0.026124 | 0.03687 | 0.079998 | 0.010381 | 0.071065 | 0.04486 | 0.030789 | 0.023104 | 0.072779 | 0.039423 | 0.079723 | 0.096885 | 0.034905 | 0.061257 | 0.082389 | 0.033945 | 0.042907 | 0.04174 | 0.078659 | 0.090733 | 0.088862 | 0.078395 | 0.059828 | 0.045892 | 0.031832 | 0.054961 | 0.013213 | 0.096153 | 0.098263 | 0.068857 | 0.014668 | 0.083832 | 0.036177 | 0.027542 | 0.08679 | 0.024356 | 0.059027 | 0.036945 | 0.032069 | 0.072196 | 0.078111 | 0.017391 | 0.0941 | 0.092013 | 0.034883 | 0.09915 | 0.058183 | 0.087294 | 0.027903 | 0.037199 | 0.037539 | 0.093332 | 0.092739 | 0.045025 | 0.035419 | 0.084214 | 0.041508 | 0.022764 | 0.096927 | 0.039372 | 0.042162 | 0.030172 | 0.046537 | 0.026525 | 0.071964 | 0.063092 | 0.035041 | 0.032336 | 0.089012 | 0.09688 | 0.023802 | 0.018838 | 0.099785 | 0.070013 | 0.033279 | 0.054622 | 0.063054 | 0.026882 | 0.057076 | 0.085593 | 0.039234 | 0.099502 | 0.07301 | 0.089114 | 0.05723 | 0.051295 | 0.015676 | 0.043078 | 0.072232 | 0.067894 | 0.058583 | 0.07154 | 0.015099 | 0.088369 | 0.076208 | 0.033845 | 0.061769 | 0.047046 | 0.089438 | 0.06719 | 0.059311 | 0.069271 | 0.026472 | 0.064765 | 0.072961 | 0.011415 | 0.081964 | 0.019609 | 0.081514 | 0.094532 | 0.040214 | 0.087674 | 0.024971 | 0.060132 | 0.040895 | 0.016528 | 0.057933 | 0.020936 | 0.040635 | 0.043331 | 0.052464 | 0.083985 | 0.043352 | 0.05251 | 0.013293 | 0.028496 | 0.053424 | 0.088969 | 0.057579 | 0.012237 | 0.082509 | 0.059559 | 0.029911 | 0.060684 | 0.066394 | 0.032327 | 0.098911 | 0.073943 | 0.036675 | 0.095633 | 0.061866 | 0.085771 | 0.061234 | 0.01199 | 0.078826 | 0.023162 | 0.045731 | 0.087111 | 0.061061 | 0.078234 | 0.06185 | 0.032947 | 0.026395 | 0.028925 | 0.09953 | 0.09697 | 0.058735 | 0.055416 | 0.042464 | 0.034323 | 0.026215 | 0.069678 | 0.019237 | 0.065304 | 0.036792 | 0.034724 | 0.06526 | 0.029939 | 0.02947 | 0.041577 | 0.05388 | 0.087789 | 0.065118 | 0.065971 | 0.037483 | 0.078008 | 0.064064 | 0.090512 | 0.073876 | 0.068808 | 0.035734 | 0.031483 | 0.061212 | 0.05693 | 0.029572 | 0.084242 | 0.046442 | 0.023111 | 0.095228 | 0.09721 | 0.086286 | 0.018347 | 0.059988 | 0.052014 | 0.091369 | 0.062451 | 0.062253 | 0.076538 | 0.087055 | 0.088651 | 0.088678 | 0.09117 | 0.036753 | 0.020084 | 0.070309 | 0.032476 | 0.049517 | 0.065288 | 0.096627 | 0.08656 | 0.082394 | 0.042801 | 0.035704 | 0.05454 | 0.021763 | 0.081298 | 0.02585 | 0.033517 | 0.06561 | 0.041914 | 0.058233 | 0.057153 | 0.089605 | 0.092371 | 0.011865 | 0.027612 | 0.055919 | 0.090743 | 0.071948 | 0.018617 | 0.019152 | 0.061607 | 0.06379 | 0.058567 | 0.034317 | 0.06457 | 0.036551 | 0.02216 | 0.082947 | 0.082216 | 0.08734 | 0.094513 | 0.028274 | 0.010974 | 0.044874 | 0.015824 | 0.065879 | 0.06602 | 0.062723 | 0.071472 | 0.030249 | 0.097036 | 0.073894 | 0.025035 | 0.050028 | 0.083229 | 0.010305 | 0.050745 | 0.08578 | 0.020638 | 0.093615 | 0.013731 | 0.013102 | 0.023576 | 0.07418 | 0.013192 | 0.099044 | 0.027184 | 0.032072 | 0.032486 | 0.064866 | 0.018198 | 0.020857 | 0.099217 | 0.014552 | 0.035207 | 0.016056 | 0.026904 | 0.014791 | 0.023629 | 0.077995 | 0.043499 | 0.091735 | 0.044824 | 0.047639 | 0.09697 | 0.076506 | 0.037871 | 0.024238 | 0.050244 | 0.023134 | 0.082564 | 0.050998 | 0.095687 | 0.076569 | 0.08535 | 0.076159 | 0.066964 | 0.05126 | 0.058277 | 0.090674 | 0.069466 | 0.095912 | 0.029532 | 0.056377 | 0.026739 | 0.066554 | 0.026753 | 0.010607 | 0.032386 | 0.042426 | 0.099374 | 0.079829 | 0.025119 | 0.098836 | 0.070434 | 0.090391 | 0.032379 | 0.050682 | 0.013945 | 0.083895 | 0.047131 | 0.021963 | 0.029784 | 0.084138 | 0.013409 | 0.06493 | 0.08916 | 0.065714 | 0.050865 | 0.09724 | 0.084316 | 0.038909 | 0.057796 | 0.078213 | 0.05748 | 0.022964 | 0.049042 | 0.037516 | 0.084882 | 0.097346 | 0.06463 | 0.012452 | 0.043182 | 0.08379 | 0.06372 | 0.056407 | 0.095635 | 0.014301 | 0.021819 | 0.078291 | 0.011245 | 0.016636 | 0.093684 | 0.066055 | 0.032682 | 0.036318 | 0.024474 | 0.051247 | 0.062409 | 0.066985 | 0.099114 | 0.023175 | 0.068353 | 0.038832 | 0.046933 | 0.016361 | 0.075196 | 0.056625 | 0.030547 | 0.035471 | 0.050427 | 0.076889 | 0.081717 | 0.067559 | 0.011525 | 0.084529 | 0.090303 | 0.014464 | 0.053533 | 0.086814 | 0.09986 | 0.010648 | 0.041724 | 0.073231 | 0.041925 | 0.014143 | 0.03805 | 0.048155 | 0.046625 | 0.052019 | 0.047433 | 0.078074 | 0.022556 | 0.056128 | 0.020349 | 0.049312 | 0.018007 | 0.055176 | 0.016974 | 0.021845 | 0.023603 | 0.031453 | 0.031274 | 0.010273 | 0.0863 | 0.081104 | 0.019083 | 0.052658 | 0.016989 | 0.050809 | 0.079575 | 0.016588 | 0.080418 | 0.067318 | 0.057425 | 0.018405 | 0.048834 | 0.045232 | 0.025141 | 0.077091 | 0.07183 | 0.014565 | 0.025429 | 0.096076 | 0.071366 | 0.067512 | 0.045238 | 0.065602 | 0.06941 | 0.094765 | 0.069308 | 0.098082 | 0.033414 | 0.038969 | 0.033191 | 0.041486 | 0.017412 | 0.050373 | 0.01133 | 0.068655 | 0.081388 | 0.061035 | 0.03082 | 0.012522 | 0.011606 | 0.028529 | 0.086212 | 0.062593 | 0.060441 | 0.017543 | 0.011166 | 0.056191 | 0.097547 | 0.062997 | 0.035753 | 0.097068 | 0.024065 | 0.036877 | 0.068313 | 0.098942 | 0.066097 | 0.09423 | 0.051502 | 0.098564 | 0.03772 | 0.080311 | 0.011271 | 0.09544 | 0.060111 | 0.070626 | 0.018927 | 0.035598 | 0.096805 | 0.019818 | 0.049822 | 0.035684 | 0.06567 | 0.04064 | 0.094561 | 0.049364 | 0.083301 | 0.011672 | 0.013023 | 0.099797 | 0.091126 | 0.083047 | 0.050112 | 0.050816 | 0.031884 | 0.031275 | 0.06623 | 0.093238 | 0.014255 | 0.073378 | 0.074249 | 0.050007 | 0.033794 | 0.04539 | 0.032547 | 0.08981 | 0.039224 | 0.049075 | 0.023744 | 0.018042 | 0.015976 | 0.057975 | 0.014792 | 0.059435 | 0.013404 | 0.066945 | 0.079189 | 0.031181 | 0.088302 | 0.098358 | 0.054664 | 0.056591 | 0.076263 | 0.067116 | 0.043593 | 0.017081 | 0.040194 | 0.068978 | 0.061369 | 0.037268 | 0.053651 | 0.061246 | 0.064163 | 0.037543 | 0.064383 | 0.090532 | 0.084558 | 0.071427 | 0.051078 | 0.077135 | 0.05204 | 0.062038 | 0.046571 | 0.097329 | 0.048069 | 0.093133 | 0.01888 | 0.031113 | 0.07253 | 0.023935 | 0.099627 | 0.071681 | 0.092394 | 0.080484 | 0.091434 | 0.046507 | 0.013483 | 0.074106 | 0.013743 | 0.02888 | 0.059522 | 0.055051 | 0.086736 | 0.044366 | 0.042394 | 0.057707 | 0.048878 | 0.017826 | 0.017739 | 0.054499 | 0.08086 | 0.018948 | 0.012971 | 0.078586 | 0.071404 | 0.031255 | 0.099556 | 0.014692 | 0.079568 | 0.022925 | 0.090478 | 0.050772 | 0.083109 | 0.076488 | 0.021795 | 0.055797 | 0.066367 | 0.054374 | 0.04881 | 0.081671 | 0.040343 | 0.084954 | 0.011209 | 0.040258 | 0.066935 | 0.090586 | 0.070632 | 0.052107 | 0.035012 | 0.092466 | 0.060857 | 0.038196 | 0.064536 | 0.070523 | 0.021248 | 0.058984 | 0.069168 | 0.034435 | 0.062048 | 0.02165 | 0.029816 | 0.075914 | 0.088644 | 0.02696 | 0.050689 | 0.067207 | 0.066938 | 0.062751 | 0.031686 | 0.046957 | 0.099994 | 0.021397 | 0.036352 | 0.096943 | 0.070649 | 0.042901 | 0.029382 | 0.046047 | 0.031891 | 0.075775 | 0.021394 | 0.025692 | 0.052653 | 0.067896 | 0.035019 | 0.048621 | 0.062411 | 0.085893 | 0.012147 | 0.067991 | 0.08711 | 0.036893 | 0.016714 | 0.06567 | 0.034289 | 0.026103 | 0.021964 | 0.083206 | 0.070305 | 0.072932 | 0.069771 | 0.02138 | 0.068132 | 0.056474 | 0.039932 | 0.062692 | 0.096328 | 0.019706 | 0.090186 | 0.031061 | 0.068447 | 0.049669 | 0.011274 | 0.017019 | 0.075443 | 0.066814 | 0.03293 | 0.019931 | 0.029412 | 0.098262 | 0.026599 | 0.049044 | 0.028349 | 0.032991 | 0.076603 | 0.077493 | 0.08854 | 0.07415 | 0.087137 | 0.062872 | 0.013295 | 0.080073 | 0.031891 | 0.084818 | 0.040823 | 0.086139 | 0.080094 | 0.055826 | 0.060225 | 0.040824 | 0.032543 | 0.093534 | 0.043454 | 0.015357 | 0.060758 | 0.0179 | 0.074527 | 0.035371 | 0.095617 | 0.05736 | 0.019287 | 0.014174 | 0.06932 | 0.037716 | 0.093138 | 0.055243 | 0.034386 | 0.046589 | 0.012919 | 0.087625 | 0.082173 | 0.09334 | 0.077819 | 0.089363 | 0.022879 | 0.053573 | 0.053717 | 0.056612 | 0.087267 | 0.09199 | 0.013737 | 0.07719 | 0.059602 | 0.072052 | 0.095983 | 0.01344 | 0.051169 | 0.038471 | 0.018641 | 0.065158 | 0.099004 | 0.030641 | 0.082426 | 0.05265 | 0.05427 | 0.071764 | 0.074662 | 0.022016 | 0.059021 | 0.058122 | 0.070438 | 0.0773 | 0.041131 | 0.063099 | 0.034974 | 0.042503 | 0.020004 | 0.012545 | 0.028102 | 0.057171 | 0.012057 | 0.030203 | 0.054512 | 0.093692 | 0.068031 | 0.044328 | 0.040758 | 0.01187 | 0.060491 | 0.093765 | 0.08447 | 0.029116 | 0.057345 | 0.024325 | 0.074873 | 0.076881 | 0.03227 | 0.051226 | 0.032273 | 0.05401 | 0.069919 | 0.042743 | 0.010617 | 0.017747 | 0.053357 | 0.059836 | 0.013059 | 0.058187 | 0.036624 | 0.079011 | 0.076026 | 0.027223 | 0.033689 | 0.050975 | 0.019716 | 0.031762 | 0.056344 | 0.070407 | 0.020425 | 0.060347 | 0.065004 | 0.096597 | 0.09546 | 0.023321 | 0.043752 | 0.025523 | 0.011927 | 0.096594 | 0.075312 | 0.020975 | 0.025041 | 0.023616 | 0.085965 | 0.046495 | 0.024025 | 0.068391 | 0.035327 | 0.066986 | 0.036121 | 0.035406 | 0.075333 | 0.062932 | 0.073224 | 0.083947 | 0.089716 | 0.044952 | 0.057461 | 0.053067 | 0.085004 | 0.016311 | 0.013798 | 0.059341 | 0.039318 | 0.030384 | 0.089062 | 0.043792 | 0.013547 | 0.07574 | 0.08337 | 0.085876 | 0.086252 | 0.038758 | 0.060932 | 0.021833 | 0.056473 | 0.034181 | 0.052717 | 0.024489 | 0.088293 | 0.060613 | 0.036339 | 0.085201 | 0.088334 | 0.055349 | 0.018157 | 0.067864 | 0.028564 | 0.04176 | 0.095126 | 0.033525 | 0.04449 | 0.05031 | 0.028386 | 0.087404 | 0.080526 | 0.021703 | 0.053517 | 0.085471 | 0.056402 | 0.099059 | 0.067178 | 0.060895 | 0.083403 | 0.072832 | 0.081735 | 0.042896 | 0.023606 | 0.09942 | 0.046094 | 0.037505 | 0.019277 | 0.067871 | 0.023588 | 0.094509 | 0.076901 | 0.061925 | 0.072886 | 0.04072 | 0.086364 | 0.030211 | 0.072188 | 0.084304 | 0.042667 | 0.020982 | 0.078516 | 0.070142 | 0.017677 | 0.050233 | 0.072418 | 0.073706 | 0.067857 | 0.064653 | 0.018413 | 0.053161 | 0.049163 | 0.031876 | 0.068943 | 0.087083 | 0.072529 | 0.072398 | 0.040693 | 0.017113 | 0.057977 | 0.058933 | 0.093379 | 0.06881 | 0.066445 | 0.035332 | 0.043821 | 0.087399 | 0.056596 | 0.05183 | 0.094973 | 0.068118 | 0.067324 | 0.066146 | 0.076815 | 0.070096 | 0.024005 | 0.068489 | 0.010516 | 0.088052 | 0.069446 | 0.086591 | 0.047076 | 0.050468 | 0.056993 | 0.088502 | 0.041202 | 0.026044 | 0.037163 | 0.042142 | 0.022516 | 0.010451 | 0.072741 | 0.097259 | 0.020957 | 0.018105 | 0.095234 | 0.029277 | 0.044175 | 0.031817 | 0.099253 | 0.050249 | 0.032852 | 0.048886 | 0.030531 | 0.034903 | 0.073291 | 0.011668 | 0.025212 | 0.057472 | 0.030392 | 0.061586 | 0.066321 | 0.088274 | 0.019118 | 0.013807 | 0.075965 | 0.027871 | 0.088884 | 0.037775 | 0.048856 | 0.024271 | 0.029056 | 0.072174 | 0.076985 | 0.051431 | 0.062084 | 0.01313 | 0.080423 | 0.096002 | 0.014126 | 0.016303 | 0.076631 | 0.01594 | 0.050665 | 0.021056 | 0.028346 | 0.046182 | 0.061044 | 0.073824 | 0.034438 | 0.095427 | 0.098594 | 0.010294 | 0.012333 | 0.094854 | 0.073748 | 0.018842 | 0.03181 | 0.028415 | 0.014289 | 0.090356 | 0.014998 | 0.059459 | 0.076331 | 0.087599 | 0.06524 | 0.02726 | 0.044537 | 0.065057 | 0.083142 | 0.041684 | 0.041979 | 0.022338 | 0.083491 | 0.04892 | 0.074929 | 0.01178 | 0.010328 | 0.038639 | 0.044541 | 0.095471 | 0.09461 | 0.087172 | 0.02217 | 0.03257 | 0.044368 | 0.036576 | 0.086361 | 0.097675 | 0.093647 | 0.065168 | 0.039971 | 0.012664 | 0.029443 | 0.086161 | 0.066347 | 0.083819 | 0.087785 | 0.012805 | 0.071705 | 0.056931 | 0.08394 | 0.039114 | 0.050276 | 0.094061 | 0.063704 | 0.032422 | 0.038941 | 0.089141 | 0.063534 | 0.051959 | 0.0182 | 0.083845 | 0.092351 | 0.053441 | 0.075797 | 0.072249 | 0.064045 | 0.023881 | 0.062698 | 0.032038 | 0.081106 | 0.088797 | 0.015785 | 0.073158 | 0.014705 | 0.06914 | 0.06517 | 0.030746 | 0.015945 | 0.071545 | 0.057837 | 0.055275 | 0.074362 | 0.099175 | 0.02029 | 0.04832 | 0.068965 | 0.069676 | 0.084529 | 0.063725 | 0.080949 | 0.045438 | 0.048441 | 0.091923 | 0.092748 | 0.07435 | 0.056883 | 0.049586 | 0.010678 | 0.070254 | 0.023436 | 0.064605 | 0.02187 | 0.011877 | 0.024821 | 0.023773 | 0.024493 | 0.088602 | 0.09578 | 0.057231 | 0.056718 | 0.033132 | 0.067685 | 0.04467 | 0.023723 | 0.0282 | 0.068057 | 0.061205 | 0.011609 | 0.03532 | 0.053353 | 0.025759 | 0.039363 | 0.065334 | 0.052268 | 0.062067 | 0.041549 | 0.016858 | 0.080807 | 0.094829 | 0.026014 | 0.0522 | 0.042035 | 0.090338 | 0.067812 | 0.085105 | 0.056409 | 0.09943 | 0.068215 | 0.047489 | 0.084456 | 0.098656 | 0.086462 | 0.04494 | 0.042855 | 0.061126 | 0.085724 | 0.023669 | 0.033213 | 0.072803 | 0.058568 | 0.050502 | 0.011609 | 0.023336 | 0.077958 | 0.035638 | 0.092173 | 0.011426 | 0.094457 | 0.06762 | 0.032481 | 0.028556 | 0.028339 | 0.018878 | 0.062674 | 0.024194 | 0.072866 | 0.096617 | 0.011356 | 0.050291 | 0.046966 | 0.027341 | 0.09407 | 0.09953 | 0.037977 | 0.026182 | 0.039957 | 0.095443 | 0.041827 | 0.060977 | 0.028607 | 0.056859 | 0.039012 | 0.011115 | 0.066832 | 0.019156 | 0.086539 | 0.064188 | 0.029016 | 0.070624 | 0.029765 | 0.041347 | 0.074149 | 0.069091 | 0.07097 | 0.028808 | 0.088441 | 0.099797 | 0.074093 | 0.060331 | 0.097711 | 0.079915 | 0.075741 | 0.036671 | 0.042127 | 0.025371 | 0.048701 | 0.078981 | 0.022576 | 0.08823 | 0.073128 | 0.079015 | 0.080891 | 0.043675 | 0.074371 | 0.090223 | 0.058504 | 0.080796 | 0.047538 | 0.034951 | 0.029511 | 0.051412 | 0.079828 | 0.051237 | 0.05716 | 0.035264 | 0.024576 | 0.02608 | 0.029833 | 0.080664 | 0.048824 | 0.019372 | 0.08784 | 0.051799 | 0.054003 | 0.073787 | 0.066428 | 0.043044 | 0.066868 | 0.026797 | 0.086846 | 0.020433 | 0.097314 | 0.098157 | 0.093575 | 0.051157 | 0.026677 | 0.034581 | 0.029349 | 0.064946 | 0.039692 | 0.049681 | 0.015212 | 0.02366 | 0.041845 | 0.08975 | 0.029821 | 0.025172 | 0.059655 | 0.01721 | 0.09344 | 0.068069 | 0.056932 | 0.030702 | 0.075231 | 0.023366 | 0.022265 | 0.045974 | 0.088606 | 0.055073 | 0.091766 | 0.023871 | 0.068193 | 0.045765 | 0.088746 | 0.057052 | 0.084651 | 0.045013 | 0.068995 | 0.043076 | 0.095759 | 0.030752 | 0.049348 | 0.032629 | 0.069139 | 0.074084 | 0.050732 | 0.043424 | 0.024069 | 0.010198 | 0.048985 | 0.013774 | 0.043098 | 0.093627 | 0.091071 | 0.058138 | 0.073232 | 0.079104 | 0.073186 | 0.03811 | 0.074027 | 0.078981 | 0.057942 | 0.084324 | 0.083303 | 0.07334 | 0.077116 | 0.09219 | 0.066557 | 0.062616 | 0.08787 | 0.088853 | 0.091305 | 0.046955 | 0.040797 | 0.093868 | 0.074467 | 0.093105 | 0.09387 | 0.044386 | 0.04633 | 0.076406 | 0.067279 | 0.022462 | 0.020558 | 0.043173 | 0.083472 | 0.066225 | 0.056734 | 0.024883 | 0.029576 | 0.030541 | 0.030553 | 0.090778 | 0.039011 | 0.010541 | 0.023742 | 0.016936 | 0.046476 | 0.017813 | 0.031455 | 0.010291 | 0.064093 | 0.060319 | 0.074532 | 0.014268 | 0.093968 | 0.088988 | 0.020369 | 0.0101 | 0.011546 | 0.084762 | 0.080527 | 0.050469 | 0.062902 | 0.040459 | 0.041449 | 0.017025 | 0.040739 | 0.015862 | 0.036992 | 0.072178 | 0.065434 | 0.04696 | 0.022019 | 0.030111 | 0.013447 | 0.092293 | 0.097136 | 0.02708 | 0.07955 | 0.043751 | 0.040877 | 0.053395 | 0.066638 | 0.01976 | 0.010298 | 0.080588 | 0.074593 | 0.077273 | 0.081029 | 0.096051 | 0.094132 | 0.096616 | 0.071815 | 0.096473 | 0.036311 | 0.042662 | 0.058508 | 0.030156 | 0.086858 | 0.098144 | 0.017365 | 0.041988 | 0.083507 | 0.017852 | 0.063927 | 0.091657 | 0.031264 | 0.021847 | 0.011591 | 0.075413 | 0.012519 | 0.022142 | 0.018378 | 0.073423 | 0.08989 | 0.035073 | 0.074586 | 0.065819 | 0.068542 | 0.058294 | 0.047004 | 0.035757 | 0.082177 | 0.059273 | 0.044059 | 0.093881 | 0.034591 | 0.047202 | 0.023572 | 0.036544 | 0.049789 | 0.047563 | 0.02359 | 0.031659 | 0.083485 | 0.052342 | 0.061043 | 0.043034 | 0.073397 | 0.043928 | 0.06379 | 0.024827 | 0.02926 | 0.03538 | 0.083064 | 0.045788 | 0.052744 | 0.053984 | 0.099423 | 0.067342 | 0.055896 | 0.051159 | 0.054246 | 0.06051 | 0.09291 | 0.034853 | 0.049273 | 0.050969 | 0.054117 | 0.047016 | 0.042744 | 0.089172 | 0.099845 | 0.062893 | 0.057912 | 0.025249 | 0.097472 | 0.096787 | 0.021489 | 0.023252 | 0.078266 | 0.041906 | 0.042093 | 0.016074 | 0.055889 | 0.027508 | 0.062146 | 0.055095 | 0.012326 | 0.082681 | 0.076355 | 0.07461 | 0.084235 | 0.056273 | 0.045292 | 0.024127 | 0.022378 | 0.059868 | 0.010039 | 0.096148 | 0.093412 | 0.051611 | 0.069851 | 0.09782 | 0.044121 | 0.073749 | 0.020087 | 0.02719 | 0.035152 | 0.097493 | 0.077453 | 0.098015 | 0.085863 | 0.033581 | 0.040942 | 0.044021 | 0.01956 | 0.058054 | 0.067167 | 0.039766 | 0.028035 | 0.043539 | 0.064811 | 0.024126 | 0.06534 | 0.096563 | 0.05312 | 0.079545 | 0.090596 | 0.016632 | 0.079548 | 0.089899 | 0.078338 | 0.034537 | 0.06929 | 0.044572 | 0.054218 | 0.036789 | 0.046002 | 0.025912 | 0.074547 | 0.023438 | 0.091503 | 0.049411 | 0.05728 | 0.07426 | 0.058949 | 0.024059 | 0.082671 | 0.057339 | 0.01844 | 0.060136 | 0.025025 | 0.074985 | 0.0971 | 0.036106 | 0.018203 | 0.078088 | 0.08379 | 0.063126 | 0.037566 | 0.083394 | 0.098761 | 0.033761 | 0.095843 | 0.037715 | 0.032473 | 0.085898 | 0.050878 | 0.087512 | 0.045051 | 0.06134 | 0.022651 | 0.044845 | 0.07249 | 0.045238 | 0.084281 | 0.089771 | 0.042154 | 0.059711 | 0.036183 | 0.064667 | 0.096447 | 0.041638 | 0.092591 | 0.058223 | 0.096809 | 0.062662 | 0.039965 | 0.070255 | 0.049036 | 0.081641 | 0.080492 | 0.031656 | 0.045561 | 0.067552 | 0.025476 | 0.085573 | 0.033309 | 0.075654 | 0.089837 | 0.050097 | 0.093042 | 0.05799 | 0.026509 | 0.062182 | 0.094027 | 0.062172 | 0.079916 | 0.032521 | 0.035354 | 0.016775 | 0.072511 | 0.030053 | 0.075324 | 0.092217 | 0.071141 | 0.054715 | 0.048777 | 0.057602 | 0.056728 | 0.030645 | 0.067365 | 0.067718 | 0.087879 | 0.069523 | 0.030722 | 0.015362 | 0.078406 | 0.034097 | 0.017326 | 0.078056 | 0.076813 | 0.054397 | 0.037681 | 0.038056 | 0.037136 | 0.062232 | 0.052473 | 0.053042 | 0.097964 | 0.08405 | 0.031799 | 0.081788 | 0.055678 | 0.080085 | 0.07143 | 0.018752 | 0.071701 | 0.05843 | 0.011213 | 0.044216 | 0.083944 | 0.023028 | 0.055903 | 0.075431 | 0.02525 | 0.093089 | 0.062449 | 0.046671 | 0.060875 | 0.052844 | 0.049544 | 0.038649 | 0.077368 | 0.033304 | 0.020992 | 0.073295 | 0.087763 | 0.068605 | 0.092883 | 0.042101 | 0.08902 | 0.032782 | 0.08349 | 0.020322 | 0.043421 | 0.061764 | 0.052714 | 0.013318 | 0.01831 | 0.057516 | 0.097786 | 0.077031 | 0.026557 | 0.024598 | 0.097331 | 0.092133 | 0.044659 | 0.019146 | 0.075391 | 0.077262 | 0.06577 | 0.072351 | 0.027313 | 0.03175 | 0.090732 | 0.061618 | 0.055318 | 0.062945 | 0.065267 | 0.092319 | 0.063027 | 0.083831 | 0.068765 | 0.033402 | 0.023161 | 0.081698 | 0.045219 | 0.036116 | 0.072268 | 0.04614 | 0.08291 | 0.052587 | 0.066932 | 0.033196 | 0.075215 | 0.030458 | 0.068692 | 0.08401 | 0.01288 | 0.078654 | 0.025559 | 0.05726 | 0.086043 | 0.088462 | 0.064902 | 0.092773 | 0.041147 | 0.017956 | 0.091609 | 0.071687 | 0.056602 | 0.025785 | 0.047462 | 0.050058 | 0.094811 | 0.09739 | 0.096298 | 0.010675 | 0.021202 | 0.075194 | 0.076181 | 0.053683 | 0.061134 | 0.033562 | 0.088447 | 0.048498 | 0.082605 | 0.098315 | 0.04214 | 0.017765 | 0.052042 | 0.088478 | 0.074803 | 0.074016 | 0.072372 | 0.079656 | 0.092087 | 0.025818 | 0.04299 | 0.092309 | 0.032395 | 0.048642 | 0.081085 | 0.018421 | 0.097037 | 0.025615 | 0.032843 | 0.082876 | 0.016211 | 0.023714 | 0.094988 | 0.010713 | 0.063825 | 0.03499 | 0.063094 | 0.082953 | 0.048165 | 0.052181 | 0.070697 | 0.081439 | 0.099143 | 0.051172 | 0.085933 | 0.056941 | 0.027697 | 0.028486 | 0.020694 | 0.070984 | 0.064486 | 0.029049 | 0.051651 | 0.048205 | 0.049118 | 0.057159 | 0.081579 | 0.086504 | 0.078355 | 0.058496 | 0.027631 | 0.098576 | 0.078707 | 0.011795 | 0.094361 | 0.026081 | 0.012219 | 0.021049 | 0.013349 | 0.094993 | 0.071367 | 0.041634 | 0.074036 | 0.037794 | 0.054872 | 0.017463 | 0.077103 | 0.086647 | 0.028461 | 0.096249 | 0.076475 | 0.010697 | 0.04693 | 0.073183 | 0.094672 | 0.06216 | 0.067458 | 0.067637 | 0.09991 | 0.071406 | 0.038032 | 0.074113 | 0.045071 | 0.04317 | 0.031948 | 0.062921 | 0.061265 | 0.085293 | 0.050336 | 0.019588 | 0.048208 | 0.095839 | 0.067049 | 0.026379 | 0.055664 | 0.026011 | 0.026788 | 0.051792 | 0.076436 | 0.055947 | 0.052016 | 0.023071 | 0.05661 | 0.025466 | 0.022643 | 0.040288 | 0.024736 | 0.039655 | 0.035446 | 0.047421 | 0.032964 | 0.024211 | 0.010015 | 0.090898 | 0.085774 | 0.044801 | 0.070919 | 0.033994 | 0.061045 | 0.048931 | 0.026784 | 0.049252 | 0.024001 | 0.023459 | 0.071856 | 0.043841 | 0.055457 | 0.066162 | 0.020425 | 0.080883 | 0.050808 | 0.028852 | 0.023106 | 0.043398 | 0.032981 | 0.040772 | 0.073518 | 0.067268 | 0.077396 | 0.04485 | 0.090448 | 0.070338 | 0.036896 | 0.066945 | 0.068693 | 0.032454 | 0.084845 | 0.039272 | 0.032454 | 0.059526 | 0.017122 | 0.026133 | 0.037575 | 0.056999 | 0.089674 | 0.084476 | 0.027099 | 0.070873 | 0.086392 | 0.099854 | 0.013753 | 0.010744 | 0.090434 | 0.046533 | 0.032424 | 0.035552 | 0.012239 | 0.071833 | 0.015873 | 0.070453 | 0.056171 | 0.07377 | 0.019514 | 0.02034 | 0.069372 | 0.033941 | 0.075036 | 0.079916 | 0.014276 | 0.055444 | 0.065234 | 0.042749 | 0.070707 | 0.0136 | 0.059797 | 0.051876 | 0.068478 | 0.074345 | 0.080111 | 0.068108 | 0.085567 | 0.018326 | 0.020391 | 0.086344 | 0.064665 | 0.078578 | 0.039655 | 0.035554 | 0.063975 | 0.063511 | 0.047482 | 0.043487 | 0.049279 | 0.012941 | 0.032713 | 0.076075 | 0.065305 | 0.062835 | 0.022066 | 0.095858 | 0.048844 | 0.040427 | 0.065588 | 0.060761 | 0.047047 | 0.070646 | 0.097163 | 0.057213 | 0.096986 | 0.070634 | 0.026425 | 0.030025 | 0.022242 | 0.032276 | 0.054817 | 0.038588 | 0.093568 | 0.028564 | 0.057582 | 0.07236 | 0.043337 | 0.096822 | 0.078007 | 0.077321 | 0.072016 | 0.071581 | 0.080009 | 0.075662 | 0.080372 | 0.01643 | 0.022331 | 0.052782 | 0.080077 | 0.048286 | 0.09251 | 0.096955 | 0.04178 | 0.095269 | 0.032913 | 0.090987 | 0.075385 | 0.033655 | 0.090793 | 0.082232 | 0.01164 | 0.03794 | 0.019611 | 0.073759 | 0.090449 | 0.015326 | 0.072013 | 0.088375 | 0.029198 | 0.080205 | 0.034925 | 0.08911 | 0.062087 | 0.053924 | 0.029729 | 0.080022 | 0.090042 | 0.097133 | 0.039216 | 0.038679 | 0.090188 | 0.022603 | 0.034167 | 0.067629 | 0.019311 | 0.015613 | 0.052957 | 0.041724 | 0.020347 | 0.021481 | 0.098115 | 0.067729 | 0.059339 | 0.092815 | 0.045798 | 0.075707 | 0.05048 | 0.042443 | 0.067355 | 0.031602 | 0.031653 | 0.046214 | 0.022237 | 0.086123 | 0.035211 | 0.087211 | 0.04671 | 0.075155 | 0.089964 | 0.059535 | 0.043154 | 0.022353 | 0.018891 | 0.01782 | 0.043734 | 0.039674 | 0.092808 | 0.048405 | 0.08097 | 0.074851 | 0.017934 | 0.060084 | 0.084889 | 0.046545 | 0.070608 | 0.027544 | 0.080486 | 0.032578 | 0.099766 | 0.053733 | 0.076617 | 0.031544 | 0.058346 | 0.076698 | 0.095824 | 0.034483 | 0.060791 | 0.094818 | 0.020298 | 0.096468 | 0.029849 | 0.080199 | 0.066108 | 0.022352 | 0.011432 | 0.088415 | 0.063015 | 0.065828 | 0.065016 | 0.07109 | 0.041418 | 0.059569 | 0.024629 | 0.08066 | 0.048274 | 0.079628 | 0.034377 | 0.060594 | 0.018158 | 0.062172 | 0.012026 | 0.017633 | 0.089894 | 0.049672 | 0.06715 | 0.068547 | 0.04063 | 0.087793 | 0.088342 | 0.080509 | 0.012176 | 0.011823 | 0.066578 | 0.070506 | 0.057075 | 0.07299 | 0.037689 | 0.04253 | 0.045056 | 0.034419 | 0.027347 | 0.075041 | 0.061715 | 0.018418 | 0.070288
Outputs
Volumetric ratio of exhaled droplets to exhaled air | V* | - |  |  |  |  | V* | 5.8305e-13 | 4.7795e-13 | 4.4091e-13 | 4.9979e-13 | 5.6963e-13 | 8.1513e-13 | 4.6295e-13 | 7.7383e-13 | 3.4757e-13 | 3.3152e-13 | 4.5082e-13 | 4.4646e-13 | 6.6387e-13 | 5.1515e-13 | 3.9433e-13 | 6.229e-13 | 7.6403e-13 | 2.8255e-13 | 3.9818e-13 | 2.877e-13 | 2.7632e-13 | 4.1541e-13 | 7.9299e-13 | 1.9552e-13 | 2.1784e-13 | 4.1058e-13 | 4.6001e-13 | 4.5392e-13 | 4.0239e-13 | 3.6827e-13 | 3.6164e-13 | 5.9358e-13 | 5.0621e-13 | 5.5534e-13 | 8.0265e-13 | 7.0984e-13 | 6.8348e-13 | 4.4597e-13 | 4.5188e-13 | 4.0326e-13 | 6.225e-13 | 5.9413e-13 | 4.2163e-13 | 4.1536e-13 | 4.66e-13 | 5.2542e-13 | 4.1119e-13 | 7.6995e-13 | 5.1802e-13 | 1.0116e-12 | 5.8425e-13 | 4.4436e-13 | 9.1708e-13 | 6.8541e-13 | 4.7981e-13 | 4.6106e-13 | 8.997e-13 | 4.8495e-13 | 4.1544e-13 | 6.6069e-13 | 4.2185e-13 | 4.8319e-13 | 4.9872e-13 | 3.9742e-13 | 6.9815e-13 | 5.0449e-13 | 8.0453e-13 | 7.3697e-13 | 4.7006e-13 | 3.1233e-13 | 5.8365e-13 | 2.7107e-13 | 6.1585e-13 | 2.7992e-13 | 2.6644e-13 | 4.6746e-13 | 4.7332e-13 | 5.5409e-13 | 5.1583e-13 | 5.2839e-13 | 6.3747e-13 | 5.7011e-13 | 4.0676e-13 | 5.6247e-13 | 4.0618e-13 | 4.7595e-13 | 4.877e-13 | 5.364e-13 | 1.0473e-12 | 5.6325e-13 | 6.0866e-13 | 6.1355e-13 | 4.7674e-13 | 6.6167e-13 | 5.0187e-13 | 4.5718e-13 | 5.8166e-13 | 6.6929e-13 | 4.6946e-13 | 4.9738e-13 | 5.7131e-13 | 4.5833e-13 | 7.8165e-13 | 6.8765e-13 | 4.4456e-13 | 2.6744e-13 | 6.4513e-13 | 6.4214e-13 | 6.1899e-13 | 6.0281e-13 | 2.3731e-13 | 4.8188e-13 | 9.362e-13 | 8.1506e-13 | 3.0994e-13 | 6.9191e-13 | 1.9181e-13 | 7.0069e-13 | 5.1368e-13 | 9.4599e-13 | 5.5269e-13 | 2.9972e-13 | 7.144e-13 | 5.8066e-13 | 4.1392e-13 | 4.9402e-13 | 4.4577e-13 | 3.4066e-13 | 3.6983e-13 | 3.8031e-13 | 5.4188e-13 | 4.242e-13 | 4.7142e-13 | 6.575e-13 | 4.2987e-13 | 8.2354e-13 | 4.4805e-13 | 7.4146e-13 | 4.126e-13 | 4.1357e-13 | 4.9749e-13 | 3.6444e-13 | 7.9152e-13 | 5.2413e-13 | 5.3018e-13 | 7.0884e-13 | 4.9933e-13 | 9.702e-13 | 4.1456e-13 | 5.499e-13 | 5.7805e-13 | 6.2085e-13 | 4.345e-13 | 6.4804e-13 | 6.7214e-13 | 6.2041e-13 | 5.96e-13 | 4.1133e-13 | 6.1549e-13 | 3.339e-13 | 7.6766e-13 | 7.0347e-13 | 6.9584e-13 | 4.7054e-13 | 3.3754e-13 | 5.714e-13 | 7.4262e-13 | 2.203e-13 | 3.6451e-13 | 4.7207e-13 | 6.3168e-13 | 6.5894e-13 | 5.568e-13 | 8.8659e-13 | 3.1039e-13 | 4.9424e-13 | 4.7029e-13 | 6.6866e-13 | 5.8309e-13 | 5.1231e-13 | 3.8602e-13 | 4.899e-13 | 3.4504e-13 | 2.6455e-13 | 5.7008e-13 | 5.1844e-13 | 5.0175e-13 | 5.4458e-13 | 4.0237e-13 | 4.5572e-13 | 6.4557e-13 | 3.876e-13 | 6.646e-13 | 3.5325e-13 | 4.1831e-13 | 3.4324e-13 | 7.0876e-13 | 5.1723e-13 | 3.5835e-13 | 7.5632e-13 | 6.7649e-13 | 4.3404e-13 | 2.9458e-13 | 4.5313e-13 | 6.533e-13 | 4.0538e-13 | 4.1876e-13 | 3.8534e-13 | 3.662e-13 | 4.1457e-13 | 3.7017e-13 | 6.4369e-13 | 6.1234e-13 | 4.2046e-13 | 3.6545e-13 | 7.6216e-13 | 5.2321e-13 | 5.2137e-13 | 4.9687e-13 | 5.3413e-13 | 2.3013e-13 | 6.4739e-13 | 5.8884e-13 | 6.3355e-13 | 2.2855e-13 | 9.2441e-13 | 6.3625e-13 | 3.8179e-13 | 8.2856e-13 | 4.7882e-13 | 2.1182e-13 | 5.2402e-13 | 4.9862e-13 | 6.6954e-13 | 4.8347e-13 | 5.8286e-13 | 4.7563e-13 | 4.8983e-13 | 4.3483e-13 | 5.4718e-13 | 7.1442e-13 | 8.1631e-13 | 4.7482e-13 | 8.3955e-13 | 3.4366e-13 | 4.5038e-13 | 5.464e-13 | 5.1309e-13 | 5.8209e-13 | 3.1493e-13 | 5.4166e-13 | 3.1405e-13 | 3.7947e-13 | 7.8341e-13 | 5.5759e-13 | 9.5688e-13 | 3.7725e-13 | 4.0332e-13 | 6.4631e-13 | 4.7522e-13 | 5.2733e-13 | 4.2991e-13 | 6.852e-13 | 5.7304e-13 | 3.2649e-13 | 6.6964e-13 | 3.3898e-13 | 3.6872e-13 | 5.3308e-13 | 2.4505e-13 | 5.6793e-13 | 5.0827e-13 | 5.576e-13 | 2.6814e-13 | 6.6878e-13 | 6.1574e-13 | 3.6668e-13 | 4.5806e-13 | 5.522e-13 | 6.2425e-13 | 4.2766e-13 | 3.8298e-13 | 6.5388e-13 | 4.9656e-13 | 4.2529e-13 | 4.346e-13 | 4.6844e-13 | 5.4072e-13 | 6.6594e-13 | 2.3828e-13 | 7.0819e-13 | 3.4024e-13 | 8.7054e-13 | 6.0651e-13 | 3.8617e-13 | 3.6413e-13 | 5.5053e-13 | 4.8175e-13 | 3.7354e-13 | 5.0904e-13 | 3.5176e-13 | 6.6237e-13 | 7.7179e-13 | 4.8122e-13 | 5.4881e-13 | 3.4881e-13 | 5.2145e-13 | 3.0082e-13 | 6.6976e-13 | 4.6673e-13 | 3.1697e-13 | 4.5495e-13 | 4.2002e-13 | 4.542e-13 | 4.694e-13 | 5.7006e-13 | 6.4519e-13 | 7.615e-13 | 5.5781e-13 | 4.9544e-13 | 9.328e-13 | 6.195e-13 | 2.8561e-13 | 4.8588e-13 | 4.5005e-13 | 4.4162e-13 | 5.211e-13 | 3.73e-13 | 3.0431e-13 | 5.7155e-13 | 8.8962e-13 | 7.0282e-13 | 6.1193e-13 | 7.6148e-13 | 6.0888e-13 | 8.8562e-13 | 5.8842e-13 | 3.8679e-13 | 9.0947e-13 | 6.6194e-13 | 2.9345e-13 | 4.8331e-13 | 4.5393e-13 | 4.8073e-13 | 4.5482e-13 | 7.4748e-13 | 4.5196e-13 | 3.4068e-13 | 4.7706e-13 | 2.5868e-13 | 4.5566e-13 | 8.2187e-13 | 3.5292e-13 | 4.1905e-13 | 4.0712e-13 | 2.174e-13 | 5.9652e-13 | 5.9118e-13 | 3.9323e-13 | 6.2973e-13 | 6.5226e-13 | 6.4808e-13 | 3.2572e-13 | 4.8219e-13 | 3.5242e-13 | 5.3323e-13 | 7.325e-13 | 5.8771e-13 | 2.9265e-13 | 2.8617e-13 | 6.5039e-13 | 6.416e-13 | 4.9175e-13 | 3.7097e-13 | 4.6232e-13 | 4.9085e-13 | 3.7866e-13 | 3.7348e-13 | 7.2034e-13 | 4.2196e-13 | 4.1304e-13 | 3.5997e-13 | 5.2552e-13 | 6.3765e-13 | 6.7348e-13 | 4.4073e-13 | 3.0234e-13 | 1.0186e-12 | 3.3576e-13 | 3.5484e-13 | 3.9221e-13 | 4.655e-13 | 4.9398e-13 | 4.6106e-13 | 2.857e-13 | 5.7401e-13 | 5.1576e-13 | 4.2957e-13 | 4.7801e-13 | 7.8677e-13 | 4.9612e-13 | 4.3994e-13 | 1.4475e-13 | 4.5624e-13 | 4.7392e-13 | 3.1313e-13 | 4.2855e-13 | 5.954e-13 | 4.7413e-13 | 6.0207e-13 | 2.757e-13 | 5.7728e-13 | 4.3937e-13 | 5.9723e-13 | 5.7792e-13 | 4.8556e-13 | 4.3882e-13 | 3.2099e-13 | 4.3827e-13 | 3.6849e-13 | 8.2464e-13 | 4.6509e-13 | 3.894e-13 | 4.0974e-13 | 3.311e-13 | 5.0932e-13 | 3.7339e-13 | 3.5191e-13 | 3.0532e-13 | 7.0812e-13 | 5.7007e-13 | 4.0213e-13 | 9.5626e-13 | 5.1005e-13 | 5.823e-13 | 3.3378e-13 | 9.0291e-13 | 2.7241e-13 | 5.1784e-13 | 5.1246e-13 | 4.7502e-13 | 4.7435e-13 | 2.9706e-13 | 6.6142e-13 | 3.3928e-13 | 5.8549e-13 | 4.8709e-13 | 6.4805e-13 | 4.0239e-13 | 9.3818e-13 | 3.3834e-13 | 4.2418e-13 | 4.6783e-13 | 5.9839e-13 | 5.3484e-13 | 5.4938e-13 | 6.2165e-13 | 4.0379e-13 | 3.5642e-13 | 9.6869e-13 | 6.8702e-13 | 4.9436e-13 | 4.3289e-13 | 6.0069e-13 | 3.9364e-13 | 4.5888e-13 | 7.6032e-13 | 4.5104e-13 | 4.3771e-13 | 6.6484e-13 | 4.5709e-13 | 3.8181e-13 | 3.7076e-13 | 3.3142e-13 | 4.3791e-13 | 5.8733e-13 | 4.244e-13 | 3.7067e-13 | 7.0045e-13 | 4.5555e-13 | 3.3002e-13 | 1.3169e-12 | 6.7743e-13 | 5.1034e-13 | 5.1719e-13 | 6.0641e-13 | 3.2763e-13 | 7.82e-13 | 7.0545e-13 | 4.6555e-13 | 9.458e-13 | 6.1037e-13 | 4.8664e-13 | 2.2364e-13 | 5.3023e-13 | 7.8588e-13 | 4.3403e-13 | 6.604e-13 | 7.42e-13 | 5.6144e-13 | 4.753e-13 | 2.6502e-13 | 5.9393e-13 | 6.8193e-13 | 4.5182e-13 | 4.8986e-13 | 4.4658e-13 | 2.267e-13 | 5.7621e-13 | 7.2694e-13 | 5.3084e-13 | 5.0265e-13 | 3.8526e-13 | 6.723e-13 | 5.3683e-13 | 5.6993e-13 | 4.5716e-13 | 3.6229e-13 | 4.4832e-13 | 4.8257e-13 | 2.848e-13 | 5.7449e-13 | 4.5162e-13 | 2.72e-13 | 5.8278e-13 | 7.9328e-13 | 5.8397e-13 | 8.3836e-13 | 7.2091e-13 | 8.3827e-13 | 1.9434e-13 | 3.9524e-13 | 3.5431e-13 | 3.5628e-13 | 3.9224e-13 | 4.9145e-13 | 3.9801e-13 | 4.7641e-13 | 3.1948e-13 | 5.0461e-13 | 4.5888e-13 | 3.4913e-13 | 3.7838e-13 | 4.6337e-13 | 5.4883e-13 | 6.6401e-13 | 5.964e-13 | 4.3734e-13 | 4.9892e-13 | 6.0955e-13 | 4.0094e-13 | 7.1716e-13 | 4.2334e-13 | 4.078e-13 | 5.8642e-13 | 5.4354e-13 | 5.7316e-13 | 1.1081e-12 | 5.8194e-13 | 5.1577e-13 | 7.0063e-13 | 7.6134e-13 | 5.4102e-13 | 6.2753e-13 | 5.3261e-13 | 1.067e-12 | 6.0199e-13 | 4.4984e-13 | 7.2014e-13 | 4.4082e-13 | 4.8732e-13 | 6.9173e-13 | 8.1859e-13 | 4.0149e-13 | 3.8853e-13 | 5.9085e-13 | 3.1224e-13 | 5.5779e-13 | 9.7754e-13 | 6.5022e-13 | 9.3124e-13 | 6.9414e-13 | 4.9485e-13 | 3.9342e-13 | 4.3967e-13 | 6.1123e-13 | 5.3767e-13 | 4.5205e-13 | 5.0311e-13 | 5.6372e-13 | 4.3637e-13 | 3.4901e-13 | 4.6987e-13 | 4.7401e-13 | 6.0358e-13 | 3.8425e-13 | 3.7177e-13 | 5.7347e-13 | 7.5663e-13 | 4.9756e-13 | 7.8549e-13 | 5.2062e-13 | 5.2345e-13 | 3.8008e-13 | 3.5378e-13 | 7.0163e-13 | 6.7545e-13 | 4.6355e-13 | 5.2492e-13 | 4.2234e-13 | 6.9004e-13 | 3.018e-13 | 4.2909e-13 | 4.8071e-13 | 8.7144e-13 | 3.5123e-13 | 5.0744e-13 | 4.7386e-13 | 4.5991e-13 | 3.7432e-13 | 2.844e-13 | 4.3038e-13 | 6.3553e-13 | 3.0839e-13 | 6.9143e-13 | 8.44e-13 | 5.5612e-13 | 2.0425e-13 | 3.728e-13 | 6.4243e-13 | 6.4663e-13 | 5.7047e-13 | 4.0285e-13 | 6.2845e-13 | 6.5623e-13 | 4.3515e-13 | 4.8253e-13 | 5.8561e-13 | 6.5944e-13 | 3.6171e-13 | 6.3643e-13 | 4.3834e-13 | 5.3051e-13 | 3.5279e-13 | 2.9794e-13 | 3.8926e-13 | 6.4563e-13 | 4.626e-13 | 3.9131e-13 | 8.1645e-13 | 4.6462e-13 | 6.6182e-13 | 6.1918e-13 | 4.6434e-13 | 5.3197e-13 | 7.6656e-13 | 4.9176e-13 | 3.4116e-13 | 5.5405e-13 | 6.5451e-13 | 6.3325e-13 | 7.9715e-13 | 4.8934e-13 | 5.0153e-13 | 6.9578e-13 | 9.5285e-13 | 4.9222e-13 | 6.8288e-13 | 6.6794e-13 | 6.3928e-13 | 6.1108e-13 | 6.3166e-13 | 5.8188e-13 | 3.6687e-13 | 5.6712e-13 | 4.3438e-13 | 4.441e-13 | 5.4514e-13 | 1.993e-13 | 5.2729e-13 | 2.3142e-13 | 6.5506e-13 | 2.617e-13 | 5.3055e-13 | 7.4859e-13 | 3.8267e-13 | 5.2768e-13 | 5.203e-13 | 6.1301e-13 | 7.4709e-13 | 3.0835e-13 | 8.4854e-13 | 6.1931e-13 | 7.9624e-13 | 4.406e-13 | 4.0409e-13 | 5.1279e-13 | 5.6367e-13 | 3.1759e-13 | 1.8608e-13 | 6.5156e-13 | 7.0527e-13 | 7.0894e-13 | 3.5053e-13 | 5.4755e-13 | 4.796e-13 | 6.2926e-13 | 8.4729e-13 | 3.4282e-13 | 6.158e-13 | 3.4513e-13 | 3.2968e-13 | 5.3194e-13 | 1.83e-13 | 8.3247e-13 | 3.8854e-13 | 4.5728e-13 | 5.0903e-13 | 8.3434e-13 | 6.1257e-13 | 4.8922e-13 | 4.4118e-13 | 5.1108e-13 | 5.3891e-13 | 3.0584e-13 | 4.3298e-13 | 5.1201e-13 | 9.1402e-13 | 2.7659e-13 | 2.955e-13 | 8.5777e-13 | 4.7418e-13 | 4.6311e-13 | 5.2125e-13 | 2.8979e-13 | 4.1567e-13 | 5.7275e-13 | 5.5516e-13 | 5.3648e-13 | 5.6501e-13 | 7.7191e-13 | 3.1729e-13 | 4.6928e-13 | 8.8919e-13 | 7.1706e-13 | 9.1053e-13 | 5.0113e-13 | 3.4101e-13 | 4.0576e-13 | 4.5689e-13 | 5.9446e-13 | 4.0436e-13 | 4.7098e-13 | 5.4157e-13 | 4.5753e-13 | 6.8404e-13 | 5.5394e-13 | 5.3033e-13 | 4.8986e-13 | 4.9097e-13 | 8.3332e-13 | 7.6552e-13 | 3.0134e-13 | 5.3567e-13 | 5.914e-13 | 4.3016e-13 | 3.7188e-13 | 3.2656e-13 | 6.7793e-13 | 4.7491e-13 | 6.0055e-13 | 3.8594e-13 | 4.3268e-13 | 3.8718e-13 | 2.5655e-13 | 6.3017e-13 | 6.0824e-13 | 5.4546e-13 | 3.6536e-13 | 3.7213e-13 | 4.0348e-13 | 4.6096e-13 | 8.9245e-13 | 3.2877e-13 | 4.8055e-13 | 5.8476e-13 | 8.9239e-13 | 5.5798e-13 | 3.7228e-13 | 3.1932e-13 | 4.9664e-13 | 2.8439e-13 | 5.5982e-13 | 4.5413e-13 | 4.9705e-13 | 5.0575e-13 | 6.3992e-13 | 5.583e-13 | 4.0948e-13 | 5.1189e-13 | 4.1939e-13 | 4.8958e-13 | 6.4212e-13 | 5.7836e-13 | 3.37e-13 | 6.6034e-13 | 5.134e-13 | 4.7058e-13 | 5.7668e-13 | 5.5132e-13 | 4.5161e-13 | 6.9311e-13 | 4.3303e-13 | 4.4822e-13 | 7.342e-13 | 3.5027e-13 | 4.7303e-13 | 8.8885e-13 | 6.9789e-13 | 5.4946e-13 | 3.3834e-13 | 5.3185e-13 | 4.3394e-13 | 5.7974e-13 | 4.7135e-13 | 2.8314e-13 | 5.8896e-13 | 4.5837e-13 | 5.6255e-13 | 3.8074e-13 | 5.0361e-13 | 3.9931e-13 | 6.1572e-13 | 4.2593e-13 | 4.724e-13 | 7.3833e-13 | 5.5897e-13 | 5.6903e-13 | 2.9807e-13 | 7.4383e-13 | 5.2731e-13 | 6.1942e-13 | 4.9877e-13 | 8.6654e-13 | 3.1939e-13 | 6.5707e-13 | 5.1606e-13 | 4.7545e-13 | 3.4184e-13 | 4.1099e-13 | 6.4154e-13 | 4.987e-13 | 5.1805e-13 | 5.5255e-13 | 6.6019e-13 | 5.926e-13 | 5.7494e-13 | 9.4996e-13 | 5.7035e-13 | 5.1661e-13 | 3.3173e-13 | 5.1698e-13 | 6.7314e-13 | 3.5019e-13 | 9.4268e-13 | 3.6352e-13 | 3.474e-13 | 6.0934e-13 | 5.5268e-13 | 4.4117e-13 | 5.0669e-13 | 2.4608e-13 | 8.4646e-13 | 5.5224e-13 | 1.0126e-12 | 6.8435e-13 | 7.8822e-13 | 3.3273e-13 | 2.5075e-13 | 5.0625e-13 | 4.586e-13 | 2.9609e-13 | 4.1819e-13 | 4.8466e-13 | 5.7761e-13 | 5.489e-13 | 7.3629e-13 | 6.3585e-13 | 5.7317e-13 | 7.3634e-13 | 4.757e-13 | 4.3025e-13 | 2.988e-13 | 3.2827e-13 | 4.8719e-13 | 4.6767e-13 | 5.1662e-13 | 4.3011e-13 | 3.331e-13 | 4.3194e-13 | 3.6351e-13 | 2.9277e-13 | 3.4945e-13 | 7.3327e-13 | 4.4928e-13 | 5.5445e-13 | 5.6991e-13 | 7.3763e-13 | 4.769e-13 | 4.2375e-13 | 1.0607e-12 | 5.5361e-13 | 8.1722e-13 | 7.2604e-13 | 5.1164e-13 | 7.819e-13 | 5.4068e-13 | 5.6386e-13 | 3.7947e-13 | 7.053e-13 | 5.6518e-13 | 7.323e-13 | 1.8843e-13 | 6.5453e-13 | 5.9241e-13 | 4.3489e-13 | 4.6823e-13 | 3.9048e-13 | 4.2058e-13 | 5.6968e-13 | 5.3622e-13 | 7.9058e-13 | 7.5031e-13 | 5.8925e-13 | 6.2631e-13 | 3.6813e-13 | 5.3764e-13 | 3.0061e-13 | 7.1705e-13 | 4.2539e-13 | 4.3065e-13 | 6.6129e-13 | 2.971e-13 | 9.1162e-13 | 3.8178e-13 | 6.5329e-13 | 5.4731e-13 | 4.8599e-13 | 4.1683e-13 | 4.891e-13 | 7.0609e-13 | 3.9967e-13 | 4.6705e-13 | 5.0412e-13 | 7.0165e-13 | 6.1732e-13 | 6.0023e-13 | 3.404e-13 | 5.6038e-13 | 8.7483e-13 | 5.5033e-13 | 4.7154e-13 | 4.2787e-13 | 5.3755e-13 | 5.7101e-13 | 3.9744e-13 | 1.0858e-12 | 4.8836e-13 | 8.7141e-13 | 4.1747e-13 | 4.8587e-13 | 3.7107e-13 | 5.0675e-13 | 4.894e-13 | 8.7142e-13 | 5.327e-13 | 3.8782e-13 | 6.1833e-13 | 6.1349e-13 | 5.1852e-13 | 5.6131e-13 | 6.0099e-13 | 4.9293e-13 | 4.8685e-13 | 3.3113e-13 | 5.4747e-13 | 4.3132e-13 | 4.8354e-13 | 7.1192e-13 | 4.0654e-13 | 4.0064e-13 | 5.4869e-13 | 3.8501e-13 | 5.0578e-13 | 9.3018e-13 | 5.1596e-13 | 5.3304e-13 | 5.7966e-13 | 7.3033e-13 | 1.9688e-13 | 4.5041e-13 | 4.175e-13 | 3.1225e-13 | 4.2898e-13 | 2.7113e-13 | 2.96e-13 | 4.5559e-13 | 5.2291e-13 | 4.3457e-13 | 7.1526e-13 | 8.2199e-13 | 9.0078e-13 | 2.5506e-13 | 3.4751e-13 | 5.8845e-13 | 3.9793e-13 | 3.3526e-13 | 5.2662e-13 | 3.0201e-13 | 4.3716e-13 | 6.293e-13 | 5.863e-13 | 4.0092e-13 | 9.9544e-13 | 8.1459e-13 | 4.0302e-13 | 4.7167e-13 | 2.1934e-13 | 5.7425e-13 | 6.594e-13 | 5.2878e-13 | 7.4816e-13 | 7.9923e-13 | 5.2179e-13 | 6.9116e-13 | 5.0988e-13 | 5.3853e-13 | 3.86e-13 | 4.1159e-13 | 4.9706e-13 | 3.5748e-13 | 8.9519e-13 | 4.6335e-13 | 4.7526e-13 | 6.7987e-13 | 8.9686e-13 | 5.3036e-13 | 2.5118e-13 | 5.1954e-13 | 6.0627e-13 | 3.8737e-13 | 4.2192e-13 | 2.9872e-13 | 6.6941e-13 | 3.704e-13 | 3.1913e-13 | 2.4075e-13 | 3.0859e-13 | 2.5466e-13 | 6.2697e-13 | 6.3048e-13 | 5.7444e-13 | 6.2537e-13 | 6.092e-13 | 5.3893e-13 | 4.1247e-13 | 6.2239e-13 | 7.7017e-13 | 3.6913e-13 | 4.851e-13 | 4.5823e-13 | 7.1492e-13 | 2.1909e-13 | 5.9386e-13 | 2.2125e-13 | 2.612e-13 | 8.6364e-13 | 6.1604e-13 | 4.8599e-13 | 5.7113e-13 | 6.1338e-13 | 3.5063e-13 | 5.7281e-13 | 4.0014e-13 | 4.2572e-13 | 5.2864e-13 | 4.723e-13 | 4.667e-13 | 2.3469e-13 | 1.5933e-13 | 2.9533e-13 | 4.535e-13 | 4.7942e-13 | 7.1861e-13 | 3.9398e-13 | 5.38e-13 | 5.4714e-13 | 5.375e-13 | 5.0422e-13 | 3.8998e-13 | 9.8869e-13 | 5.72e-13 | 7.463e-13 | 1.1076e-12 | 5.1442e-13 | 6.2931e-13 | 5.896e-13 | 3.6831e-13 | 3.7684e-13 | 2.7605e-13 | 4.6245e-13 | 4.9186e-13 | 9.1901e-13 | 4.8433e-13 | 8.4623e-13 | 7.47e-13 | 5.1111e-13 | 3.9999e-13 | 5.0014e-13 | 5.6526e-13 | 3.3722e-13 | 5.2512e-13 | 6.5545e-13 | 8.588e-13 | 2.5065e-13 | 6.0381e-13 | 3.8752e-13 | 6.2259e-13 | 2.9514e-13 | 3.7567e-13 | 8.7861e-13 | 6.0705e-13 | 6.9345e-13 | 4.4065e-13 | 5.2366e-13 | 2.6997e-13 | 4.3588e-13 | 4.4839e-13 | 6.4583e-13 | 7.3927e-13 | 6.1327e-13 | 3.9144e-13 | 8.9294e-13 | 4.2768e-13 | 7.8986e-13 | 6.4433e-13 | 1.1998e-12 | 4.9685e-13 | 2.3327e-13 | 7.3599e-13 | 7.5106e-13 | 6.8508e-13 | 8.183e-13 | 5.8563e-13 | 3.5099e-13 | 4.8041e-13 | 6.2907e-13 | 3.8299e-13 | 7.6746e-13 | 8.1451e-13 | 4.0957e-13 | 2.0336e-13 | 4.3819e-13 | 6.2748e-13 | 6.3219e-13 | 2.7305e-13 | 7.6263e-13 | 6.2276e-13 | 6.847e-13 | 5.3159e-13 | 5.7234e-13 | 2.4549e-13 | 5.5385e-13 | 3.2247e-13 | 3.0994e-13 | 6.1588e-13 | 3.3254e-13 | 4.2099e-13 | 3.8706e-13 | 5.0894e-13 | 4.1929e-13 | 4.1355e-13 | 2.0613e-13 | 9.803e-13 | 7.6498e-13 | 5.2288e-13 | 4.0849e-13 | 6.8431e-13 | 5.4516e-13 | 9.4781e-13 | 6.108e-13 | 5.3444e-13 | 5.2943e-13 | 7.8895e-13 | 5.5005e-13 | 3.3561e-13 | 4.0118e-13 | 6.1199e-13 | 4.8565e-13 | 3.4359e-13 | 4.7483e-13 | 3.3098e-13 | 5.7265e-13 | 6.854e-13 | 6.0118e-13 | 5.7927e-13 | 6.4172e-13 | 5.0155e-13 | 6.6355e-13 | 4.7613e-13 | 7.0458e-13 | 3.304e-13 | 5.066e-13 | 5.958e-13 | 5.2321e-13 | 3.9956e-13 | 9.8391e-13 | 5.9858e-13 | 5.3539e-13 | 5.642e-13 | 3.1803e-13 | 3.1735e-13 | 4.4672e-13 | 7.2849e-13 | 2.9123e-13 | 5.0671e-13 | 4.7945e-13 | 5.6347e-13 | 3.8997e-13 | 4.3158e-13 | 7.2382e-13 | 6.7979e-13 | 6.1286e-13 | 4.8084e-13 | 5.8731e-13 | 4.4726e-13 | 5.3498e-13 | 4.9282e-13 | 6.1242e-13 | 5.6212e-13 | 4.709e-13 | 5.605e-13 | 4.5644e-13 | 5.6159e-13 | 5.7564e-13 | 3.0836e-13 | 8.1137e-13 | 5.7274e-13 | 5.823e-13 | 7.8643e-13 | 4.3631e-13 | 5.2812e-13 | 4.2919e-13 | 5.2522e-13 | 3.9261e-13 | 3.8408e-13 | 3.322e-13 | 4.759e-13 | 2.3972e-13 | 4.1056e-13 | 1.044e-12 | 6.1698e-13 | 9.0499e-13 | 4.1887e-13 | 3.3639e-13 | 8.4047e-13 | 4.7635e-13 | 3.8131e-13 | 6.9569e-13 | 5.3595e-13 | 6.4247e-13 | 7.548e-13 | 3.7978e-13 | 3.8325e-13 | 7.0129e-13 | 5.7819e-13 | 4.6582e-13 | 8.4361e-13 | 4.9889e-13 | 3.8505e-13 | 6.2418e-13 | 4.158e-13 | 6.6768e-13 | 3.9118e-13 | 7.5882e-13 | 4.9413e-13 | 6.316e-13 | 6.3128e-13 | 4.2975e-13 | 4.1402e-13 | 3.4597e-13 | 3.5181e-13 | 5.6234e-13 | 2.8803e-13 | 6.8296e-13 | 3.9784e-13 | 7.4589e-13 | 6.1704e-13 | 3.8962e-13 | 3.6031e-13 | 5.477e-13 | 3.3575e-13 | 4.1059e-13 | 3.219e-13 | 1.0235e-12 | 6.0505e-13 | 3.2131e-13 | 4.8824e-13 | 3.1319e-13 | 6.1182e-13 | 4.7234e-13 | 7.7645e-13 | 6.609e-13 | 3.8997e-13 | 5.5724e-13 | 5.3204e-13 | 6.2445e-13 | 1.146e-12 | 6.5675e-13 | 8.3697e-13 | 7.7511e-13 | 4.5289e-13 | 4.7896e-13 | 3.888e-13 | 4.5908e-13 | 5.4246e-13 | 4.8398e-13 | 4.3001e-13 | 5.8356e-13 | 4.9815e-13 | 4.6232e-13 | 4.347e-13 | 5.2748e-13 | 3.6542e-13 | 6.4964e-13 | 5.0089e-13 | 8.91e-13 | 2.5838e-13 | 6.2726e-13 | 5.5107e-13 | 4.9355e-13 | 5.0312e-13 | 4.2334e-13 | 7.7761e-13 | 5.6937e-13 | 6.7368e-13 | 5.9774e-13 | 8.1434e-13 | 3.9376e-13 | 4.7699e-13 | 4.8273e-13 | 2.8845e-13 | 6.203e-13 | 5.1263e-13 | 4.515e-13 | 1.138e-12 | 4.7143e-13 | 3.8286e-13 | 2.6506e-13 | 6.1428e-13 | 6.9128e-13 | 6.4303e-13 | 1.1688e-12 | 4.7933e-13 | 4.5007e-13 | 3.791e-13 | 4.4598e-13 | 6.1736e-13 | 5.7121e-13 | 7.7789e-13 | 3.4209e-13 | 5.5381e-13 | 2.2251e-13 | 4.4655e-13 | 6.251e-13 | 5.8304e-13 | 7.5634e-13 | 5.2565e-13 | 4.7027e-13 | 5.7851e-13 | 4.408e-13 | 9.08e-13 | 3.6031e-13 | 3.9033e-13 | 3.0002e-13 | 4.4675e-13 | 5.4098e-13 | 2.6047e-13 | 4.1488e-13 | 4.2537e-13 | 5.3057e-13 | 9.6064e-13 | 2.566e-13 | 4.9066e-13 | 4.1119e-13 | 7.9058e-13 | 4.8199e-13 | 4.4804e-13 | 3.9316e-13 | 3.9051e-13 | 6.4333e-13 | 3.9423e-13 | 8.8504e-13 | 5.4104e-13 | 4.6023e-13 | 5.4369e-13 | 2.0684e-13 | 2.4429e-13 | 5.1377e-13 | 1.8734e-13 | 3.7524e-13 | 6.859e-13 | 2.843e-13 | 6.063e-13 | 2.9712e-13 | 2.7282e-13 | 2.8509e-13 | 4.4146e-13 | 4.2223e-13 | 6.09e-13 | 7.0392e-13 | 3.709e-13 | 5.3002e-13 | 6.5068e-13 | 3.9091e-13 | 5.7117e-13 | 5.8133e-13 | 6.4105e-13 | 4.6217e-13 | 4.3703e-13 | 6.8121e-13 | 7.9309e-13 | 5.6556e-13 | 4.8131e-13 | 5.2661e-13 | 6.3916e-13 | 3.1547e-13 | 5.6587e-13 | 6.1301e-13 | 4.7415e-13 | 4.5279e-13 | 5.1662e-13 | 4.6101e-13 | 3.784e-13 | 5.4222e-13 | 5.5133e-13 | 5.9029e-13 | 4.4278e-13 | 6.2696e-13 | 2.6915e-13 | 6.4637e-13 | 4.2721e-13 | 4.439e-13 | 3.5388e-13 | 7.2298e-13 | 5.9983e-13 | 4.7882e-13 | 3.6945e-13 | 4.4318e-13 | 3.7309e-13 | 5.214e-13 | 6.7338e-13 | 5.1281e-13 | 6.7561e-13 | 5.2084e-13 | 5.5654e-13 | 4.0451e-13 | 5.6263e-13 | 5.6347e-13 | 4.9062e-13 | 5.7231e-13 | 5.7314e-13 | 5.9502e-13 | 5.9221e-13 | 3.8481e-13 | 5.9151e-13 | 4.2552e-13 | 3.1876e-13 | 4.5253e-13 | 4.4312e-13 | 2.6574e-13 | 7.5081e-13 | 4.8943e-13 | 5.1762e-13 | 4.7588e-13 | 5.0435e-13 | 5.1809e-13 | 3.354e-13 | 8.7474e-13 | 4.1053e-13 | 4.42e-13 | 4.2841e-13 | 3.4695e-13 | 4.6796e-13 | 3.5203e-13 | 5.9457e-13 | 5.105e-13 | 9.6978e-13 | 5.7136e-13 | 4.3576e-13 | 2.7497e-13 | 4.7464e-13 | 5.3223e-13 | 3.3908e-13 | 5.026e-13 | 4.6096e-13 | 4.8816e-13 | 5.9792e-13 | 7.1567e-13 | 8.7876e-13 | 4.3291e-13 | 3.5912e-13 | 5.1909e-13 | 4.4249e-13 | 7.4472e-13 | 6.8547e-13 | 3.9761e-13 | 4.9731e-13 | 5.0585e-13 | 5.6225e-13 | 4.5759e-13 | 3.4606e-13 | 6.9477e-13 | 4.4914e-13 | 4.333e-13 | 4.0183e-13 | 7.4302e-13 | 6.1886e-13 | 5.1508e-13 | 3.7621e-13 | 6.417e-13 | 2.838e-13 | 5.2488e-13 | 6.0615e-13 | 4.111e-13 | 6.362e-13 | 6.1139e-13 | 6.5374e-13 | 3.1384e-13 | 5.9178e-13 | 8.2077e-13 | 5.0847e-13 | 3.4048e-13 | 4.5467e-13 | 4.3475e-13 | 5.5343e-13 | 5.8057e-13 | 7.3712e-13 | 7.7537e-13 | 6.7304e-13 | 7.0797e-13 | 6.0896e-13 | 3.7656e-13 | 5.922e-13 | 3.9322e-13 | 8.4665e-13 | 3.408e-13 | 5.5976e-13 | 6.6157e-13 | 6.5439e-13 | 5.559e-13 | 4.8542e-13 | 3.9096e-13 | 6.4175e-13 | 3.9125e-13 | 2.622e-13 | 8.2e-13 | 4.4764e-13 | 5.2462e-13 | 4.2731e-13 | 4.5327e-13 | 3.757e-13 | 6.9086e-13 | 7.0328e-13 | 2.7592e-13 | 5.9119e-13 | 2.8681e-13 | 3.7684e-13 | 2.89e-13 | 5.2325e-13 | 3.0598e-13 | 5.4472e-13 | 5.0391e-13 | 5.3674e-13 | 7.2687e-13 | 5.0817e-13 | 6.1622e-13 | 3.7543e-13 | 5.8344e-13 | 3.7609e-13 | 4.3213e-13 | 2.5764e-13 | 9.1177e-13 | 7.5146e-13 | 3.5865e-13 | 1.0092e-12 | 3.9221e-13 | 6.4095e-13 | 6.372e-13 | 4.7202e-13 | 5.2061e-13 | 6.3082e-13 | 6.7812e-13 | 4.2377e-13 | 4.4697e-13 | 5.4716e-13 | 3.9398e-13 | 9.614e-13 | 3.7023e-13 | 3.761e-13 | 5.0322e-13 | 3.3958e-13 | 5.1506e-13 | 5.4431e-13 | 5.4937e-13 | 4.4153e-13 | 3.92e-13 | 3.358e-13 | 1.9316e-13 | 3.6076e-13 | 5.3041e-13 | 4.5951e-13 | 5.4351e-13 | 5.6986e-13 | 7.668e-13 | 5.3317e-13 | 7.7148e-13 | 5.138e-13 | 5.164e-13 | 6.1459e-13 | 5.4491e-13 | 3.538e-13 | 5.8762e-13 | 5.9535e-13 | 4.5701e-13 | 4.2638e-13 | 6.6897e-13 | 3.4216e-13 | 4.1932e-13 | 4.7152e-13 | 2.9417e-13 | 4.3214e-13 | 9.6789e-13 | 3.1052e-13 | 3.8696e-13 | 6.1423e-13 | 5.4926e-13 | 2.2148e-13 | 5.7677e-13 | 8.4217e-13 | 7.8199e-13 | 2.6184e-13 | 7.1912e-13 | 6.5357e-13 | 3.9238e-13 | 5.3325e-13 | 4.3792e-13 | 5.0853e-13 | 5.675e-13 | 4.0992e-13 | 3.4101e-13 | 7.544e-13 | 4.9938e-13 | 3.6136e-13 | 5.8525e-13 | 1.2125e-12 | 4.3935e-13 | 4.0177e-13 | 3.6318e-13 | 6.6157e-13 | 2.6317e-13 | 5.4654e-13 | 7.8562e-13 | 5.0361e-13 | 3.6603e-13 | 4.9697e-13 | 6.9469e-13 | 6.1902e-13 | 4.7917e-13 | 6.65e-13 | 5.4522e-13 | 5.9801e-13 | 4.7694e-13 | 3.8596e-13 | 3.9418e-13 | 9.8903e-13 | 4.8162e-13 | 3.0371e-13 | 4.859e-13 | 7.2917e-13 | 3.7359e-13 | 6.1996e-13 | 6.5597e-13 | 5.121e-13 | 2.6946e-13 | 3.242e-13 | 7.6138e-13 | 3.4913e-13 | 5.0766e-13 | 4.5182e-13 | 5.2159e-13 | 6.8338e-13 | 4.355e-13 | 7.2265e-13 | 5.7239e-13 | 4.8792e-13 | 5.2899e-13 | 7.3503e-13 | 5.939e-13 | 5.3085e-13 | 3.2991e-13 | 4.47e-13 | 4.2905e-13 | 3.991e-13 | 8.0911e-13 | 7.0226e-13 | 6.5351e-13 | 2.5364e-13 | 4.0153e-13 | 6.9616e-13 | 3.9529e-13 | 3.9035e-13 | 5.0769e-13 | 4.9627e-13 | 6.0322e-13 | 3.7427e-13 | 8.1431e-13 | 5.0508e-13 | 3.4229e-13 | 2.9464e-13 | 6.209e-13 | 4.683e-13 | 5.6977e-13 | 4.8327e-13 | 4.7449e-13 | 7.511e-13 | 5.083e-13 | 6.8051e-13 | 6.6122e-13 | 3.8903e-13 | 4.0566e-13 | 4.5267e-13 | 4.636e-13 | 4.6276e-13 | 6.4066e-13 | 8.5046e-13 | 4.9298e-13 | 7.4476e-13 | 7.2518e-13 | 5.1073e-13 | 6.2763e-13 | 4.5647e-13 | 5.2597e-13 | 4.6512e-13 | 6.5654e-13 | 3.7641e-13 | 2.8606e-13 | 4.9626e-13 | 5.4736e-13 | 6.316e-13 | 8.4783e-13 | 6.8335e-13 | 4.609e-13 | 3.6704e-13 | 5.0752e-13 | 3.2066e-13 | 4.509e-13 | 4.7599e-13 | 4.4898e-13 | 3.9228e-13 | 5.9484e-13 | 2.9896e-13 | 4.4851e-13 | 4.1129e-13 | 3.0234e-13 | 3.5809e-13 | 3.2616e-13 | 7.1585e-13 | 2.2057e-13 | 4.0035e-13 | 7.2006e-13 | 4.0156e-13 | 3.8417e-13 | 5.7432e-13 | 5.4808e-13 | 3.2494e-13 | 8.2149e-13 | 4.7111e-13 | 4.6726e-13 | 3.8583e-13 | 5.872e-13 | 4.8945e-13 | 5.7732e-13 | 3.3158e-13 | 3.1427e-13 | 3.9243e-13 | 4.4345e-13 | 4.3883e-13 | 1.8325e-13 | 3.7472e-13 | 4.6428e-13 | 4.6845e-13 | 4.3295e-13 | 4.9699e-13 | 4.8371e-13 | 4.1977e-13 | 6.9579e-13 | 5.6029e-13 | 2.973e-13 | 5.2293e-13 | 2.0936e-13 | 5.647e-13 | 7.9902e-13 | 3.7635e-13 | 5.0426e-13 | 4.6159e-13 | 4.9205e-13 | 4.6924e-13 | 4.3282e-13 | 4.131e-13 | 5.5027e-13 | 5.1678e-13 | 8.6744e-13 | 1.023e-12 | 3.8496e-13 | 5.1781e-13 | 6.667e-13 | 4.4306e-13 | 3.5088e-13 | 9.223e-13 | 3.0725e-13 | 6.8962e-13 | 7.5112e-13 | 6.3609e-13 | 3.148e-13 | 6.0086e-13 | 3.8764e-13 | 7.2497e-13 | 5.2922e-13 | 7.9169e-13 | 8.5972e-13 | 2.8565e-13 | 8.5562e-13 | 5.4062e-13 | 3.3494e-13 | 3.2983e-13 | 7.0678e-13 | 3.7361e-13 | 6.4942e-13 | 8.3729e-13 | 4.0327e-13 | 3.0941e-13 | 5.9029e-13 | 6.5393e-13 | 5.5882e-13 | 6.9318e-13 | 4.7488e-13 | 7.4209e-13 | 4.7727e-13 | 3.836e-13 | 3.4926e-13 | 5.0978e-13 | 4.8423e-13 | 3.7502e-13 | 6.9277e-13 | 6.6767e-13 | 3.8622e-13 | 5.7933e-13 | 8.1338e-13 | 7.8687e-13 | 7.979e-13 | 5.2885e-13 | 7.0366e-13 | 4.9271e-13 | 2.6941e-13 | 5.426e-13 | 5.2878e-13 | 7.2147e-13 | 5.0044e-13 | 8.6857e-13 | 5.7253e-13 | 5.3615e-13 | 2.3389e-13 | 6.4875e-13 | 5.311e-13 | 8.9025e-13 | 4.4438e-13 | 5.0464e-13 | 5.7735e-13 | 4.5068e-13 | 5.7216e-13 | 3.8128e-13 | 8.892e-13 | 2.7941e-13 | 3.7903e-13 | 3.4107e-13 | 6.4376e-13 | 3.1525e-13 | 4.5998e-13 | 3.3508e-13 | 7.6425e-13 | 4.9618e-13 | 6.3226e-13 | 3.5323e-13 | 4.0863e-13 | 2.7111e-13 | 3.3272e-13 | 6.4808e-13 | 4.1631e-13 | 3.7359e-13 | 5.7591e-13 | 7.8266e-13 | 3.1061e-13 | 3.3811e-13 | 5.587e-13 | 5.3573e-13 | 7.1695e-13 | 6.9009e-13 | 6.0814e-13 | 3.9471e-13 | 5.6538e-13 | 3.3367e-13 | 4.6932e-13 | 4.5872e-13 | 2.3398e-13 | 4.0665e-13 | 7.2806e-13 | 5.2665e-13 | 4.1408e-13 | 3.9872e-13 | 7.9474e-13 | 1.0262e-12 | 7.7362e-13 | 6.1363e-13 | 5.657e-13 | 7.2043e-13 | 6.8232e-13 | 3.217e-13 | 3.5789e-13 | 6.7601e-13 | 6.7916e-13 | 4.7579e-13 | 4.5996e-13 | 3.1816e-13 | 3.0059e-13 | 8.0573e-13 | 3.147e-13 | 7.972e-13 | 5.12e-13 | 3.5372e-13 | 6.2159e-13 | 6.1429e-13 | 3.2953e-13 | 5.1681e-13 | 6.0574e-13 | 4.3081e-13 | 6.3305e-13 | 6.8174e-13 | 3.7631e-13 | 3.5095e-13 | 6.0636e-13 | 8.2299e-13 | 4.2305e-13 | 5.6303e-13 | 3.5323e-13 | 7.8542e-13 | 4.4971e-13 | 3.1311e-13 | 3.7125e-13 | 5.7628e-13 | 5.8696e-13 | 5.4306e-13 | 5.4939e-13 | 6.3392e-13 | 6.3345e-13 | 4.8679e-13 | 2.7948e-13 | 5.504e-13 | 4.9642e-13 | 4.5056e-13 | 4.4822e-13 | 5.0825e-13 | 4.9648e-13 | 4.8755e-13 | 4.5148e-13 | 9.9233e-13 | 3.9004e-13 | 3.586e-13 | 7.3858e-13 | 4.7915e-13 | 6.5452e-13 | 5.9564e-13 | 3.0333e-13 | 5.9452e-13 | 3.802e-13 | 4.8018e-13 | 6.2269e-13 | 4.2873e-13 | 3.4264e-13 | 9.0712e-13 | 3.7653e-13 | 4.2925e-13 | 6.7494e-13 | 6.2406e-13 | 6.1833e-13 | 6.8876e-13 | 3.2473e-13 | 3.1479e-13 | 1.795e-13 | 4.3451e-13 | 5.5289e-13 | 4.6163e-13 | 5.3835e-13 | 3.0248e-13 | 5.1312e-13 | 4.5422e-13 | 7.7951e-13 | 6.2759e-13 | 5.3836e-13 | 6.0197e-13 | 5.3402e-13 | 3.5465e-13 | 4.6078e-13 | 5.5885e-13 | 3.8021e-13 | 4.5104e-13 | 6.0376e-13 | 2.8797e-13 | 3.691e-13 | 3.4587e-13 | 4.3201e-13 | 5.5434e-13 | 3.8224e-13 | 7.2075e-13 | 6.1899e-13 | 8.2961e-13 | 4.0548e-13 | 4.7597e-13 | 5.3105e-13 | 4.6679e-13 | 2.8e-13 | 8.3455e-13 | 7.3686e-13 | 6.0937e-13 | 5.7375e-13 | 4.6209e-13 | 8.5259e-13 | 4.1041e-13 | 6.3784e-13 | 5.5292e-13 | 3.7514e-13 | 5.3966e-13 | 4.5925e-13 | 4.7295e-13 | 6.6813e-13 | 5.3121e-13 | 5.1866e-13 | 4.1367e-13 | 6.0151e-13 | 5.7425e-13 | 6.5138e-13 | 5.1951e-13 | 6.1696e-13 | 4.532e-13 | 4.1506e-13 | 3.3143e-13 | 4.5692e-13 | 3.4377e-13 | 4.729e-13 | 7.6452e-13 | 5.6735e-13 | 8.6521e-13 | 4.3273e-13 | 3.9762e-13 | 7.333e-13 | 6.103e-13 | 7.6417e-13 | 3.7128e-13 | 3.4328e-13 | 3.2142e-13 | 3.6288e-13 | 6.6356e-13 | 4.0486e-13 | 9.0282e-13 | 4.5039e-13 | 3.5427e-13 | 3.0717e-13 | 3.0901e-13 | 4.9668e-13 | 5.4377e-13 | 6.8639e-13 | 4.0612e-13 | 2.6987e-13 | 5.4656e-13 | 5.3936e-13 | 7.2265e-13 | 5.4828e-13 | 4.901e-13 | 7.7948e-13 | 4.6786e-13 | 4.0101e-13 | 3.428e-13 | 5.187e-13 | 5.4132e-13 | 3.8228e-13 | 2.2984e-13 | 5.0367e-13 | 5.661e-13 | 6.67e-13 | 4.9457e-13 | 7.0251e-13 | 6.6005e-13 | 7.3704e-13 | 4.26e-13 | 5.7448e-13 | 7.8085e-13 | 3.7397e-13 | 4.6267e-13 | 4.9269e-13 | 5.9099e-13 | 5.1928e-13 | 7.1332e-13 | 6.0478e-13 | 3.4406e-13 | 4.787e-13 | 5.8135e-13 | 5.0105e-13 | 5.969e-13 | 5.3357e-13 | 5.0528e-13 | 4.0555e-13 | 4.28e-13 | 2.9528e-13 | 3.1165e-13 | 7.0687e-13 | 6.0403e-13 | 4.792e-13 | 4.8709e-13 | 4.5224e-13 | 5.0233e-13 | 6.46e-13 | 5.3477e-13 | 8.7651e-13 | 5.3875e-13 | 5.9652e-13 | 5.6191e-13 | 4.3641e-13 | 6.4233e-13 | 6.2849e-13 | 3.2628e-13 | 6.2614e-13 | 5.9912e-13 | 4.4505e-13 | 6.9629e-13 | 3.019e-13 | 6.2995e-13 | 5.6439e-13 | 8.1542e-13 | 4.9854e-13 | 6.4687e-13 | 3.523e-13 | 3.5969e-13 | 5.9899e-13 | 1.0791e-12 | 6.8591e-13 | 4.9335e-13 | 4.6339e-13 | 6.5031e-13 | 4.0597e-13 | 2.5692e-13 | 5.146e-13 | 5.8284e-13 | 4.5417e-13 | 6.8206e-13 | 6.0325e-13 | 6.385e-13 | 4.4726e-13 | 2.9468e-13 | 7.8582e-13 | 8.9296e-13 | 5.5145e-13 | 3.917e-13 | 4.487e-13 | 4.8636e-13 | 1.0443e-12 | 5.4524e-13 | 6.4446e-13 | 4.7249e-13 | 3.4509e-13 | 4.8746e-13 | 3.1533e-13 | 8.6401e-13 | 6.5689e-13 | 5.0151e-13 | 2.606e-13 | 5.6476e-13 | 4.839e-13 | 4.0262e-13 | 9.2452e-13 | 7.9974e-13 | 5.2137e-13 | 3.9765e-13 | 7.2961e-13 | 4.4107e-13 | 6.7054e-13 | 3.2501e-13 | 8.5792e-13 | 5.9982e-13 | 7.0421e-13 | 3.2213e-13 | 4.5181e-13 | 6.862e-13 | 4.5814e-13 | 5.8692e-13 | 7.6816e-13 | 4.4341e-13 | 3.5344e-13 | 5.6506e-13 | 5.4768e-13 | 5.8342e-13 | 2.8826e-13 | 4.6618e-13 | 5.2682e-13 | 5.5402e-13 | 6.5904e-13 | 4.9491e-13 | 7.9077e-13 | 5.401e-13 | 6.7692e-13 | 5.1213e-13 | 3.3953e-13 | 6.0278e-13 | 7.6121e-13 | 3.8011e-13 | 6.4154e-13 | 4.8105e-13 | 7.1e-13 | 5.6582e-13 | 6.3954e-13 | 2.9329e-13 | 7.5348e-13 | 2.543e-13 | 6.4099e-13 | 5.2713e-13 | 5.7813e-13 | 7.992e-13 | 4.3804e-13 | 4.4358e-13 | 3.0939e-13 | 6.0096e-13 | 5.9404e-13 | 3.8261e-13 | 4.5036e-13 | 6.8422e-13 | 4.9651e-13 | 6.1841e-13 | 5.4072e-13 | 9.7504e-13 | 2.4667e-13 | 3.2027e-13 | 8.3948e-13 | 5.3888e-13 | 6.8778e-13 | 5.928e-13 | 4.2528e-13 | 7.5072e-13 | 3.4298e-13 | 7.9664e-13 | 5.4892e-13 | 4.3366e-13 | 4.283e-13 | 4.6502e-13 | 9.4563e-13 | 4.2124e-13 | 5.1348e-13 | 4.0865e-13 | 6.8675e-13 | 3.4453e-13 | 5.6243e-13 | 4.0896e-13 | 6.9864e-13 | 6.7186e-13 | 8.7334e-13 | 8.1823e-13 | 4.6812e-13 | 7.9765e-13 | 9.4791e-13 | 2.5503e-13 | 4.7764e-13 | 3.7109e-13 | 4.7501e-13 | 4.4941e-13 | 5.4393e-13 | 5.3859e-13 | 7.8764e-13 | 6.8847e-13 | 4.4288e-13 | 5.0331e-13 | 5.9535e-13 | 3.2986e-13 | 3.122e-13 | 5.4699e-13 | 4.1942e-13 | 4.6296e-13 | 2.4947e-13 | 3.3127e-13 | 3.1049e-13 | 4.1971e-13 | 5.7568e-13 | 4.3113e-13 | 4.072e-13 | 7.0045e-13 | 9.2343e-13 | 3.2134e-13 | 5.5059e-13 | 6.8598e-13 | 8.5708e-13 | 3.277e-13 | 7.3199e-13 | 2.926e-13 | 4.0597e-13 | 5.7365e-13 | 8.1433e-13 | 3.5208e-13 | 5.0218e-13 | 6.0209e-13 | 5.7716e-13 | 4.5704e-13 | 4.1386e-13 | 5.703e-13 | 5.5103e-13 | 6.0607e-13 | 6.4846e-13 | 6.3665e-13 | 3.7538e-13 | 4.0171e-13 | 5.7303e-13 | 7.1004e-13 | 2.0405e-13 | 3.7312e-13 | 3.969e-13 | 4.6109e-13 | 3.1475e-13 | 7.2996e-13 | 7.5699e-13 | 3.6986e-13 | 4.1253e-13 | 3.8194e-13 | 6.8978e-13 | 4.3558e-13 | 5.126e-13 | 3.2864e-13 | 5.4138e-13 | 6.0768e-13 | 7.8049e-13 | 5.8593e-13 | 5.679e-13 | 3.1876e-13 | 5.7315e-13 | 7.5724e-13 | 6.3582e-13 | 4.5708e-13 | 3.327e-13 | 3.4406e-13 | 7.5671e-13 | 3.8301e-13 | 4.1976e-13 | 7.0071e-13 | 3.0856e-13 | 4.3735e-13 | 3.6627e-13 | 3.405e-13 | 4.3691e-13 | 4.5761e-13 | 5.9471e-13 | 4.6425e-13 | 4.6875e-13 | 5.8194e-13 | 6.1478e-13 | 3.1961e-13 | 6.9761e-13 | 4.1699e-13 | 6.5515e-13 | 2.1001e-13 | 4.3245e-13 | 6.7279e-13 | 6.4689e-13 | 8.1865e-13 | 4.7164e-13 | 3.8598e-13 | 5.4514e-13 | 4.4347e-13 | 8.863e-13 | 5.5315e-13 | 4.007e-13 | 4.3005e-13 | 6.8015e-13 | 4.9884e-13 | 6.8078e-13 | 6.5472e-13 | 6.5392e-13 | 4.2194e-13 | 4.2166e-13 | 4.8927e-13 | 7.2934e-13 | 3.2068e-13 | 9.2477e-13 | 5.3871e-13 | 4.5168e-13 | 3.4013e-13 | 6.3735e-13 | 3.3525e-13 | 5.9047e-13 | 4.8199e-13 | 7.672e-13 | 5.1619e-13 | 6.6922e-13 | 5.4614e-13 | 4.5002e-13 | 3.8441e-13 | 6.7025e-13 | 5.5528e-13 | 3.3039e-13 | 5.353e-13 | 7.02e-13 | 4.9991e-13 | 8.8429e-13 | 4.8752e-13 | 3.3677e-13 | 4.301e-13 | 5.0521e-13 | 5.8168e-13 | 5.6876e-13 | 3.1315e-13 | 5.6005e-13 | 5.1125e-13 | 6.0953e-13 | 5.7161e-13 | 1.939e-13 | 3.8007e-13 | 4.1428e-13 | 4.1259e-13 | 4.0519e-13 | 8.1201e-13 | 4.2953e-13 | 2.9521e-13 | 6.0133e-13 | 4.1678e-13 | 6.7824e-13 | 7.7749e-13 | 3.7617e-13 | 3.259e-13 | 3.6528e-13 | 4.5188e-13 | 3.8925e-13 | 4.4681e-13 | 6.7543e-13 | 7.1802e-13 | 6.6046e-13 | 3.3891e-13 | 4.7263e-13 | 3.9923e-13 | 2.6346e-13 | 5.7931e-13 | 3.2873e-13 | 5.854e-13 | 6.5978e-13 | 5.4414e-13 | 6.4314e-13 | 2.9834e-13 | 2.8222e-13 | 3.5323e-13 | 2.8068e-13 | 4.6709e-13 | 3.7105e-13 | 6.0209e-13 | 3.5194e-13 | 3.3511e-13 | 3.9344e-13 | 4.7805e-13 | 4.8303e-13 | 3.8794e-13 | 5.5974e-13 | 3.696e-13 | 1.528e-13 | 1.0787e-12 | 6.4625e-13 | 7.592e-13 | 3.6968e-13 | 5.5603e-13 | 6.3457e-13 | 3.5011e-13 | 4.1264e-13 | 3.8426e-13 | 5.6434e-13 | 3.1488e-13 | 3.638e-13 | 3.8373e-13 | 2.8643e-13 | 5.4045e-13 | 6.3769e-13 | 5.0321e-13 | 6.3631e-13 | 6.3293e-13 | 5.543e-13 | 5.9934e-13 | 4.1507e-13 | 7.552e-13 | 5.9424e-13 | 4.782e-13 | 6.8257e-13 | 4.3766e-13 | 7.8757e-13 | 7.1018e-13 | 6.3864e-13 | 6.3369e-13 | 4.6919e-13 | 6.4994e-13 | 6.2624e-13 | 2.2668e-13 | 6.6831e-13 | 3.853e-13 | 5.8973e-13 | 6.9943e-13 | 3.8702e-13 | 2.7924e-13 | 5.4356e-13 | 7.5994e-13 | 2.9669e-13 | 5.5652e-13 | 4.193e-13 | 5.1703e-13 | 3.6001e-13 | 6.3918e-13 | 2.6767e-13 | 5.6143e-13 | 3.9423e-13 | 4.8467e-13 | 2.8422e-13 | 4.6518e-13 | 5.4215e-13 | 4.745e-13 | 7.113e-13 | 6.8741e-13 | 5.836e-13 | 7.6637e-13 | 3.0681e-13 | 2.3658e-13 | 4.2944e-13 | 5.2924e-13 | 7.9838e-13 | 5.7239e-13 | 5.1522e-13 | 5.5878e-13 | 4.8818e-13 | 5.3771e-13 | 4.3865e-13 | 3.5338e-13 | 3.8062e-13 | 3.5217e-13 | 5.7986e-13 | 3.9187e-13 | 7.3118e-13 | 4.5238e-13 | 3.4349e-13 | 5.3593e-13 | 5.9611e-13 | 3.7566e-13 | 5.5346e-13 | 5.8159e-13 | 2.4142e-13 | 4.7689e-13 | 4.5058e-13 | 3.698e-13 | 4.6551e-13 | 6.0258e-13 | 5.4296e-13 | 4.537e-13 | 6.7243e-13 | 7.0953e-13 | 5.7943e-13 | 5.2233e-13 | 6.1368e-13 | 6.5029e-13 | 3.6778e-13 | 3.4283e-13 | 2.3432e-13 | 4.6965e-13 | 7.7559e-13 | 4.5071e-13 | 5.3102e-13 | 6.1668e-13 | 5.5108e-13 | 5.3345e-13 | 5.0675e-13 | 4.988e-13 | 5.0256e-13 | 5.8751e-13 | 6.4141e-13 | 5.0611e-13 | 3.3733e-13 | 4.4701e-13 | 3.6644e-13 | 3.0384e-13 | 1.0168e-12 | 3.3843e-13 | 4.7015e-13 | 2.8011e-13 | 2.0483e-13 | 4.6886e-13 | 3.6657e-13 | 3.6752e-13 | 3.7193e-13 | 8.9399e-13 | 6.2712e-13 | 4.2729e-13 | 6.015e-13 | 3.5745e-13 | 2.0543e-13 | 3.8343e-13 | 5.4015e-13 | 3.2701e-13 | 6.7231e-13 | 4.2841e-13 | 4.708e-13 | 9.3721e-13 | 8.0565e-13 | 4.1168e-13 | 3.7448e-13 | 5.7104e-13 | 5.5579e-13 | 3.2494e-13 | 4.7877e-13 | 4.2465e-13 | 3.9603e-13 | 5.1703e-13 | 5.1006e-13 | 6.4391e-13 | 6.7131e-13 | 5.5311e-13 | 4.4796e-13 | 4.0921e-13 | 4.82e-13 | 5.0403e-13 | 3.1102e-13 | 5.2522e-13 | 4.7212e-13 | 3.0979e-13 | 3.6433e-13 | 6.675e-13 | 2.6722e-13 | 5.9516e-13 | 4.4717e-13 | 9.5651e-13 | 3.6906e-13 | 5.8374e-13 | 5.1857e-13 | 5.1778e-13 | 3.3019e-13 | 4.6755e-13 | 7.6631e-13 | 4.6851e-13 | 6.3814e-13 | 5.6017e-13 | 4.7538e-13 | 7.313e-13 | 3.8249e-13 | 4.0965e-13 | 2.4513e-13 | 3.6255e-13 | 6.1138e-13 | 4.2072e-13 | 5.6405e-13 | 1.9597e-13 | 5.61e-13 | 3.7335e-13 | 4.9886e-13 | 5.6259e-13 | 5.9217e-13 | 5.5083e-13 | 6.4436e-13 | 4.6715e-13 | 6.1591e-13 | 8.3502e-13 | 3.5975e-13 | 2.5174e-13 | 5.5328e-13 | 4.0267e-13 | 4.1242e-13 | 4.0399e-13 | 5.4028e-13 | 4.9401e-13 | 6.4359e-13 | 2.3184e-13 | 6.1614e-13 | 3.865e-13 | 6.9824e-13 | 7.0334e-13 | 3.9317e-13 | 6.3699e-13 | 3.5586e-13 | 3.3542e-13 | 7.004e-13 | 5.793e-13 | 3.0378e-13 | 5.7137e-13 | 7.1489e-13 | 6.275e-13 | 4.4135e-13 | 4.6062e-13 | 8.131e-13 | 4.0132e-13 | 7.4912e-13 | 6.6955e-13 | 3.886e-13 | 1.1413e-13 | 5.4379e-13 | 2.1564e-13 | 4.0258e-13 | 4.2284e-13 | 5.3767e-13 | 4.7063e-13 | 5.7625e-13 | 4.0449e-13 | 6.2105e-13 | 4.3674e-13 | 5.0723e-13 | 5.6112e-13 | 4.7727e-13 | 3.9984e-13 | 2.91e-13 | 4.7961e-13 | 5.3884e-13 | 5.9645e-13 | 1.0022e-12 | 7.7486e-13 | 2.5556e-13 | 3.7095e-13 | 5.0411e-13 | 4.2595e-13 | 7.4649e-13 | 3.7917e-13 | 7.3368e-13 | 5.9089e-13 | 6.4481e-13 | 5.4428e-13 | 3.9248e-13 | 4.6474e-13 | 6.4115e-13 | 9.3337e-13 | 2.8169e-13 | 6.677e-13 | 8.6369e-13 | 6.3313e-13 | 5.3632e-13 | 5.218e-13 | 5.8791e-13 | 4.7737e-13 | 5.1222e-13 | 3.6723e-13 | 5.016e-13 | 5.6521e-13 | 4.1513e-13 | 6.5079e-13 | 3.9784e-13 | 6.4937e-13 | 6.8985e-13 | 4.7905e-13 | 9.9909e-13 | 4.8429e-13 | 6.5241e-13 | 4.5763e-13 | 7.1816e-13 | 5.7201e-13 | 6.983e-13 | 6.9384e-13 | 7.4918e-13 | 3.2491e-13 | 5.2621e-13 | 5.0413e-13 | 8.6244e-13 | 4.9046e-13 | 4.5491e-13 | 3.7891e-13 | 8.029e-13 | 3.2209e-13 | 2.782e-13 | 9.3994e-13 | 5.7077e-13 | 4.1557e-13 | 5.9726e-13 | 7.3281e-13 | 3.3694e-13 | 5.1941e-13 | 8.6079e-13 | 7.1712e-13 | 4.5953e-13 | 6.0742e-13 | 5.6819e-13 | 4.7447e-13 | 6.5006e-13 | 5.7223e-13 | 5.0251e-13 | 8.7648e-13 | 6.4068e-13 | 7.9486e-13 | 5.4551e-13 | 5.2896e-13 | 1.0407e-12 | 5.8226e-13 | 6.0843e-13 | 1.9281e-13 | 6.0949e-13 | 6.4061e-13 | 4.5456e-13 | 6.1279e-13 | 3.3569e-13 | 2.3083e-13 | 6.8331e-13 | 5.5644e-13 | 5.984e-13 | 4.2421e-13 | 3.7851e-13 | 4.8032e-13 | 6.1774e-13 | 7.2194e-13 | 4.9022e-13 | 3.0506e-13 | 4.2626e-13 | 5.5882e-13 | 7.6682e-13 | 5.6892e-13 | 6.4384e-13 | 3.5459e-13 | 5.1029e-13 | 2.6708e-13 | 4.1153e-13 | 8.2328e-13 | 5.1134e-13 | 5.4469e-13 | 4.484e-13 | 6.7607e-13 | 3.1554e-13 | 4.5857e-13 | 6.5266e-13 | 4.9291e-13 | 7.0064e-13 | 6.1686e-13 | 2.0661e-13 | 3.0648e-13 | 5.1601e-13 | 3.4795e-13 | 3.2817e-13 | 3.7809e-13 | 4.5755e-13 | 3.9696e-13 | 3.5621e-13 | 4.5362e-13 | 4.8576e-13 | 4.4285e-13 | 5.1405e-13 | 6.7352e-13 | 5.8278e-13 | 4.2683e-13 | 4.8238e-13 | 3.8541e-13 | 4.6055e-13 | 5.8897e-13 | 6.937e-13 | 6.9047e-13 | 5.696e-13 | 4.0616e-13 | 3.2335e-13 | 6.0566e-13 | 5.0025e-13 | 3.5526e-13 | 4.219e-13 | 7.2994e-13 | 4.6478e-13 | 6.465e-13 | 4.5115e-13 | 4.4661e-13 | 6.2284e-13 | 5.4442e-13 | 5.3674e-13 | 7.9848e-13 | 4.3684e-13 | 4.9166e-13 | 7.5063e-13 | 7.4998e-13 | 6.7004e-13 | 5.7484e-13 | 4.3277e-13 | 8.0529e-13 | 4.6884e-13 | 7.3479e-13 | 8.7836e-13 | 5.3072e-13 | 5.7571e-13 | 2.7218e-13 | 3.9202e-13 | 4.8238e-13 | 4.3074e-13 | 5.076e-13 | 5.6867e-13 | 9.1255e-13 | 4.0676e-13 | 4.8606e-13 | 7.3597e-13 | 3.6279e-13 | 5.3967e-13 | 4.0192e-13 | 6.6114e-13 | 5.6685e-13 | 4.1215e-13 | 3.6746e-13 | 3.5723e-13 | 3.7492e-13 | 4.8904e-13 | 4.162e-13 | 4.6013e-13 | 5.4223e-13 | 3.8194e-13 | 3.3899e-13 | 6.3189e-13 | 6.5842e-13 | 4.5603e-13 | 3.9195e-13 | 4.8885e-13 | 3.8077e-13 | 6.1623e-13 | 5.2796e-13 | 6.8969e-13 | 4.9072e-13 | 4.5583e-13 | 6.2031e-13 | 7.2633e-13 | 5.6131e-13 | 2.6121e-13 | 6.719e-13 | 3.8015e-13 | 1.0748e-12 | 7.427e-13 | 7.2298e-13 | 3.7412e-13 | 8.4807e-13 | 2.9227e-13 | 7.1815e-13 | 3.9897e-13 | 8.3517e-13 | 7.1903e-13 | 3.4311e-13 | 5.1495e-13 | 5.0015e-13 | 6.9389e-13 | 6.3964e-13 | 4.504e-13 | 2.2948e-13 | 3.0078e-13 | 6.0765e-13 | 5.1043e-13 | 8.3099e-13 | 5.7183e-13 | 4.8974e-13 | 5.9373e-13 | 5.071e-13 | 5.6665e-13 | 2.6219e-13 | 3.1399e-13 | 5.2719e-13 | 8.9763e-13 | 6.0185e-13 | 8.9212e-13 | 5.6828e-13 | 6.0092e-13 | 5.4879e-13 | 5.8302e-13 | 6.0787e-13 | 2.9466e-13 | 1.1673e-12 | 3.0299e-13 | 4.7569e-13 | 4.0467e-13 | 4.9296e-13 | 7.6152e-13 | 7.9732e-13 | 5.6586e-13 | 6.1802e-13 | 7.4561e-13 | 7.743e-13 | 7.0048e-13 | 2.7217e-13 | 4.3711e-13 | 6.5961e-13 | 5.4164e-13 | 6.08e-13 | 8.3617e-13 | 7.9877e-13 | 5.7636e-13 | 5.3261e-13 | 5.8142e-13 | 5.1225e-13 | 3.1744e-13 | 3.7352e-13 | 4.5758e-13 | 3.9989e-13 | 2.8443e-13 | 5.5744e-13 | 5.2188e-13 | 3.2856e-13 | 4.0479e-13 | 5.8753e-13 | 3.2494e-13 | 3.3122e-13 | 5.3214e-13 | 4.0503e-13 | 5.5364e-13 | 4.7307e-13 | 2.6468e-13 | 9.2432e-13 | 2.9428e-13 | 7.4246e-13 | 6.9386e-13 | 6.625e-13 | 3.5461e-13 | 5.6804e-13 | 4.2779e-13 | 5.1027e-13 | 3.7335e-13 | 8.2468e-13 | 3.8843e-13 | 5.6251e-13 | 6.4511e-13 | 5.7931e-13 | 3.59e-13 | 3.824e-13 | 4.477e-13 | 6.0975e-13 | 4.4205e-13 | 6.4737e-13 | 2.2776e-13 | 6.5976e-13 | 6.5256e-13 | 7.2253e-13 | 3.8701e-13 | 4.1062e-13 | 6.3017e-13 | 4.6843e-13 | 4.8909e-13 | 5.7331e-13 | 5.0712e-13 | 6.3524e-13 | 5.4827e-13 | 3.1713e-13 | 6.5699e-13 | 5.4669e-13 | 7.4046e-13 | 6.6717e-13 | 4.8202e-13 | 5.3337e-13 | 5.6e-13 | 3.5858e-13 | 3.885e-13 | 3.1931e-13 | 5.7e-13 | 2.6516e-13 | 4.7133e-13 | 3.5927e-13 | 3.1933e-13 | 2.7706e-13 | 4.7168e-13 | 8.4639e-13 | 5.7103e-13 | 4.3852e-13 | 4.0275e-13 | 8.0222e-13 | 4.9541e-13 | 1.0079e-12 | 5.8032e-13 | 4.159e-13 | 8.667e-13 | 3.8495e-13 | 7.3053e-13 | 5.7346e-13 | 3.0877e-13 | 6.114e-13 | 4.7657e-13 | 5.4357e-13 | 4.5932e-13 | 4.595e-13 | 2.8536e-13 | 8.2751e-13 | 4.3543e-13 | 7.8522e-13 | 7.5186e-13 | 3.2311e-13 | 5.9505e-13 | 6.359e-13 | 3.2577e-13 | 3.8757e-13 | 4.0055e-13 | 3.9624e-13 | 1.5771e-13 | 1.0296e-12 | 6.5513e-13 | 4.5527e-13 | 4.0896e-13 | 3.3552e-13 | 5.0787e-13 | 3.0492e-13 | 6.5638e-13 | 4.9699e-13 | 4.6697e-13 | 4.0567e-13 | 3.9708e-13 | 3.3771e-13 | 4.4525e-13 | 4.0337e-13 | 7.5156e-13 | 4.9037e-13 | 5.6115e-13 | 4.783e-13 | 5.5936e-13 | 4.5917e-13 | 5.6231e-13 | 8.6365e-13 | 3.8653e-13 | 3.3647e-13 | 5.2577e-13 | 3.4751e-13 | 2.5695e-13 | 7.2543e-13 | 4.9882e-13 | 6.3599e-13 | 3.7281e-13 | 2.9677e-13 | 6.87e-13 | 6.6016e-13 | 6.9446e-13 | 5.0796e-13 | 5.8353e-13 | 5.8786e-13 | 7.0688e-13 | 5.3985e-13 | 6.6174e-13 | 4.7657e-13 | 3.4935e-13 | 5.0707e-13 | 8.4609e-13 | 2.6575e-13 | 5.8064e-13 | 5.7306e-13 | 6.7163e-13 | 4.2499e-13 | 4.8135e-13 | 1.9712e-13 | 3.1122e-13 | 4.5409e-13 | 7.0341e-13 | 5.2175e-13 | 5.6231e-13 | 4.5986e-13 | 5.5205e-13 | 6.1972e-13 | 5.5341e-13 | 3.401e-13 | 7.4498e-13 | 4.2396e-13 | 3.9613e-13 | 7.2386e-13 | 5.1638e-13 | 3.188e-13 | 3.5567e-13 | 3.3194e-13 | 4.2938e-13 | 4.1552e-13 | 4.8647e-13 | 6.6858e-13 | 3.7716e-13 | 5.6202e-13 | 5.0847e-13 | 3.6545e-13 | 4.1098e-13 | 4.384e-13 | 6.6761e-13 | 8.5777e-13 | 3.5823e-13 | 7.1363e-13 | 6.2901e-13 | 4.0555e-13 | 8.0088e-13 | 9.6832e-13 | 2.7782e-13 | 4.5511e-13 | 5.5163e-13 | 3.8335e-13 | 6.0779e-13 | 7.8089e-13 | 5.3843e-13 | 3.9887e-13 | 9.2165e-13 | 2.8674e-13 | 6.615e-13 | 1.0192e-12 | 3.0348e-13 | 2.8142e-13 | 5.2315e-13 | 7.4543e-13 | 2.8292e-13 | 5.3622e-13 | 3.5732e-13 | 2.4261e-13 | 4.4587e-13 | 6.5178e-13 | 5.7461e-13 | 5.6388e-13 | 3.9916e-13 | 5.0999e-13 | 4.9379e-13 | 4.7099e-13 | 5.658e-13 | 4.1531e-13 | 4.1784e-13 | 3.8292e-13 | 5.0672e-13 | 7.2792e-13 | 8.1853e-13 | 5e-13 | 6.5218e-13 | 5.3782e-13 | 4.5269e-13 | 2.5279e-13 | 4.8985e-13 | 3.2407e-13 | 6.3195e-13 | 3.5762e-13 | 4.5117e-13 | 4.1085e-13 | 6.8585e-13 | 6.4183e-13 | 5.3179e-13 | 4.9301e-13 | 4.688e-13 | 4.8975e-13 | 4.4243e-13 | 4.9834e-13 | 3.2446e-13 | 5.3259e-13 | 7.6138e-13 | 3.4128e-13 | 6.4168e-13 | 7.5566e-13 | 3.5526e-13 | 4.6876e-13 | 3.7739e-13 | 7.7612e-13 | 4.7814e-13 | 2.7348e-13 | 8.2482e-13 | 5.0023e-13 | 6.1421e-13 | 6.2675e-13 | 4.2742e-13 | 5.8538e-13 | 4.6645e-13 | 4.0985e-13 | 3.9656e-13 | 4.7906e-13 | 5.3442e-13 | 5.3567e-13 | 5.5412e-13 | 5.8644e-13 | 7.5424e-13 | 5.6113e-13 | 6.003e-13 | 6.1349e-13 | 3.9056e-13 | 5.7809e-13 | 3.9617e-13 | 5.1439e-13 | 5.2129e-13 | 8.2761e-13 | 5.4094e-13 | 3.9073e-13 | 5.8352e-13 | 3.79e-13 | 6.1987e-13 | 5.2689e-13 | 5.3415e-13 | 5.1342e-13 | 6.5321e-13 | 4.302e-13 | 5.9158e-13 | 5.1206e-13 | 7.9615e-13 | 2.529e-13 | 6.3055e-13 | 3.916e-13 | 4.641e-13 | 6.1467e-13 | 4.449e-13 | 6.7433e-13 | 6.3066e-13 | 4.5135e-13 | 3.805e-13 | 4.84e-13 | 2.7545e-13 | 3.4348e-13 | 4.2722e-13 | 6.7542e-13 | 7.1473e-13 | 5.3324e-13 | 5.1918e-13 | 8.2911e-13 | 3.6654e-13 | 4.2246e-13 | 8.3125e-13 | 3.5484e-13 | 2.8993e-13 | 2.9958e-13 | 2.3925e-13 | 3.6822e-13 | 4.0084e-13 | 2.7366e-13 | 4.5193e-13 | 6.6982e-13 | 3.8332e-13 | 5.351e-13 | 5.1761e-13 | 6.8157e-13 | 1.0077e-12 | 7.4891e-13 | 4.0759e-13 | 7.3304e-13 | 3.333e-13 | 3.2212e-13 | 3.8012e-13 | 6.4635e-13 | 5.3668e-13 | 5.5862e-13 | 4.5226e-13 | 3.6219e-13 | 5.1597e-13 | 4.9983e-13 | 4.7843e-13 | 7.9952e-13 | 6.9876e-13 | 3.0742e-13 | 5.1212e-13 | 4.1414e-13 | 6.6477e-13 | 6.0259e-13 | 3.7773e-13 | 4.0401e-13 | 5.1154e-13 | 5.1813e-13 | 4.4556e-13 | 5.1248e-13 | 5.8975e-13 | 3.6986e-13 | 5.3662e-13 | 4.1543e-13 | 3.4477e-13 | 4.8928e-13 | 8.4473e-13 | 3.6675e-13 | 2.781e-13 | 6.1751e-13 | 4.7771e-13 | 4.7184e-13 | 7.6934e-13 | 3.181e-13 | 5.2842e-13 | 6.5691e-13 | 6.6855e-13 | 3.8411e-13 | 5.5732e-13 | 8.0722e-13 | 5.1633e-13 | 5.3517e-13 | 6.9162e-13 | 5.5827e-13 | 4.5384e-13 | 3.6662e-13 | 5.3884e-13 | 4.3788e-13 | 5.038e-13 | 6.3714e-13 | 5.39e-13 | 6.0582e-13 | 8.047e-13 | 8.8118e-13 | 6.2651e-13 | 6.2353e-13 | 5.8555e-13 | 5.198e-13 | 8.3189e-13 | 4.1041e-13 | 5.9733e-13 | 6.3817e-13 | 3.1803e-13 | 6.2187e-13 | 8.3782e-13 | 5.377e-13 | 5.4666e-13 | 4.8525e-13 | 2.7405e-13 | 2.4974e-13 | 8.0001e-13 | 5.0364e-13 | 2.5228e-13 | 4.8639e-13 | 3.4129e-13 | 2.8103e-13 | 5.6432e-13 | 7.6999e-13 | 6.5583e-13 | 6.0409e-13 | 4.2671e-13 | 7.3865e-13 | 5.0009e-13 | 4.7176e-13 | 4.2574e-13 | 3.405e-13 | 3.418e-13 | 2.5632e-13 | 7.6804e-13 | 5.3962e-13 | 3.6808e-13 | 8.3684e-13 | 3.5605e-13 | 6.738e-13 | 5.4386e-13 | 4.889e-13 | 2.7993e-13 | 3.9526e-13 | 6.7521e-13 | 5.4386e-13 | 5.3211e-13 | 5.4084e-13 | 6.2926e-13 | 4.1046e-13 | 7.7365e-13 | 4.8211e-13 | 5.6757e-13 | 5.7842e-13 | 5.2097e-13 | 5.3677e-13 | 3.2652e-13 | 4.4528e-13 | 7.0612e-13 | 6.841e-13 | 4.8385e-13 | 4.4968e-13 | 7.0898e-13 | 4.0307e-13 | 5.263e-13 | 4.4604e-13 | 4.9456e-13 | 3.6352e-13 | 3.9605e-13 | 5.1152e-13 | 7.6562e-13 | 5.8815e-13 | 7.0883e-13 | 5.7485e-13 | 6.5426e-13 | 7.7727e-13 | 3.2282e-13 | 5.8559e-13 | 4.9522e-13 | 6.245e-13 | 8.853e-13 | 6.5235e-13 | 7.6514e-13 | 3.1718e-13 | 3.4105e-13 | 6.7774e-13 | 5.407e-13 | 3.4855e-13 | 5.9459e-13 | 3.7816e-13 | 8.9388e-13 | 1.0002e-12 | 4.9947e-13 | 3.8236e-13 | 9.4766e-13 | 3.4062e-13 | 5.1303e-13 | 5.2762e-13 | 8.3999e-13 | 4.4304e-13 | 3.77e-13 | 4.7703e-13 | 4.7397e-13 | 3.628e-13 | 4.5499e-13 | 4.1921e-13 | 4.7159e-13 | 5.7294e-13 | 3.498e-13 | 4.5175e-13 | 8.6124e-13 | 4.2813e-13 | 4.7836e-13 | 3.4965e-13 | 6.2563e-13 | 4.5531e-13 | 8.0764e-13 | 3.4434e-13 | 5.5419e-13 | 6.7988e-13 | 7.5718e-13 | 5.8774e-13 | 6.0209e-13 | 5.1104e-13 | 5.2616e-13 | 5.4924e-13 | 5.3802e-13 | 3.0366e-13 | 5.773e-13 | 7.3464e-13 | 3.5786e-13 | 2.8686e-13 | 6.5545e-13 | 6.0993e-13 | 6.5879e-13 | 2.4133e-13 | 3.1885e-13 | 5.8901e-13 | 6.3707e-13 | 6.2339e-13 | 5.312e-13 | 5.7058e-13 | 4.1673e-13 | 1.0181e-12 | 3.5189e-13 | 7.2869e-13 | 5.1257e-13 | 5.4765e-13 | 3.9425e-13 | 5.055e-13 | 9.8751e-13 | 5.3583e-13 | 4.9159e-13 | 5.1821e-13 | 4.7225e-13 | 6.2788e-13 | 4.2474e-13 | 4.1947e-13 | 5.4977e-13 | 4.0375e-13 | 3.7576e-13 | 6.5737e-13 | 5.3451e-13 | 4.4173e-13 | 4.9809e-13 | 4.8064e-13 | 3.8967e-13 | 7.3921e-13 | 1.1734e-12 | 6.7094e-13 | 2.8087e-13 | 3.5386e-13 | 4.9111e-13 | 4.5899e-13 | 4.8965e-13 | 3.3569e-13 | 3.1339e-13 | 2.3264e-13 | 4.5205e-13 | 3.4643e-13 | 7.7678e-13 | 6.5773e-13 | 7.0167e-13 | 4.7416e-13 | 3.9112e-13 | 3.0344e-13 | 3.7054e-13 | 3.8583e-13 | 4.6799e-13 | 5.3325e-13 | 3.921e-13 | 1.0378e-12 | 3.1823e-13 | 6.1132e-13 | 3.9418e-13 | 3.1802e-13 | 3.7643e-13 | 3.0918e-13 | 9.826e-13 | 3.9344e-13 | 2.8855e-13 | 6.0344e-13 | 2.3585e-13 | 5.7443e-13 | 3.3868e-13 | 8.7194e-13 | 5.1711e-13 | 6.7293e-13 | 5.8016e-13 | 4.5809e-13 | 4.7133e-13 | 4.4893e-13 | 3.4158e-13 | 4.0218e-13 | 5.7679e-13 | 4.5848e-13 | 5.6471e-13 | 5.2163e-13 | 5.498e-13 | 4.4994e-13 | 2.6189e-13 | 3.4624e-13 | 2.9596e-13 | 4.5619e-13 | 5.424e-13 | 6.1598e-13 | 5.682e-13 | 5.2538e-13 | 2.6624e-13 | 6.4974e-13 | 5.2827e-13 | 3.4445e-13 | 5.7965e-13 | 3.6473e-13 | 6.872e-13 | 7.5828e-13 | 9.5421e-13 | 6.6226e-13 | 3.6769e-13 | 4.8874e-13 | 2.9788e-13 | 2.9527e-13 | 4.7669e-13 | 6.7415e-13 | 5.0183e-13 | 4.109e-13 | 3.4949e-13 | 7.1378e-13 | 6.8222e-13 | 6.3217e-13 | 5.3387e-13 | 5.5133e-13 | 6.739e-13 | 5.7818e-13 | 3.0118e-13 | 4.3951e-13 | 3.3006e-13 | 3.8766e-13 | 4.6815e-13 | 5.1363e-13 | 3.725e-13 | 3.7549e-13 | 5.4902e-13 | 5.8819e-13 | 5.4016e-13 | 6.593e-13 | 4.7889e-13 | 4.2469e-13 | 4.7749e-13 | 4.1174e-13 | 5.7726e-13 | 5.0817e-13 | 5.7032e-13 | 3.6599e-13 | 6.5925e-13 | 5.1095e-13 | 4.2957e-13 | 4.0067e-13 | 5.7876e-13 | 3.886e-13 | 4.8329e-13 | 3.0173e-13 | 7.0863e-13 | 4.2724e-13 | 5.4321e-13 | 4.5158e-13 | 3.5071e-13 | 4.6529e-13 | 7.0505e-13 | 4.7659e-13 | 7.7478e-13 | 6.5288e-13 | 5.4196e-13 | 3.9676e-13 | 7.7293e-13 | 2.8842e-13 | 5.5858e-13 | 6.9971e-13 | 4.5396e-13 | 4.6376e-13 | 3.8377e-13 | 5.2155e-13 | 7.6521e-13 | 1.1555e-12 | 6.7513e-13 | 7.8249e-13 | 6.3218e-13 | 5.3698e-13 | 6.5884e-13 | 6.373e-13 | 4.7036e-13 | 7.0395e-13 | 4.4486e-13 | 5.6362e-13 | 5.6069e-13 | 4.5064e-13 | 6.6413e-13 | 5.6471e-13 | 3.4102e-13 | 4.6113e-13 | 6.1181e-13 | 3.9033e-13 | 4.0844e-13 | 7.5408e-13 | 6.894e-13 | 4.1071e-13 | 6.1119e-13 | 4.6808e-13 | 5.4724e-13 | 4.8007e-13 | 4.8677e-13 | 4.043e-13 | 1.7186e-13 | 4.8052e-13 | 7.1237e-13 | 4.7834e-13 | 5.3494e-13 | 4.9745e-13 | 4.7095e-13 | 6.5502e-13 | 5.9959e-13 | 7.1063e-13 | 6.0404e-13 | 7.2382e-13 | 8.41e-13 | 3.3653e-13 | 9.6794e-13 | 3.7654e-13 | 3.3893e-13 | 9.7941e-13 | 7.6988e-13 | 3.3107e-13 | 6.8764e-13 | 5.0668e-13 | 4.3131e-13 | 6.7896e-13 | 4.5281e-13 | 5.8451e-13 | 5.3099e-13 | 6.178e-13 | 1.7559e-13 | 4.9455e-13 | 5.9003e-13 | 8.3635e-13 | 5.1642e-13 | 3.1892e-13 | 4.6439e-13 | 3.8673e-13 | 6.1711e-13 | 3.6254e-13 | 4.94e-13 | 3.8447e-13 | 5.5196e-13 | 6.1102e-13 | 5.0412e-13 | 3.9813e-13 | 5.3376e-13 | 4.5716e-13 | 6.0343e-13 | 6.417e-13 | 6.6779e-13 | 4.511e-13 | 4.554e-13 | 8.5155e-13 | 5.3228e-13 | 6.2027e-13 | 4.6789e-13 | 6.4336e-13 | 6.1544e-13 | 4.3842e-13 | 1.4186e-13 | 3.9077e-13 | 5.5358e-13 | 5.0924e-13 | 5.4983e-13 | 7.3271e-13 | 3.9983e-13 | 6.2735e-13 | 5.1919e-13 | 7.6853e-13 | 7.3159e-13 | 5.9615e-13 | 3.9591e-13 | 4.3276e-13 | 6.4011e-13 | 3.3704e-13 | 3.3069e-13 | 8.1647e-13 | 5.5042e-13 | 4.4083e-13 | 4.5671e-13 | 4.1812e-13 | 4.771e-13 | 2.6064e-13 | 7.1252e-13 | 4.6971e-13 | 1.1035e-12 | 7.0895e-13 | 4.9698e-13 | 6.6845e-13 | 3.9529e-13 | 4.7093e-13 | 5.9115e-13 | 6.0554e-13 | 7.6277e-13 | 9.0675e-13 | 4.0523e-13 | 3.5264e-13 | 7.0851e-13 | 3.1689e-13 | 7.1226e-13 | 3.2878e-13 | 4.7638e-13 | 6.8422e-13 | 5.5961e-13 | 6.3921e-13 | 4.1952e-13 | 7.4148e-13 | 5.3376e-13 | 4.6623e-13 | 3.7435e-13 | 5.1677e-13 | 5.2905e-13 | 4.0588e-13 | 4.1188e-13 | 4.0305e-13 | 6.2347e-13 | 8.3842e-13 | 5.7058e-13 | 5.0691e-13 | 5.7701e-13 | 5.8862e-13 | 7.0381e-13 | 6.2478e-13 | 4.881e-13 | 4.7516e-13 | 5.655e-13 | 6.429e-13 | 4.4536e-13 | 2.9674e-13 | 4.0523e-13 | 5.603e-13 | 4.4545e-13 | 4.6355e-13 | 5.9125e-13 | 3.162e-13 | 7.9087e-13 | 3.9049e-13 | 4.3768e-13 | 6.6501e-13 | 5.1095e-13 | 6.527e-13 | 9.5507e-13 | 5.0889e-13 | 5.3211e-13 | 5.9982e-13 | 3.9514e-13 | 4.1985e-13 | 4.3442e-13 | 4.3821e-13 | 5.0595e-13 | 4.9224e-13 | 4.0181e-13 | 5.6407e-13 | 5.8225e-13 | 5.5006e-13 | 2.8416e-13 | 4.41e-13 | 5.3216e-13 | 6.7498e-13 | 5.0469e-13 | 5.4777e-13 | 3.612e-13 | 6.3978e-13 | 6.4004e-13 | 3.9567e-13 | 3.2463e-13 | 5.8027e-13 | 6.3795e-13 | 4.9779e-13 | 6.3407e-13 | 3.2649e-13 | 4.9566e-13 | 4.8175e-13 | 6.2297e-13 | 6.7982e-13 | 6.3052e-13 | 2.5396e-13 | 4.0026e-13 | 4.9251e-13 | 7.3569e-13 | 3.9704e-13 | 4.6597e-13 | 3.8213e-13 | 5.0752e-13 | 4.8505e-13 | 6.65e-13 | 3.8681e-13 | 2.8644e-13 | 4.8093e-13 | 5.908e-13 | 3.0691e-13 | 3.327e-13 | 5.0274e-13 | 4.4557e-13 | 5.1275e-13 | 3.4547e-13 | 8.929e-13 | 8.1806e-13 | 6.1189e-13 | 4.4548e-13 | 2.6087e-13 | 4.9892e-13 | 2.4446e-13 | 3.4463e-13 | 3.6919e-13 | 6.8343e-13 | 6.126e-13 | 6.7298e-13 | 4.4498e-13 | 4.1446e-13 | 6.5869e-13 | 5.3441e-13 | 4.7062e-13 | 4.0165e-13 | 8.7866e-13 | 6.7074e-13 | 3.2721e-13 | 6.1648e-13 | 3.6561e-13 | 4.1691e-13 | 3.1618e-13 | 8.6123e-13 | 5.4423e-13 | 5.8337e-13 | 3.7754e-13 | 4.6297e-13 | 6.5931e-13 | 8.7665e-13 | 5.7896e-13 | 3.7238e-13 | 4.9869e-13 | 3.3853e-13 | 4.4312e-13 | 7.6545e-13 | 3.7028e-13 | 4.8965e-13 | 2.8572e-13 | 4.5091e-13 | 4.2916e-13 | 5.8511e-13 | 1.1437e-12 | 5.3816e-13 | 4.5844e-13 | 3.9472e-13 | 4.6017e-13 | 1.0085e-12 | 5.699e-13 | 4.3699e-13 | 6.8775e-13 | 4.9937e-13 | 6.0619e-13 | 6.3363e-13 | 3.9637e-13 | 7.3259e-13 | 3.7551e-13 | 3.2358e-13 | 4.706e-13 | 5.0996e-13 | 3.7797e-13 | 5.5309e-13 | 3.3825e-13 | 5.4764e-13 | 4.1228e-13 | 5.1285e-13 | 5.4444e-13 | 5.0222e-13 | 5.7311e-13 | 4.9344e-13 | 4.8761e-13 | 5.2038e-13 | 3.1167e-13 | 4.4776e-13 | 5.8258e-13 | 3.1674e-13 | 3.5283e-13 | 5.1124e-13 | 6.7219e-13 | 5.9376e-13 | 7.1093e-13 | 5.4124e-13 | 4.8258e-13 | 4.9259e-13 | 4.2569e-13 | 3.9576e-13 | 7.0734e-13 | 5.8716e-13 | 7.334e-13 | 3.225e-13 | 4.6084e-13 | 4.1024e-13 | 3.4781e-13 | 3.7677e-13 | 4.0638e-13 | 3.991e-13 | 6.3958e-13 | 4.4762e-13 | 5.6774e-13 | 4.9209e-13 | 9.1732e-13 | 6.259e-13 | 4.9159e-13 | 8.0822e-13 | 5.36e-13 | 7.6295e-13 | 5.0748e-13 | 3.5669e-13 | 4.0597e-13 | 3.306e-13 | 3.6696e-13 | 5.4418e-13 | 7.9462e-13 | 5.8125e-13 | 5.5772e-13 | 4.3183e-13 | 8.6152e-13 | 8.2663e-13 | 5.2259e-13 | 8.9914e-13 | 4.4708e-13 | 4.7057e-13 | 5.0362e-13 | 5.0932e-13 | 5.6995e-13 | 4.3605e-13 | 5.924e-13 | 7.1429e-13 | 5.9878e-13 | 6.3776e-13 | 3.8553e-13 | 4.7271e-13 | 6.34e-13 | 3.1529e-13 | 4.2943e-13 | 5.2999e-13 | 6.0228e-13 | 8.1073e-13 | 7.9864e-13 | 6.0221e-13 | 5.642e-13 | 7.0971e-13 | 4.9017e-13 | 3.6386e-13 | 4.5699e-13 | 6.322e-13 | 6.6759e-13 | 5.026e-13 | 8.9905e-13 | 4.7093e-13 | 5.9848e-13 | 5.2176e-13 | 4.7717e-13 | 5.5713e-13 | 4.4104e-13 | 6.9804e-13 | 4.8943e-13 | 3.382e-13 | 3.9399e-13 | 5.1883e-13 | 4.336e-13 | 6.6319e-13 | 5.4755e-13 | 3.3204e-13 | 2.4428e-13 | 5.6038e-13 | 4.6707e-13 | 6.9194e-13 | 6.642e-13 | 3.3878e-13 | 8.0138e-13 | 3.309e-13 | 6.9418e-13 | 2.4291e-13 | 4.9003e-13 | 6.2255e-13 | 6.5503e-13 | 6.0258e-13 | 4.0527e-13 | 2.8874e-13 | 7.9136e-13 | 2.4024e-13 | 5.4052e-13 | 7.3207e-13 | 5.101e-13 | 3.2555e-13 | 7.2808e-13 | 4.6743e-13 | 4.1188e-13 | 4.2888e-13 | 4.4737e-13 | 4.349e-13 | 7.5113e-13 | 6.244e-13 | 5.9096e-13 | 3.7408e-13 | 3.2775e-13 | 8.2287e-13 | 3.6606e-13 | 6.0872e-13 | 7.6348e-13 | 7.6105e-13 | 6.2932e-13 | 7.0288e-13 | 6.1014e-13 | 7.5999e-13 | 5.533e-13 | 4.4861e-13 | 5.0802e-13 | 4.4638e-13 | 6.543e-13 | 4.1756e-13 | 5.7494e-13 | 5.9665e-13 | 8.8607e-13 | 6.5541e-13 | 3.6555e-13 | 4.6793e-13 | 6.0007e-13 | 5.3684e-13 | 3.613e-13 | 6.8249e-13 | 5.1761e-13 | 4.383e-13 | 4.683e-13 | 5.4067e-13 | 3.9909e-13 | 3.1863e-13 | 6.0468e-13 | 5.7738e-13 | 6.8377e-13 | 6.6796e-13 | 5.0392e-13 | 3.0447e-13 | 6.0524e-13 | 4.9661e-13 | 6.6713e-13 | 5.3079e-13 | 7.778e-13 | 3.5634e-13 | 8.5289e-13 | 7.5112e-13 | 4.2931e-13 | 6.2367e-13 | 5.0944e-13 | 5.5186e-13 | 2.594e-13 | 5.3946e-13 | 3.8679e-13 | 5.0182e-13 | 6.6184e-13 | 4.8864e-13 | 2.4031e-13 | 5.2793e-13 | 4.9061e-13 | 3.0762e-13 | 7.98e-13 | 3.5974e-13 | 5.1801e-13 | 4.5917e-13 | 5.2198e-13 | 4.1697e-13 | 5.3226e-13 | 4.4938e-13 | 3.1115e-13 | 6.5315e-13 | 5.7673e-13 | 1.0792e-12 | 4.6541e-13 | 5.4662e-13 | 3.5564e-13 | 4.8572e-13 | 9.2977e-13 | 3.9349e-13 | 3.2769e-13 | 4.5009e-13 | 5.8979e-13 | 4.2454e-13 | 4.5725e-13 | 6.9151e-13 | 3.4919e-13 | 3.3802e-13 | 4.8386e-13 | 7.1141e-13 | 4.3651e-13 | 5.8366e-13 | 4.7647e-13 | 3.9976e-13 | 8.1176e-13 | 5.0645e-13 | 4.8342e-13 | 6.183e-13 | 6.8225e-13 | 1.0325e-12 | 4.2214e-13 | 5.2625e-13 | 8.1967e-13 | 2.8882e-13 | 5.6226e-13 | 7.909e-13 | 5.7954e-13 | 7.2861e-13 | 6.0036e-13 | 3.6147e-13 | 4.7771e-13 | 4.8335e-13 | 6.435e-13 | 3.265e-13 | 4.1928e-13 | 4.1132e-13 | 6.7204e-13 | 6.4656e-13 | 4.0987e-13 | 8.5513e-13 | 4.1978e-13 | 4.8487e-13 | 4.9911e-13 | 7.5086e-13 | 5.7488e-13 | 5.4513e-13 | 5.4584e-13 | 6.0208e-13 | 5.6727e-13 | 5.9389e-13 | 3.175e-13 | 4.0436e-13 | 3.3782e-13 | 4.7229e-13 | 2.871e-13 | 6.5116e-13 | 6.9552e-13 | 4.8532e-13 | 5.9827e-13 | 3.3278e-13 | 6.3044e-13 | 5.6379e-13 | 8.2401e-13 | 4.6762e-13 | 4.1997e-13 | 4.6768e-13 | 6.7323e-13 | 7.2405e-13 | 3.8124e-13 | 3.9991e-13 | 3.2497e-13 | 4.8953e-13 | 4.3827e-13 | 7.3968e-13 | 4.6007e-13 | 7.7476e-13 | 5.6496e-13 | 4.1941e-13 | 6.2361e-13 | 5.4477e-13 | 6.7921e-13 | 4.3723e-13 | 4.5139e-13 | 7.4158e-13 | 3.6662e-13 | 4.9149e-13 | 4.7689e-13 | 1.9241e-13 | 4.4206e-13 | 2.9372e-13 | 4.2745e-13 | 6.8322e-13 | 5.6445e-13 | 8.5694e-13 | 4.0211e-13 | 2.2198e-13 | 4.5146e-13 | 6.6438e-13 | 4.3884e-13 | 5.0607e-13 | 3.6736e-13 | 5.2798e-13 | 9.572e-13 | 8.2416e-13 | 5.4208e-13 | 7.2139e-13 | 9.876e-13 | 3.7319e-13 | 5.5646e-13 | 7.4362e-13 | 4.8681e-13 | 3.4762e-13 | 5.4843e-13 | 6.7416e-13 | 3.3826e-13 | 3.2451e-13 | 6.4463e-13 | 5.9507e-13 | 6.9636e-13 | 2.951e-13 | 5.9708e-13 | 7.2748e-13 | 5.16e-13 | 3.5315e-13 | 6.9858e-13 | 4.1311e-13 | 5.743e-13 | 2.5078e-13 | 6.8013e-13 | 7.6291e-13 | 6.3435e-13 | 4.6981e-13 | 3.7972e-13 | 4.7168e-13 | 6.7605e-13 | 3.0321e-13 | 1.0168e-12 | 4.5018e-13 | 5.1173e-13 | 9.3567e-13 | 4.6513e-13 | 8.1007e-13 | 3.897e-13 | 3.6358e-13 | 4.5913e-13 | 4.5954e-13 | 6.5677e-13 | 4.7937e-13 | 8.0971e-13 | 5.6877e-13 | 2.7168e-13 | 4.2802e-13 | 5.2851e-13 | 5.8879e-13 | 7.8603e-13 | 4.6647e-13 | 5.6657e-13 | 6.4415e-13 | 6.2588e-13 | 8.4514e-13 | 7.0628e-13 | 3.3586e-13 | 3.7261e-13 | 3.778e-13 | 4.3832e-13 | 5.6064e-13 | 4.1705e-13 | 6.4815e-13 | 6.7797e-13 | 3.7194e-13 | 6.0164e-13 | 6.8174e-13 | 5.7578e-13 | 3.0982e-13 | 7.0982e-13 | 3.8099e-13 | 3.8607e-13 | 3.3784e-13 | 4.9873e-13 | 6.1987e-13 | 7.7472e-13 | 3.821e-13 | 2.6888e-13 | 5.7397e-13 | 3.4418e-13 | 1.9134e-13 | 7.6754e-13 | 3.6137e-13 | 4.8881e-13 | 5.2028e-13 | 3.7201e-13 | 7.0212e-13 | 4.4111e-13 | 3.6895e-13 | 2.9929e-13 | 5.3216e-13 | 6.4547e-13 | 5.8092e-13 | 7.9286e-13 | 5.2948e-13 | 3.2149e-13 | 3.1426e-13 | 4.1898e-13 | 3.7386e-13 | 5.4658e-13 | 5.7139e-13 | 5.9111e-13 | 4.7026e-13 | 2.7479e-13 | 3.7376e-13 | 5.6069e-13 | 5.3889e-13 | 4.7503e-13 | 6.0885e-13 | 4.2308e-13 | 7.2683e-13 | 8.8952e-13 | 3.2617e-13 | 2.8137e-13 | 3.5147e-13 | 4.57e-13 | 5.3465e-13 | 5.4014e-13 | 5.6768e-13 | 7.0695e-13 | 7.8877e-13 | 2.4008e-13 | 6.6017e-13 | 6.3868e-13 | 4.3148e-13 | 4.7049e-13 | 4.3576e-13 | 4.6985e-13 | 5.6268e-13 | 3.9548e-13 | 6.558e-13 | 7.4595e-13 | 5.1328e-13 | 6.4708e-13 | 6.9283e-13 | 5.5049e-13 | 8.004e-13 | 2.9522e-13 | 7.5538e-13 | 5.6918e-13 | 6.5821e-13 | 6.1795e-13 | 4.4231e-13 | 4.6821e-13 | 7.2873e-13 | 3.5524e-13 | 3.2239e-13 | 3.3438e-13 | 7.4217e-13 | 5.6914e-13 | 6.1127e-13 | 4.4734e-13 | 6.9336e-13 | 3.2316e-13 | 3.8006e-13 | 3.8946e-13 | 5.7236e-13 | 3.5264e-13 | 7.2961e-13 | 4.037e-13 | 2.5067e-13 | 2.3929e-13 | 6.511e-13 | 3.7003e-13 | 3.6837e-13 | 6.6037e-13 | 5.8462e-13 | 4.5062e-13 | 4.2737e-13 | 7.5531e-13 | 6.4215e-13 | 5.592e-13 | 4.9912e-13 | 4.6653e-13 | 5.1556e-13 | 5.4215e-13 | 5.8805e-13 | 5.9844e-13 | 4.8438e-13 | 3.5113e-13 | 3.6539e-13 | 6.5564e-13 | 6.3701e-13 | 5.021e-13 | 6.2282e-13 | 5.8181e-13 | 4.9138e-13 | 4.0271e-13 | 3.7338e-13 | 3.4662e-13 | 2.5343e-13 | 3.646e-13 | 5.522e-13 | 5.5742e-13 | 4.9936e-13 | 4.2508e-13 | 4.7165e-13 | 4.858e-13 | 5.9152e-13 | 7.0602e-13 | 6.199e-13 | 5.7823e-13 | 5.4565e-13 | 4.1369e-13 | 3.9676e-13 | 5.2348e-13 | 4.5512e-13 | 2.8541e-13 | 3.4194e-13 | 3.0593e-13 | 4.1514e-13 | 1.8667e-13 | 5.163e-13 | 3.8354e-13 | 4.1209e-13 | 4.1448e-13 | 4.5843e-13 | 3.0192e-13 | 5.9431e-13 | 5.0181e-13 | 8.5887e-13 | 8.5347e-13 | 3.9749e-13 | 5.89e-13 | 5.945e-13 | 7.1212e-13 | 5.2781e-13 | 4.7177e-13 | 6.5894e-13 | 4.8023e-13 | 5.9498e-13 | 3.0604e-13 | 6.3628e-13 | 4.6545e-13 | 5.3079e-13 | 6.6392e-13 | 5.8297e-13 | 3.8725e-13 | 6.9346e-13 | 7.379e-13 | 5.0374e-13 | 2.5943e-13 | 4.2832e-13 | 5.2145e-13 | 6.126e-13 | 5.21e-13 | 8.3881e-13 | 6.1729e-13 | 3.868e-13 | 4.3763e-13 | 4.7609e-13 | 4.7896e-13 | 6.118e-13 | 6.391e-13 | 6.4462e-13 | 4.3221e-13 | 6.6193e-13 | 5.6593e-13 | 4.4522e-13 | 4.7138e-13 | 3.4981e-13 | 2.775e-13 | 4.1509e-13 | 7.236e-13 | 9.0331e-13 | 5.1642e-13 | 8.2595e-13 | 5.241e-13 | 5.0741e-13 | 3.7692e-13 | 4.3457e-13 | 5.1142e-13 | 4.602e-13 | 3.0654e-13 | 2.7904e-13 | 3.277e-13 | 9.4122e-13 | 4.2535e-13 | 4.8081e-13 | 3.5257e-13 | 6.0819e-13 | 7.3346e-13 | 3.1125e-13 | 3.1334e-13 | 4.8443e-13 | 5.1576e-13 | 3.6768e-13 | 7.8375e-13 | 5.1246e-13 | 6.4685e-13 | 3.857e-13 | 4.1634e-13 | 6.4803e-13 | 8.3323e-13 | 5.5956e-13 | 3.9105e-13 | 3.3831e-13 | 4.0812e-13 | 8.0628e-13 | 3.701e-13 | 6.3667e-13 | 7.8677e-13 | 4.4246e-13 | 8.4599e-13 | 6.245e-13 | 3.9899e-13 | 3.686e-13 | 8.9839e-13 | 2.9208e-13 | 6.1913e-13 | 4.0729e-13 | 3.4759e-13 | 7.8066e-13 | 5.3375e-13 | 4.0503e-13 | 5.6478e-13 | 7.3891e-13 | 4.112e-13 | 7.5238e-13 | 5.3103e-13 | 4.8308e-13 | 3.9535e-13 | 4.8533e-13 | 6.3494e-13 | 5.502e-13 | 5.0943e-13 | 8.2207e-13 | 7.7679e-13 | 5.07e-13 | 6.4904e-13 | 4.0927e-13 | 4.2054e-13 | 4.4457e-13 | 5.7822e-13 | 2.9159e-13 | 7.7185e-13 | 5.5029e-13 | 5.642e-13 | 4.1563e-13 | 6.5939e-13 | 5.0722e-13 | 5.597e-13 | 3.4425e-13 | 7.7557e-13 | 6.1698e-13 | 4.8371e-13 | 5.5462e-13 | 5.4241e-13 | 4.4624e-13 | 5.0009e-13 | 8.2539e-13 | 6.4301e-13 | 3.9094e-13 | 4.8311e-13 | 6.0601e-13 | 3.1085e-13 | 5.6404e-13 | 4.1757e-13 | 5.5223e-13 | 8.1459e-13 | 3.3608e-13 | 3.2855e-13 | 4.3546e-13 | 3.8357e-13 | 3.9592e-13 | 5.7687e-13 | 6.4141e-13 | 5.4894e-13 | 6.5542e-13 | 2.1886e-13 | 4.2213e-13 | 5.5967e-13 | 3.3171e-13 | 2.0544e-13 | 5.953e-13 | 2.5471e-13 | 7.4145e-13 | 2.3089e-13 | 7.7728e-13 | 5.0919e-13 | 7.9259e-13 | 9.4197e-13 | 2.8309e-13 | 4.3858e-13 | 3.8569e-13 | 4.1107e-13 | 7.4653e-13 | 3.1703e-13 | 4.8588e-13 | 6.9925e-13 | 5.2517e-13 | 6.1235e-13 | 4.9954e-13 | 2.9699e-13 | 8.2839e-13 | 6.2416e-13 | 5.9663e-13 | 6.8481e-13 | 4.0084e-13 | 6.9158e-13 | 3.3285e-13 | 4.0128e-13 | 3.8006e-13 | 2.7407e-13 | 5.0028e-13 | 5.8135e-13 | 6.0092e-13 | 7.5111e-13 | 7.0532e-13 | 8.5589e-13 | 6.1783e-13 | 3.7589e-13 | 6.1643e-13 | 7.2328e-13 | 5.6262e-13 | 4.386e-13 | 6.0636e-13 | 6.2972e-13 | 4.6798e-13 | 5.1365e-13 | 4.4897e-13 | 6.3737e-13 | 3.3377e-13 | 4.1752e-13 | 4.1852e-13 | 7.4146e-13 | 6.6357e-13 | 6.0021e-13 | 3.7507e-13 | 3.1102e-13 | 5.8331e-13 | 5.5683e-13 | 8.2402e-13 | 7.6132e-13 | 6.4908e-13 | 5.5427e-13 | 7.8926e-13 | 3.7084e-13 | 5.1465e-13 | 4.5334e-13 | 6.3734e-13 | 4.9214e-13 | 7.3961e-13 | 4.1328e-13 | 4.6255e-13 | 4.6807e-13 | 4.5079e-13 | 6.7964e-13 | 4.2492e-13 | 7.1961e-13 | 5.2246e-13 | 4.8485e-13 | 5.4067e-13 | 3.2951e-13 | 3.0261e-13 | 6.5492e-13 | 4.413e-13 | 5.6126e-13 | 4.8951e-13 | 3.383e-13 | 5.8959e-13 | 5.3207e-13 | 5.9944e-13 | 7.7133e-13 | 1.617e-13 | 7.8005e-13 | 3.5733e-13 | 5.7018e-13 | 5.6293e-13 | 3.8365e-13 | 4.4151e-13 | 4.4137e-13 | 7.0546e-13 | 4.2294e-13 | 3.6893e-13 | 6.7795e-13 | 3.0576e-13 | 4.8013e-13 | 4.4627e-13 | 4.1303e-13 | 4.5391e-13 | 6.3242e-13 | 4.6963e-13 | 3.6275e-13 | 4.3305e-13 | 6.5053e-13 | 3.5542e-13 | 4.4705e-13 | 4.7466e-13 | 7.2739e-13 | 4.1109e-13 | 6.2291e-13 | 4.741e-13 | 5.0763e-13 | 7.7551e-13 | 3.5589e-13 | 3.9901e-13 | 5.7587e-13 | 5.2381e-13 | 4.0044e-13 | 5.1168e-13 | 5.1243e-13 | 4.6208e-13 | 6.7431e-13 | 4.2317e-13 | 3.7787e-13 | 6.1633e-13 | 3.2359e-13 | 4.0235e-13 | 4.5681e-13 | 9.0561e-13 | 3.3234e-13 | 4.6889e-13 | 4.26e-13 | 2.8612e-13 | 3.0482e-13 | 9.4121e-13 | 5.7705e-13 | 6.9389e-13 | 4.8254e-13 | 3.0822e-13 | 1.0649e-12 | 7.7769e-13 | 3.6887e-13 | 5.5957e-13 | 7.2977e-13 | 4.3117e-13 | 3.1482e-13 | 5.0703e-13 | 3.8529e-13 | 1.0309e-12 | 8.001e-13 | 5.6348e-13 | 9.1463e-13 | 5.7985e-13 | 5.0478e-13 | 7.9254e-13 | 4.3963e-13 | 2.9842e-13 | 2.7408e-13 | 4.9331e-13 | 2.9807e-13 | 7.1101e-13 | 5.8618e-13 | 2.9506e-13 | 5.316e-13 | 4.9731e-13 | 5.4513e-13 | 2.6906e-13 | 5.1769e-13 | 4.6067e-13 | 4.7266e-13 | 3.6402e-13 | 5.5306e-13 | 1.9048e-13 | 3.8506e-13 | 6.0217e-13 | 4.04e-13 | 9.7112e-13 | 5.2434e-13 | 1.1033e-12 | 4.856e-13 | 2.3867e-13 | 3.2126e-13 | 3.5707e-13 | 4.9021e-13 | 4.2351e-13 | 2.2342e-13 | 8.7817e-13 | 5.528e-13 | 4.5607e-13 | 5.0845e-13 | 7.9738e-13 | 3.5622e-13 | 6.4689e-13 | 4.0712e-13 | 6.1629e-13 | 6.1666e-13 | 4.8752e-13 | 5.1463e-13 | 2.1842e-13 | 3.6003e-13 | 6.0478e-13 | 4.1613e-13 | 6.1498e-13 | 4.451e-13 | 6.0968e-13 | 3.8175e-13 | 3.355e-13 | 5.6304e-13 | 4.9121e-13 | 3.6917e-13 | 2.9139e-13 | 2.1871e-13 | 7.5506e-13 | 4.661e-13 | 4.392e-13 | 7.0237e-13 | 3.9124e-13 | 7.1751e-13 | 1.0212e-12 | 5.2047e-13 | 6.2489e-13 | 4.7276e-13 | 3.1291e-13 | 6.2366e-13 | 7.2713e-13 | 4.7576e-13 | 5.9057e-13 | 6.5753e-13 | 4.9837e-13 | 2.4836e-13 | 8.906e-13 | 5.9462e-13 | 4.1681e-13 | 7.8535e-13 | 4.7451e-13 | 2.3496e-13 | 4.2825e-13 | 4.1856e-13 | 6.9418e-13 | 5.6661e-13 | 7.3735e-13 | 5.466e-13 | 6.8576e-13 | 5.6567e-13 | 5.7509e-13 | 6.2265e-13 | 3.8204e-13 | 3.2905e-13 | 3.2795e-13 | 5.8578e-13 | 5.9192e-13 | 3.2049e-13 | 7.1843e-13 | 4.4028e-13 | 5.6995e-13 | 7.7245e-13 | 6.8915e-13 | 3.8367e-13 | 4.549e-13 | 5.9327e-13 | 3.7145e-13 | 5.0011e-13 | 4.1338e-13 | 4.7838e-13 | 7.5873e-13 | 8.2067e-13 | 3.7932e-13 | 5.5426e-13 | 4.6816e-13 | 6.775e-13 | 6.2524e-13 | 5.0673e-13 | 5.3381e-13 | 7.9117e-13 | 4.6008e-13 | 6.2933e-13 | 8.6405e-13 | 3.1802e-13 | 4.1642e-13 | 4.925e-13 | 2.8877e-13 | 7.0097e-13 | 5.6703e-13 | 7.7844e-13 | 5.7678e-13 | 4.9433e-13 | 5.0687e-13 | 4.5931e-13 | 3.4179e-13 | 3.1109e-13 | 6.9412e-13 | 6.2176e-13 | 5.0981e-13 | 5.5208e-13 | 6.8773e-13 | 2.7197e-13 | 4.9574e-13 | 3.7052e-13 | 5.4686e-13 | 5.6313e-13 | 3.1622e-13 | 5.376e-13 | 3.1874e-13 | 4.6889e-13 | 7.2829e-13 | 4.3409e-13 | 4.1721e-13 | 2.2788e-13 | 4.7597e-13 | 2.9088e-13 | 8.0898e-13 | 6.0381e-13 | 3.4289e-13 | 5.2808e-13 | 8.0235e-13 | 5.8012e-13 | 3.4769e-13 | 4.9911e-13 | 5.4143e-13 | 5.8981e-13 | 2.5603e-13 | 4.3007e-13 | 6.6303e-13 | 5.4981e-13 | 6.3634e-13 | 2.8364e-13 | 6.1219e-13 | 4.2135e-13 | 5.7816e-13 | 3.0932e-13 | 3.8831e-13 | 4.2702e-13 | 5.2562e-13 | 4.9208e-13 | 6.6912e-13 | 5.4348e-13 | 1.8105e-13 | 6.2071e-13 | 3.1747e-13 | 8.1651e-13 | 5.9585e-13 | 3.5605e-13 | 5.2363e-13 | 4.3884e-13 | 4.7625e-13 | 5.5131e-13 | 4.9715e-13 | 6.9332e-13 | 3.5565e-13 | 4.9466e-13 | 1.1602e-12 | 6.5098e-13 | 5.3454e-13 | 8.0913e-13 | 4.57e-13 | 5.0603e-13 | 3.8136e-13 | 2.5916e-13 | 2.268e-13 | 3.4301e-13 | 2.1873e-13 | 6.5033e-13 | 4.1482e-13 | 3.0675e-13 | 5.9531e-13 | 2.581e-13 | 5.2074e-13 | 6.0729e-13 | 6.0521e-13 | 5.5696e-13 | 3.9657e-13 | 3.9694e-13 | 6.9851e-13 | 6.5573e-13 | 1.948e-13 | 4.2843e-13 | 3.9204e-13 | 2.9442e-13 | 8.5224e-13 | 3.8378e-13 | 4.4452e-13 | 4.3791e-13 | 3.5313e-13 | 4.8256e-13 | 4.6969e-13 | 4.4685e-13 | 5.796e-13 | 3.1522e-13 | 8.7156e-13 | 5.0472e-13 | 4.7454e-13 | 4.9771e-13 | 2.0359e-13 | 3.5293e-13 | 6.0791e-13 | 3.5459e-13 | 5.2799e-13 | 5.5745e-13 | 5.6882e-13 | 4.2234e-13 | 7.7487e-13 | 6.382e-13 | 1.0622e-12 | 2.4668e-13 | 5.2965e-13 | 3.9101e-13 | 8.9347e-13 | 3.7574e-13 | 3.8621e-13 | 4.6648e-13 | 8.1966e-13 | 5.7822e-13 | 4.8854e-13 | 4.8521e-13 | 5.8053e-13 | 5.5115e-13 | 2.9094e-13 | 6.8393e-13 | 5.231e-13 | 3.6041e-13 | 8.7203e-13 | 4.4074e-13 | 6.0393e-13 | 4.865e-13 | 6.1286e-13 | 4.4108e-13 | 3.7162e-13 | 5.0561e-13 | 4.411e-13 | 5.0458e-13 | 7.1138e-13 | 3.8747e-13 | 7.8512e-13 | 7.2412e-13 | 3.6026e-13 | 3.9862e-13 | 5.8761e-13 | 3.8691e-13 | 4.9684e-13 | 7.3778e-13 | 5.9939e-13 | 3.8215e-13 | 2.8042e-13 | 5.0553e-13 | 5.1415e-13 | 5.2736e-13 | 5.6749e-13 | 4.7894e-13 | 3.0325e-13 | 4.1464e-13 | 3.1692e-13 | 3.1218e-13 | 4.4892e-13 | 5.8846e-13 | 4.8913e-13 | 1.9279e-13 | 6.2843e-13 | 3.9232e-13 | 3.7546e-13 | 5.2229e-13 | 3.9625e-13 | 5.3194e-13 | 4.6576e-13 | 3.8125e-13 | 6.4706e-13 | 7.0417e-13 | 3.165e-13 | 5.2482e-13 | 5.9383e-13 | 6.652e-13 | 4.3899e-13 | 8.5733e-13 | 3.5937e-13 | 3.05e-13 | 7.2641e-13 | 3.9663e-13 | 6.4656e-13 | 6.4815e-13 | 4.7656e-13 | 5.3338e-13 | 6.9687e-13 | 5.8379e-13 | 4.4386e-13 | 3.8601e-13 | 6.0071e-13 | 3.38e-13 | 8.7199e-13 | 6.182e-13 | 6.3903e-13 | 5.5977e-13 | 6.5927e-13 | 8.3224e-13 | 6.7545e-13 | 4.4695e-13 | 4.5478e-13 | 4.1082e-13 | 3.48e-13 | 4.1638e-13 | 7.2381e-13 | 3.9589e-13 | 6.7104e-13 | 3.8458e-13 | 4.0232e-13 | 4.0127e-13 | 4.64e-13 | 4.6792e-13 | 9.8643e-13 | 4.8382e-13 | 3.6155e-13 | 7.5095e-13 | 3.7899e-13 | 6.1093e-13 | 3.938e-13 | 7.2472e-13 | 2.3767e-13 | 4.5059e-13 | 4.4788e-13 | 4.7436e-13 | 4.0918e-13 | 4.307e-13 | 4.791e-13 | 6.1213e-13 | 6.2947e-13 | 5.4619e-13 | 5.124e-13 | 5.3989e-13 | 7.3854e-13 | 2.0812e-13 | 5.2161e-13 | 5.5278e-13 | 7.4888e-13 | 3.8024e-13 | 3.5141e-13 | 5.2402e-13 | 5.0542e-13 | 5.1608e-13 | 7.2974e-13 | 6.1689e-13 | 5.5199e-13 | 2.4333e-13 | 5.981e-13 | 3.4795e-13 | 3.9236e-13 | 4.0059e-13 | 2.0587e-13 | 6.7526e-13 | 4.4652e-13 | 6.7437e-13 | 4.2267e-13 | 5.3924e-13 | 4.5713e-13 | 5.8158e-13 | 8.0023e-13 | 5.1344e-13 | 6.1054e-13 | 5.1684e-13 | 7.7504e-13 | 3.6066e-13 | 4.0344e-13 | 8.2362e-13 | 4.6942e-13 | 7.6062e-13 | 6.2351e-13 | 5.8268e-13 | 3.7843e-13 | 4.206e-13 | 6.0995e-13 | 2.9247e-13 | 4.9047e-13 | 2.182e-13 | 3.8802e-13 | 3.81e-13 | 5.1518e-13 | 5.8227e-13 | 5.8034e-13 | 4.8414e-13 | 9.5947e-13 | 6.2836e-13 | 6.3019e-13 | 4.6777e-13 | 3.6872e-13 | 3.665e-13 | 5.785e-13 | 5.7477e-13 | 4.7823e-13 | 4.3856e-13 | 5.4554e-13 | 2.5888e-13 | 3.1963e-13 | 8.1507e-13 | 6.0918e-13 | 4.9946e-13 | 4.749e-13 | 2.9318e-13 | 4.4376e-13 | 5.1915e-13 | 3.0543e-13 | 2.9226e-13 | 4.0981e-13 | 5.7767e-13 | 5.4334e-13 | 7.465e-13 | 7.6646e-13 | 5.1418e-13 | 5.213e-13 | 2.6244e-13 | 9.5051e-13 | 4.2947e-13 | 5.8714e-13 | 5.696e-13 | 1.1096e-12 | 9.4048e-13 | 4.5231e-13 | 2.5663e-13 | 5.4373e-13 | 9.7595e-13 | 4.5375e-13 | 2.9837e-13 | 2.3233e-13 | 6.1397e-13 | 4.8481e-13 | 7.1343e-13 | 6.7946e-13 | 5.9722e-13 | 4.3148e-13 | 5.8044e-13 | 4.6283e-13 | 4.5539e-13 | 5.2522e-13 | 3.2062e-13 | 5.1879e-13 | 6.2789e-13 | 4.2046e-13 | 5.3235e-13 | 4.4709e-13 | 5.1697e-13 | 4.3913e-13 | 4.8316e-13 | 4.2188e-13 | 3.6674e-13 | 4.8232e-13 | 6.8791e-13 | 2.7017e-13 | 4.7943e-13 | 5.149e-13 | 5.1872e-13 | 4.2088e-13 | 1.01e-12 | 5.0053e-13 | 9.7461e-13 | 6.4465e-13 | 6.1623e-13 | 5.6347e-13 | 4.3976e-13 | 6.5369e-13 | 3.3555e-13 | 6.891e-13 | 7.3249e-13 | 4.2486e-13 | 3.2897e-13 | 4.3714e-13 | 2.9491e-13 | 5.6603e-13 | 3.5639e-13 | 6.8155e-13 | 5.3244e-13 | 3.9644e-13 | 8.3835e-13 | 5.6732e-13 | 6.3408e-13 | 3.2801e-13 | 7.9739e-13 | 5.6127e-13 | 5.4747e-13 | 6.3024e-13 | 6.4232e-13 | 6.4314e-13 | 5.183e-13 | 4.9948e-13 | 2.8582e-13 | 5.5911e-13 | 7.2917e-13 | 5.5262e-13 | 1.1686e-12 | 8.6564e-13 | 5.3766e-13 | 3.0327e-13 | 3.2156e-13 | 8.705e-13 | 3.1627e-13 | 5.7229e-13 | 8.1093e-13 | 6.3917e-13 | 6.2078e-13 | 4.842e-13 | 4.6945e-13 | 4.8599e-13 | 3.7139e-13 | 5.4334e-13 | 5.0646e-13 | 4.3545e-13 | 4.0931e-13 | 6.2105e-13 | 2.866e-13 | 2.7053e-13 | 5.083e-13 | 4.2581e-13 | 4.675e-13 | 6.2325e-13 | 4.3101e-13 | 5.7869e-13 | 3.6912e-13 | 4.3656e-13 | 6.2059e-13 | 4.0074e-13 | 6.22e-13 | 7.1284e-13 | 4.5933e-13 | 5.5952e-13 | 5.1973e-13 | 4.2249e-13 | 5.0533e-13 | 4.6747e-13 | 2.8173e-13 | 5.9502e-13 | 4.1495e-13 | 3.2108e-13 | 4.7512e-13 | 3.7748e-13 | 5.064e-13 | 7.3753e-13 | 6.4995e-13 | 3.3771e-13 | 4.9756e-13 | 2.9764e-13 | 3.3441e-13 | 4.0884e-13 | 6.6356e-13 | 4.4771e-13 | 5.959e-13 | 6.4055e-13 | 4.3987e-13 | 4.3755e-13 | 3.3538e-13 | 7.2264e-13 | 3.846e-13 | 4.4102e-13 | 5.5153e-13 | 5.5589e-13 | 5.1442e-13 | 4.6813e-13 | 3.671e-13 | 3.0722e-13 | 3.507e-13 | 3.1148e-13 | 6.1114e-13 | 3.9856e-13 | 9.0483e-13 | 2.7082e-13 | 3.3243e-13 | 8.5175e-13 | 7.3428e-13 | 6.3743e-13 | 1.0179e-12 | 7.4076e-13 | 4.6995e-13 | 3.6384e-13 | 4.9537e-13 | 4.1057e-13 | 3.7978e-13 | 6.6156e-13 | 3.7067e-13 | 5.139e-13 | 5.2465e-13 | 2.625e-13 | 2.6546e-13 | 4.5358e-13 | 7.4822e-13 | 3.1351e-13 | 5.4237e-13 | 4.5188e-13 | 5.4553e-13 | 2.9696e-13 | 5.9888e-13 | 3.2354e-13 | 4.92e-13 | 7.3947e-13 | 4.5761e-13 | 5.6082e-13 | 5.2014e-13 | 3.1118e-13 | 4.5048e-13 | 7.9194e-13 | 8.9016e-13 | 7.6185e-13 | 3.7189e-13 | 4.8382e-13 | 5.7745e-13 | 5.0647e-13 | 2.5632e-13 | 5.8452e-13 | 6.8118e-13 | 6.1105e-13 | 5.7646e-13 | 3.9393e-13 | 6.2524e-13 | 4.9994e-13 | 2.9205e-13 | 5.1915e-13 | 5.6007e-13 | 8.0176e-13 | 4.7417e-13 | 4.8379e-13 | 4.8084e-13 | 5.8171e-13 | 8.6588e-13 | 3.6861e-13 | 4.5238e-13 | 5.6984e-13 | 2.7145e-13 | 6.2346e-13 | 5.5422e-13 | 4.184e-13 | 6.0013e-13 | 5.0309e-13 | 4.9456e-13 | 4.7876e-13 | 1.7694e-13 | 7.132e-13 | 5.1811e-13 | 3.0161e-13 | 5.652e-13 | 4.0684e-13 | 2.149e-13 | 5.4754e-13 | 5.4039e-13 | 5.0351e-13 | 5.6025e-13 | 4.8341e-13 | 3.8515e-13 | 3.6624e-13 | 6.5655e-13 | 2.7727e-13 | 5.5572e-13 | 4.537e-13 | 2.0788e-13 | 6.3271e-13 | 4.7671e-13 | 5.3336e-13 | 5.8358e-13 | 7.1748e-13 | 6.3929e-13 | 5.7752e-13 | 5.2204e-13 | 6.8971e-13 | 5.198e-13 | 8.5555e-13 | 5.3856e-13 | 4.0485e-13 | 2.4722e-13 | 4.069e-13 | 3.5314e-13 | 6.3439e-13 | 3.108e-13 | 5.6891e-13 | 6.2954e-13 | 3.5016e-13 | 5.7132e-13 | 3.7728e-13 | 4.7678e-13 | 4.5273e-13 | 4.7583e-13 | 4.6356e-13 | 4.8471e-13 | 5.0391e-13 | 1.0186e-12 | 4.6256e-13 | 5.1849e-13 | 6.0099e-13 | 6.4767e-13 | 5.055e-13 | 6.1375e-13 | 3.8199e-13 | 6.2224e-13 | 2.103e-13 | 4.0338e-13 | 6.3095e-13 | 5.9639e-13 | 2.9446e-13 | 5.3437e-13 | 3.6177e-13 | 5.5513e-13 | 3.2258e-13 | 4.2411e-13 | 7.689e-13 | 6.2028e-13 | 9.6818e-13 | 5.5316e-13 | 5.7472e-13 | 4.2457e-13 | 3.7577e-13 | 4.7246e-13 | 5.2852e-13 | 5.9196e-13 | 9.7084e-13 | 8.4204e-13 | 7.1056e-13 | 5.4658e-13 | 4.5651e-13 | 3.8932e-13 | 2.8016e-13 | 4.8707e-13 | 6.2801e-13 | 5.6669e-13 | 3.6953e-13 | 4.8005e-13 | 4.9837e-13 | 4.6019e-13 | 5.403e-13 | 6.766e-13 | 8.1725e-13 | 4.1197e-13 | 7.0055e-13 | 4.6145e-13 | 4.1354e-13 | 4.3254e-13 | 7.32e-13 | 5.2552e-13 | 6.0377e-13 | 7.9999e-13 | 2.2662e-13 | 6.5753e-13 | 3.8301e-13 | 8.0013e-13 | 5.673e-13 | 5.9812e-13 | 4.9846e-13 | 3.383e-13 | 4.3016e-13 | 7.919e-13 | 6.9781e-13 | 3.6278e-13 | 4.421e-13 | 3.5482e-13 | 1.846e-13 | 6.5602e-13 | 8.7776e-13 | 4.8385e-13 | 3.8192e-13 | 6.9599e-13 | 4.6581e-13 | 4.6266e-13 | 3.7092e-13 | 3.7238e-13 | 5.4572e-13 | 2.0027e-13 | 5.5856e-13 | 6.8652e-13 | 7.1364e-13 | 4.3606e-13 | 5.8941e-13 | 4.6809e-13 | 4.7723e-13 | 8.0158e-13 | 4.0108e-13 | 4.869e-13 | 6.5141e-13 | 3.6888e-13 | 4.9162e-13 | 4.8318e-13 | 6.731e-13 | 9.2301e-13 | 4.9027e-13 | 3.2702e-13 | 6.9719e-13 | 5.3819e-13 | 2.7141e-13 | 5.1586e-13 | 7.6482e-13 | 3.1937e-13 | 7.3504e-13 | 4.5762e-13 | 4.383e-13 | 2.2569e-13 | 3.2424e-13 | 4.2646e-13 | 5.0601e-13 | 6.2603e-13 | 6.5527e-13 | 3.8043e-13 | 6.8883e-13 | 7.2661e-13 | 4.981e-13 | 6.7097e-13 | 7.157e-13 | 3.2784e-13 | 4.0647e-13 | 9.1542e-13 | 8.6574e-13 | 3.2596e-13 | 4.3353e-13 | 5.6264e-13 | 3.6333e-13 | 4.5974e-13 | 2.5244e-13 | 4.3189e-13 | 5.7368e-13 | 5.3844e-13 | 8.075e-13 | 5.0649e-13 | 3.0486e-13 | 5.87e-13 | 4.4078e-13 | 7.4251e-13 | 7.2115e-13 | 6.3558e-13 | 6.0596e-13 | 5.5322e-13 | 5.5379e-13 | 8.2503e-13 | 5.5495e-13 | 4.5487e-13 | 4.5914e-13 | 4.4838e-13 | 8.2163e-13 | 3.9372e-13 | 4.955e-13 | 8.2937e-13 | 5.3063e-13 | 4.3077e-13 | 6.3368e-13 | 4.8433e-13 | 5.1675e-13 | 3.0307e-13 | 3.6088e-13 | 3.3294e-13 | 2.2571e-13 | 5.6963e-13 | 6.4819e-13 | 5.9186e-13 | 2.6287e-13 | 2.9316e-13 | 3.9569e-13 | 7.8505e-13 | 5.2673e-13 | 6.7077e-13 | 3.5332e-13 | 4.382e-13 | 7.64e-13 | 1.0968e-12 | 3.7179e-13 | 6.4275e-13 | 6.5469e-13 | 7.4575e-13 | 5.6993e-13 | 7.499e-13 | 6.5713e-13 | 3.3902e-13 | 4.1421e-13 | 4.3809e-13 | 4.0204e-13 | 4.2056e-13 | 3.8451e-13 | 7.5918e-13 | 5.7942e-13 | 5.1374e-13 | 3.1494e-13 | 3.8912e-13 | 3.2316e-13 | 6.7463e-13 | 3.7699e-13 | 4.0703e-13 | 4.5152e-13 | 4.1095e-13 | 6.759e-13 | 4.6433e-13 | 5.5102e-13 | 7.5226e-13 | 4.1881e-13 | 5.7588e-13 | 4.9661e-13 | 3.9953e-13 | 3.9025e-13 | 2.0029e-13 | 6.3518e-13 | 3.803e-13 | 5.0291e-13 | 6.712e-13 | 2.6953e-13 | 3.601e-13 | 5.441e-13 | 7.5873e-13 | 4.2981e-13 | 3.6254e-13 | 5.3432e-13 | 8.3066e-13 | 3.829e-13 | 3.131e-13 | 5.2568e-13 | 6.6206e-13 | 4.143e-13 | 5.8662e-13 | 7.6916e-13 | 4.3174e-13 | 4.6354e-13 | 3.132e-13 | 4.3633e-13 | 4.957e-13 | 3.3383e-13 | 4.9072e-13 | 3.9602e-13 | 4.6323e-13 | 4.059e-13 | 4.6162e-13 | 4.9097e-13 | 3.2491e-13 | 8.6229e-13 | 6.9856e-13 | 1.0525e-12 | 5.5028e-13 | 5.1581e-13 | 6.3896e-13 | 4.0725e-13 | 4.552e-13 | 4.0951e-13 | 2.2799e-13 | 5.9076e-13 | 3.4005e-13 | 3.0397e-13 | 7.7154e-13 | 6.9659e-13 | 4.747e-13 | 8.0214e-13 | 5.0866e-13 | 5.8027e-13 | 6.769e-13 | 5.1056e-13 | 4.7031e-13 | 1.9716e-13 | 5.8257e-13 | 6.7082e-13 | 4.7713e-13 | 3.7066e-13 | 4.2548e-13 | 4.1306e-13 | 4.1848e-13 | 3.2471e-13 | 5.1718e-13 | 1.0977e-12 | 1.0535e-12 | 4.5957e-13 | 5.3547e-13 | 8.2858e-13 | 3.3504e-13 | 6.9076e-13 | 5.8935e-13 | 5.2817e-13 | 4.8519e-13 | 4.4546e-13 | 5.2508e-13 | 6.1608e-13 | 4.7505e-13 | 3.1687e-13 | 2.8761e-13 | 3.6345e-13 | 2.8592e-13 | 6.9909e-13 | 7.5792e-13 | 6.3275e-13 | 4.2896e-13 | 7.2072e-13 | 3.4324e-13 | 4.1436e-13 | 4.4557e-13 | 5.019e-13 | 6.1305e-13 | 2.8272e-13 | 4.0166e-13 | 4.7188e-13 | 5.1473e-13 | 3.8844e-13 | 2.0895e-13 | 7.1863e-13 | 6.1137e-13 | 8.0128e-13 | 2.728e-13 | 6.4471e-13 | 4.9178e-13 | 5.5095e-13 | 2.9379e-13 | 7.2698e-13 | 6.0137e-13 | 6.2157e-13 | 3.9285e-13 | 2.7399e-13 | 5.2884e-13 | 4.5903e-13 | 5.2827e-13 | 6.548e-13 | 4.2466e-13 | 6.657e-13 | 5.9059e-13 | 7.8676e-13 | 4.9874e-13 | 5.7251e-13 | 5.4284e-13 | 4.6734e-13 | 5.11e-13 | 4.2459e-13 | 4.7261e-13 | 4.0954e-13 | 3.3057e-13 | 4.9879e-13 | 5.6564e-13 | 8.2137e-13 | 5.6381e-13 | 3.6808e-13 | 4.1057e-13 | 7.1719e-13 | 7.3903e-13 | 4.8108e-13 | 3.4645e-13 | 7.6387e-13 | 6.2954e-13 | 7.0446e-13 | 4.8782e-13 | 4.8076e-13 | 5.4594e-13 | 7.7754e-13 | 3.6702e-13 | 8.6188e-13 | 3.9855e-13 | 6.2048e-13 | 4.431e-13 | 6.0931e-13 | 3.9385e-13 | 3.1472e-13 | 3.2992e-13 | 4.5113e-13 | 9.4029e-13 | 5.0743e-13 | 5.7466e-13 | 5.4775e-13 | 5.1357e-13 | 7.0665e-13 | 4.7305e-13 | 6.0824e-13 | 3.1258e-13 | 2.6387e-13 | 6.8764e-13 | 5.5165e-13 | 9.5657e-13 | 7.8033e-13 | 6.094e-13 | 3.5466e-13 | 3.4872e-13 | 2.7614e-13 | 6.4732e-13 | 5.3897e-13 | 1.7774e-13 | 8.5852e-13 | 6.7829e-13 | 4.1626e-13 | 4.0038e-13 | 7.0418e-13 | 5.5548e-13 | 3.7644e-13 | 3.5671e-13 | 3.9832e-13 | 5.9182e-13 | 3.782e-13 | 6.0666e-13 | 4.6685e-13 | 8.2906e-13 | 3.1927e-13 | 4.8373e-13 | 2.4574e-13 | 5.7646e-13 | 2.6337e-13 | 3.7018e-13 | 6.8659e-13 | 5.0273e-13 | 6.2351e-13 | 4.6334e-13 | 5.3108e-13 | 8.0902e-13 | 5.8364e-13 | 4.303e-13 | 2.8553e-13 | 5.8304e-13 | 4.8009e-13 | 3.6689e-13 | 4.1087e-13 | 3.3534e-13 | 6.1778e-13 | 6.9946e-13 | 3.7128e-13 | 3.7866e-13 | 2.7685e-13 | 2.5954e-13 | 4.5583e-13 | 3.9125e-13 | 3.9652e-13 | 7.598e-13 | 8.466e-13 | 5.9425e-13 | 2.3297e-13 | 4.3351e-13 | 5.4907e-13 | 5.7442e-13 | 6.1369e-13 | 6.368e-13 | 5.1316e-13 | 7.2289e-13 | 4.3824e-13 | 2.7314e-13 | 3.997e-13 | 8.5018e-13 | 6.2433e-13 | 3.5232e-13 | 5.5247e-13 | 5.327e-13 | 5.053e-13 | 5.7962e-13 | 4.9113e-13 | 4.6649e-13 | 5.9988e-13 | 4.2762e-13 | 5.5923e-13 | 3.1556e-13 | 2.9356e-13 | 5.741e-13 | 4.2759e-13 | 7.2885e-13 | 6.1669e-13 | 6.0074e-13 | 4.4559e-13 | 3.8559e-13 | 4.5645e-13 | 8.0486e-13 | 3.7606e-13 | 6.066e-13 | 3.9772e-13 | 7.519e-13 | 6.603e-13 | 5.3635e-13 | 4.7221e-13 | 2.8551e-13 | 6.6425e-13 | 5.539e-13 | 4.9799e-13 | 5.153e-13 | 3.1899e-13 | 5.5798e-13 | 7.0678e-13 | 3.6322e-13 | 4.6563e-13 | 5.4287e-13 | 3.578e-13 | 8.8895e-13 | 7.5897e-13 | 3.7407e-13 | 6.1766e-13 | 6.8305e-13 | 5.158e-13 | 4.3188e-13 | 7.8144e-13 | 9.9137e-13 | 9.19e-13 | 1.0049e-12 | 4.4511e-13 | 4.4107e-13 | 3.5938e-13 | 6.3012e-13 | 4.4377e-13 | 4.2381e-13 | 5.9475e-13 | 6.2736e-13 | 7.0104e-13 | 5.8332e-13 | 4.2192e-13 | 6.1975e-13 | 4.3961e-13 | 4.4413e-13 | 5.9799e-13 | 3.7454e-13 | 4.5336e-13 | 4.2684e-13 | 5.9823e-13 | 3.2628e-13 | 5.4671e-13 | 3.887e-13 | 4.9894e-13 | 1.0307e-12 | 4.9723e-13 | 4.188e-13 | 2.6546e-13 | 3.3008e-13 | 4.7167e-13 | 7.6848e-13 | 6.5853e-13 | 4.9474e-13 | 5.4752e-13 | 5.0574e-13 | 4.3234e-13 | 5.1517e-13 | 3.5524e-13 | 6.5842e-13 | 7.314e-13 | 4.1054e-13 | 4.076e-13 | 7.4021e-13 | 3.7781e-13 | 2.3969e-13 | 7.1707e-13 | 8.7542e-13 | 2.9534e-13 | 4.7596e-13 | 3.7155e-13 | 5.4066e-13 | 1.499e-13 | 7.5454e-13 | 6.1095e-13 | 7.8142e-13 | 5.4208e-13 | 3.8959e-13 | 5.0604e-13 | 4.4001e-13 | 3.1029e-13 | 6.3981e-13 | 3.6197e-13 | 7.598e-13 | 2.7633e-13 | 3.0806e-13 | 7.8371e-13 | 5.9512e-13 | 4.332e-13 | 3.8787e-13 | 5.8812e-13 | 5.9497e-13 | 6.3088e-13 | 5.0127e-13 | 6.2887e-13 | 6.1262e-13 | 3.4924e-13 | 5.0865e-13 | 4.792e-13 | 4.0916e-13 | 8.01e-13 | 5.1225e-13 | 3.634e-13 | 5.3021e-13 | 5.1132e-13 | 9.3957e-13 | 6.884e-13 | 2.0285e-13 | 4.0402e-13 | 7.2792e-13 | 6.2154e-13 | 6.9676e-13 | 3.2362e-13 | 6.2417e-13 | 4.0848e-13 | 4.8739e-13 | 6.2371e-13 | 6.4862e-13 | 4.5303e-13 | 8.5568e-13 | 4.5011e-13 | 6.8056e-13 | 3.6189e-13 | 3.8959e-13 | 5.4906e-13 | 5.9478e-13 | 5.1129e-13 | 4.3931e-13 | 4.4706e-13 | 4.0421e-13 | 3.4621e-13 | 1.0672e-12 | 6.2663e-13 | 4.3783e-13 | 3.3455e-13 | 4.963e-13 | 5.3629e-13 | 6.6596e-13 | 3.8203e-13 | 6.9637e-13 | 5.4184e-13 | 3.9948e-13 | 3.0327e-13 | 7.1443e-13 | 2.7952e-13 | 5.9189e-13 | 4.664e-13 | 6.205e-13 | 5.744e-13 | 6.9886e-13 | 5.4354e-13 | 3.8889e-13 | 6.113e-13 | 4.5505e-13 | 5.4027e-13 | 6.2678e-13 | 4.4472e-13 | 3.6185e-13 | 4.3138e-13 | 5.3319e-13 | 1.0004e-12 | 7.3431e-13 | 5.1025e-13 | 5.58e-13 | 5.5012e-13 | 6.3183e-13 | 4.4173e-13 | 3.6414e-13 | 7.4553e-13 | 5.2921e-13 | 4.2277e-13 | 4.2327e-13 | 6.6239e-13 | 1.1158e-12 | 6.7217e-13 | 5.278e-13 | 7.0373e-13 | 4.268e-13 | 4.9638e-13 | 8.9925e-13 | 4.8277e-13 | 6.2111e-13 | 5.8255e-13 | 4.5009e-13 | 4.0974e-13 | 4.9555e-13 | 1.1536e-12 | 5.7423e-13 | 5.4563e-13 | 5.7496e-13 | 4.7633e-13 | 3.4759e-13 | 5.0696e-13 | 3.4038e-13 | 5.309e-13 | 6.6537e-13 | 3.2217e-13 | 3.2303e-13 | 4.3807e-13 | 4.1228e-13 | 4.762e-13 | 4.9978e-13 | 2.3399e-13 | 6.2941e-13 | 5.3167e-13 | 6.2039e-13 | 3.4259e-13 | 6.0967e-13 | 3.9101e-13 | 3.6717e-13 | 3.9711e-13 | 4.2388e-13 | 5.779e-13 | 4.5236e-13 | 5.5887e-13 | 7.0467e-13 | 2.0238e-13 | 2.2858e-13 | 7.0438e-13 | 6.8561e-13 | 4.4916e-13 | 4.7259e-13 | 3.8942e-13 | 4.5563e-13 | 4.7443e-13 | 6.4458e-13 | 6.5956e-13 | 3.9119e-13 | 6.6407e-13 | 4.2851e-13 | 7.2053e-13 | 2.9595e-13 | 3.5578e-13 | 6.3733e-13 | 5.2322e-13 | 4.7334e-13 | 4.7225e-13 | 6.2555e-13 | 8.4468e-13 | 3.6918e-13 | 2.8648e-13 | 5.6275e-13 | 5.646e-13 | 2.7202e-13 | 3.9934e-13 | 8.3557e-13 | 4.3807e-13 | 4.3041e-13 | 2.8233e-13 | 4.1677e-13 | 6.4201e-13 | 5.067e-13 | 6.4648e-13 | 5.5345e-13 | 5.1897e-13 | 5.1844e-13 | 5.8887e-13 | 5.7692e-13 | 7.1674e-13 | 5.3923e-13 | 6.1846e-13 | 5.4041e-13 | 4.6566e-13 | 6.9692e-13 | 4.0691e-13 | 4.2164e-13 | 5.7935e-13 | 5.9031e-13 | 4.4908e-13 | 6.1739e-13 | 6.2134e-13 | 2.6392e-13 | 6.2425e-13 | 2.8365e-13 | 4.5849e-13 | 3.7274e-13 | 5.4007e-13 | 5.4409e-13 | 1.0442e-12 | 3.6681e-13 | 7.7232e-13 | 5.3908e-13 | 5.8769e-13 | 4.4167e-13 | 5.8786e-13 | 5.6048e-13 | 6.5977e-13 | 7.055e-13 | 4.661e-13 | 4.3727e-13 | 4.3951e-13 | 7.6172e-13 | 4.206e-13 | 3.6567e-13 | 3.921e-13 | 4.6247e-13 | 7.1728e-13 | 5.4521e-13 | 2.8528e-13 | 6.5584e-13 | 5.9933e-13 | 5.7273e-13 | 3.8023e-13 | 5.852e-13 | 7.465e-13 | 4.3056e-13 | 3.6453e-13 | 4.3613e-13 | 4.6948e-13 | 6.2656e-13 | 3.7525e-13 | 6.4713e-13 | 4.8884e-13 | 6.2505e-13 | 7.4134e-13 | 5.3934e-13 | 4.3348e-13 | 6.259e-13 | 5.9211e-13 | 4.5219e-13 | 9.2297e-13 | 2.7772e-13 | 4.3133e-13 | 4.3381e-13 | 9.8062e-13 | 3.6648e-13 | 6.4161e-13 | 3.9819e-13 | 5.8556e-13 | 1.0801e-12 | 3.3825e-13 | 4.8292e-13 | 4.4046e-13 | 5.1297e-13 | 4.849e-13 | 2.9887e-13 | 4.9523e-13 | 6.1154e-13 | 6.7013e-13 | 4.0619e-13 | 3.2838e-13 | 4.4637e-13 | 9.0385e-13 | 5.4699e-13 | 3.4711e-13 | 9.0329e-13 | 5.8316e-13 | 4.2101e-13 | 5.3926e-13 | 4.9389e-13 | 4.2191e-13 | 2.4192e-13 | 7.4931e-13 | 7.692e-13 | 1.9828e-13 | 6.155e-13 | 2.5468e-13 | 1.234e-12 | 4.9709e-13 | 5.4105e-13 | 5.1467e-13 | 6.8837e-13 | 6.6216e-13 | 2.4646e-13 | 4.3874e-13 | 4.6318e-13 | 5.8515e-13 | 8.5022e-13 | 2.1537e-13 | 5.3025e-13 | 3.7825e-13 | 1.0032e-12 | 5.613e-13 | 6.7211e-13 | 4.7357e-13 | 7.1068e-13 | 7.9434e-13 | 3.7065e-13 | 3.6366e-13 | 1.1187e-12 | 4.7112e-13 | 4.0883e-13 | 4.4871e-13 | 4.7592e-13 | 3.4363e-13 | 4.3001e-13 | 7.8197e-13 | 5.1409e-13 | 5.5639e-13 | 4.6932e-13 | 7.9873e-13 | 5.8969e-13 | 2.8368e-13 | 1.2087e-12 | 5.8699e-13 | 6.0398e-13 | 5.2944e-13 | 3.458e-13 | 4.1674e-13 | 3.7498e-13 | 6.5883e-13 | 5.4606e-13 | 4.4279e-13 | 2.4751e-13 | 3.9524e-13 | 8.156e-13 | 3.7705e-13 | 6.9082e-13 | 4.9722e-13 | 6.9571e-13 | 5.5082e-13 | 6.7759e-13 | 4.2528e-13 | 4.4734e-13 | 6.376e-13 | 7.9428e-13 | 5.6975e-13 | 4.9557e-13 | 4.3013e-13 | 8.365e-13 | 3.9135e-13 | 7.272e-13 | 4.6314e-13 | 3.0209e-13 | 6.3445e-13 | 5.5992e-13 | 3.7315e-13 | 8.6887e-13 | 3.9056e-13 | 5.2894e-13 | 5.8184e-13 | 6.1818e-13 | 3.1635e-13 | 3.6984e-13 | 3.4475e-13 | 4.8703e-13 | 2.9013e-13 | 5.2645e-13 | 1.8556e-13 | 2.6408e-13 | 5.3986e-13 | 5.221e-13 | 5.2056e-13 | 3.6897e-13 | 7.6652e-13 | 5.3992e-13 | 5.0086e-13 | 2.8074e-13 | 6.3653e-13 | 4.854e-13 | 5.5012e-13 | 4.0528e-13 | 4.7237e-13 | 2.8941e-13 | 4.7535e-13 | 4.1125e-13 | 7.3664e-13 | 4.0007e-13 | 3.918e-13 | 4.2325e-13 | 8.1213e-13 | 5.3214e-13 | 6.5229e-13 | 5.8501e-13 | 6.3231e-13 | 4.0999e-13 | 3.9409e-13 | 3.9465e-13 | 3.7866e-13 | 6.0519e-13 | 5.7317e-13 | 6.9585e-13 | 2.4486e-13 | 6.5538e-13 | 5.2123e-13 | 3.011e-13 | 3.2117e-13 | 2.6579e-13 | 4.7699e-13 | 8.1002e-13 | 6.2114e-13 | 4.7177e-13 | 6.2676e-13 | 4.1851e-13 | 7.7124e-13 | 4.2941e-13 | 6.8408e-13 | 4.8435e-13 | 3.3222e-13 | 9.2874e-13 | 3.1984e-13 | 6.8433e-13 | 2.3938e-13 | 5.3159e-13 | 2.6489e-13 | 3.6097e-13 | 5.5697e-13 | 3.6167e-13 | 5.4125e-13 | 3.0654e-13 | 3.0398e-13 | 4.2879e-13 | 7.2548e-13 | 8.3878e-13 | 4.2775e-13 | 7.6192e-13 | 8.0084e-13 | 7.0683e-13 | 4.8268e-13 | 3.9158e-13 | 6.7627e-13 | 3.5286e-13 | 4.8796e-13 | 7.7091e-13 | 5.0408e-13 | 3.3382e-13 | 9.6323e-13 | 4.4412e-13 | 3.0596e-13 | 4.0565e-13 | 4.4161e-13 | 6.0052e-13 | 4.7496e-13 | 8.054e-13 | 6.7321e-13 | 4.1022e-13 | 4.55e-13 | 5.2257e-13 | 5.5767e-13 | 5.9303e-13 | 5.2047e-13 | 3.2439e-13 | 5.1926e-13 | 3.9448e-13 | 4.5814e-13 | 4.1629e-13 | 2.7647e-13 | 5.9452e-13 | 3.6895e-13 | 3.5004e-13 | 5.421e-13 | 7.2625e-13 | 3.5119e-13 | 3.3387e-13 | 5.4329e-13 | 6.457e-13 | 4.3935e-13 | 3.241e-13 | 8.2681e-13 | 3.5557e-13 | 3.3628e-13 | 7.5566e-13 | 5.8358e-13 | 3.2679e-13 | 6.2548e-13 | 5.56e-13 | 5.0436e-13 | 4.7528e-13 | 5.6313e-13 | 3.7513e-13 | 3.0187e-13 | 3.6979e-13 | 6.9476e-13 | 8.0507e-13 | 8.9476e-13 | 5.2874e-13 | 5.6428e-13 | 4.9305e-13 | 6.7223e-13 | 4.3107e-13 | 5.0634e-13 | 3.7341e-13 | 5.6884e-13 | 2.979e-13 | 6.1149e-13 | 6.3788e-13 | 5.8412e-13 | 3.3755e-13 | 4.3842e-13 | 3.1252e-13 | 4.3655e-13 | 5.1165e-13 | 3.7702e-13 | 9.0393e-13 | 4.0946e-13 | 4.3217e-13 | 6.887e-13 | 5.086e-13 | 5.8611e-13 | 5.1734e-13 | 2.9917e-13 | 5.7612e-13 | 7.3924e-13 | 5.9241e-13 | 5.4279e-13 | 3.7463e-13 | 2.4009e-13 | 2.4036e-13 | 4.4402e-13 | 2.6987e-13 | 6.2871e-13 | 4.7969e-13 | 5.7722e-13 | 3.3415e-13 | 5.306e-13 | 5.8336e-13 | 6.2007e-13 | 4.1776e-13 | 3.5218e-13 | 1.9626e-13 | 3.3203e-13 | 4.2494e-13 | 3.8312e-13 | 5.9308e-13 | 6.9725e-13 | 5.0757e-13 | 6.1896e-13 | 6.828e-13 | 6.7859e-13 | 6.2834e-13 | 6.7717e-13 | 5.175e-13 | 3.0952e-13 | 6.8796e-13 | 4.685e-13 | 4.1616e-13 | 3.6593e-13 | 2.2786e-13 | 4.3045e-13 | 5.1249e-13 | 7.0931e-13 | 3.6223e-13 | 5.1697e-13 | 3.4476e-13 | 6.0423e-13 | 4.8987e-13 | 3.6116e-13 | 5.9529e-13 | 5.98e-13 | 5.5626e-13 | 4.924e-13 | 3.2194e-13 | 6.1373e-13 | 5.277e-13 | 5.0615e-13 | 4.9607e-13 | 7.7177e-13 | 3.9132e-13 | 7.5187e-13 | 5.1393e-13 | 3.8311e-13 | 2.6962e-13 | 4.5503e-13 | 4.745e-13 | 5.3826e-13 | 3.5272e-13 | 3.5273e-13 | 4.2266e-13 | 3.427e-13 | 6.7486e-13 | 4.3702e-13 | 6.2061e-13 | 5.308e-13 | 5.7584e-13 | 4.3618e-13 | 5.9384e-13 | 4.4223e-13 | 3.3796e-13 | 3.625e-13 | 9.2348e-13 | 4.7958e-13 | 4.2313e-13 | 2.6393e-13 | 5.8005e-13 | 2.7549e-13 | 4.1987e-13 | 5.1079e-13 | 5.2033e-13 | 5.3667e-13 | 4.9981e-13 | 8.0498e-13 | 5.1475e-13 | 4.1193e-13 | 7.2499e-13 | 5.3422e-13 | 7.0986e-13 | 3.6665e-13 | 4.1717e-13 | 4.8986e-13 | 6.6542e-13 | 8.6403e-13 | 2.4548e-13 | 5.1405e-13 | 5.7828e-13 | 5.0891e-13 | 4.0034e-13 | 3.545e-13 | 3.8163e-13 | 3.657e-13 | 3.8132e-13 | 4.4383e-13 | 5.1004e-13 | 4.4038e-13 | 8.0753e-13 | 6.0145e-13 | 5.8531e-13 | 4.8314e-13 | 7.4694e-13 | 2.8585e-13 | 6.6168e-13 | 4.4357e-13 | 7.3964e-13 | 3.1713e-13 | 3.9734e-13 | 5.8037e-13 | 4.4645e-13 | 7.5401e-13 | 8.5225e-13 | 6.8372e-13 | 3.1197e-13 | 2.503e-13 | 3.487e-13 | 5.821e-13 | 5.6096e-13 | 5.4457e-13 | 6.0565e-13 | 6.6621e-13 | 3.1442e-13 | 4.6055e-13 | 3.8019e-13 | 5.7372e-13 | 6.2226e-13 | 6.1559e-13 | 5.0655e-13 | 9.8233e-13 | 6.1997e-13 | 3.7792e-13 | 6.0843e-13 | 3.5589e-13 | 3.6303e-13 | 7.6319e-13 | 7.7947e-13 | 7.5457e-13 | 6.4173e-13 | 7.8692e-13 | 7.4493e-13 | 2.4586e-13 | 4.1763e-13 | 6.2862e-13 | 4.8262e-13 | 4.7832e-13 | 6.5118e-13 | 4.6432e-13 | 4.3405e-13 | 6.2349e-13 | 3.812e-13 | 4.3581e-13 | 5.8828e-13 | 6.1883e-13 | 8.9046e-13 | 3.9872e-13 | 3.9875e-13 | 7.0978e-13 | 3.8963e-13 | 5.4303e-13 | 7.4116e-13 | 3.2436e-13 | 3.4663e-13 | 4.2032e-13 | 3.8066e-13 | 6.1544e-13 | 3.3499e-13 | 5.5788e-13 | 3.3183e-13 | 6.1307e-13 | 6.3566e-13 | 5.282e-13 | 8.6002e-13 | 6.6232e-13 | 1.0618e-12 | 6.2127e-13 | 7.0327e-13 | 5.1638e-13 | 4.262e-13 | 4.4569e-13 | 7.4619e-13 | 6.1009e-13 | 3.3249e-13 | 5.5563e-13 | 4.3932e-13 | 5.1508e-13 | 4.4218e-13 | 3.9526e-13 | 5.8261e-13 | 6.776e-13 | 5.1706e-13 | 3.5805e-13 | 3.9973e-13 | 6.2268e-13 | 4.873e-13 | 4.9006e-13 | 4.5444e-13 | 6.9244e-13 | 4.5881e-13 | 5.585e-13 | 2.5155e-13 | 3.5362e-13 | 4.675e-13 | 6.8904e-13 | 5.9032e-13 | 5.1926e-13 | 3.7081e-13 | 3.8979e-13 | 5.3984e-13 | 2.3205e-13 | 3.2748e-13 | 5.7981e-13 | 7.2663e-13 | 3.3849e-13 | 3.1874e-13 | 6.5117e-13 | 2.3843e-13 | 5.6713e-13 | 6.5397e-13 | 4.8852e-13 | 6.1898e-13 | 4.2197e-13 | 4.1923e-13 | 3.6971e-13 | 2.6078e-13 | 4.8355e-13 | 3.193e-13 | 3.8129e-13 | 4.2101e-13 | 2.8422e-13 | 5.2191e-13 | 5.1573e-13 | 4.7669e-13 | 4.4154e-13 | 6.1061e-13 | 4.47e-13 | 4.2385e-13 | 6.5896e-13 | 2.454e-13 | 5.5811e-13 | 6.0515e-13 | 3.7868e-13 | 5.3485e-13 | 7.6944e-13 | 3.2661e-13 | 3.6675e-13 | 2.5113e-13 | 3.9789e-13 | 6.8448e-13 | 7.5562e-13 | 3.1763e-13 | 6.2091e-13 | 5.364e-13 | 5.4485e-13 | 1.1468e-12 | 4.3151e-13 | 4.5435e-13 | 8.8685e-13 | 9.2988e-13 | 4.1215e-13 | 3.2344e-13 | 3.2906e-13 | 6.1984e-13 | 5.4629e-13 | 4.6956e-13 | 2.9114e-13 | 4.6354e-13 | 5.8524e-13 | 7.7121e-13 | 2.6873e-13 | 3.3385e-13 | 5.842e-13 | 5.043e-13 | 4.9903e-13 | 3.9434e-13 | 5.0428e-13 | 6.7788e-13 | 5.2426e-13 | 4.656e-13 | 5.949e-13 | 4.6179e-13 | 3.3294e-13 | 6.3669e-13 | 5.0957e-13 | 4.583e-13 | 3.1873e-13 | 2.4173e-13 | 7.1092e-13 | 6.0913e-13 | 9.0293e-13 | 3.6667e-13 | 3.7336e-13 | 5.8421e-13 | 7.1026e-13 | 2.9427e-13 | 4.7737e-13 | 4.7159e-13 | 7.7659e-13 | 4.51e-13 | 6.1683e-13 | 3.6728e-13 | 4.7506e-13 | 6.1126e-13 | 8.1957e-13 | 3.6405e-13 | 4.503e-13 | 3.4218e-13 | 5.3295e-13 | 3.4997e-13 | 4.8436e-13 | 5.0181e-13 | 7.2897e-13 | 6.8547e-13 | 6.4352e-13 | 4.402e-13 | 7.3673e-13 | 3.8917e-13 | 6.3286e-13 | 1.9241e-13 | 6.5345e-13 | 2.2164e-13 | 5.2841e-13 | 2.8933e-13 | 2.1384e-13 | 4.2831e-13 | 4.8212e-13 | 5.4608e-13 | 5.3755e-13 | 5.7734e-13 | 4.7248e-13 | 3.4581e-13 | 7.4212e-13 | 8.9636e-13 | 8.8518e-13 | 4.4545e-13 | 4.3189e-13 | 3.7426e-13 | 5.7405e-13 | 3.7171e-13 | 5.4705e-13 | 3.7151e-13 | 3.1754e-13 | 5.6876e-13 | 4.7955e-13 | 4.8406e-13 | 6.4195e-13 | 7.0539e-13 | 6.3274e-13 | 6.1547e-13 | 3.1746e-13 | 5.2955e-13 | 6.3944e-13 | 2.6413e-13 | 3.7404e-13 | 8.7061e-13 | 6.4674e-13 | 3.0139e-13 | 5.3949e-13 | 5.8336e-13 | 6.5723e-13 | 4.5029e-13 | 6.0514e-13 | 4.177e-13 | 6.9934e-13 | 5.5011e-13 | 1.5453e-13 | 4.4729e-13 | 5.4541e-13 | 4.0083e-13 | 5.1954e-13 | 5.3533e-13 | 5.4115e-13 | 3.7378e-13 | 5.4816e-13 | 6.5064e-13 | 3.8232e-13 | 7.1036e-13 | 3.8424e-13 | 6.3157e-13 | 4.5411e-13 | 4.7574e-13 | 4.0648e-13 | 6.3045e-13 | 3.5025e-13 | 4.4454e-13 | 5.4679e-13 | 4.745e-13 | 4.7593e-13 | 6.8785e-13 | 3.4803e-13 | 4.1071e-13 | 4.5419e-13 | 2.4311e-13 | 5.7766e-13 | 5.9493e-13 | 5.9014e-13 | 7.2212e-13 | 3.5426e-13 | 6.0605e-13 | 6.5224e-13 | 2.9537e-13 | 4.2653e-13 | 5.1851e-13 | 4.9066e-13 | 6.3214e-13 | 4.0131e-13 | 9.8682e-13 | 7.4165e-13 | 1.202e-12 | 4.8441e-13 | 6.4715e-13 | 4.475e-13 | 5.6003e-13 | 9.5151e-13 | 4.1591e-13 | 9.44e-13 | 6.4548e-13 | 6.884e-13 | 4.5928e-13 | 4.2616e-13 | 5.8952e-13 | 5.5648e-13 | 3.6384e-13 | 4.4702e-13 | 6.0499e-13 | 4.3847e-13 | 5.5082e-13 | 3.6883e-13 | 6.3273e-13 | 7.4847e-13 | 5.5346e-13 | 4.8853e-13 | 4.8588e-13 | 4.6161e-13 | 5.0296e-13 | 9.7882e-13 | 4.3392e-13 | 4.3402e-13 | 5.5816e-13 | 4.0062e-13 | 5.7511e-13 | 4.013e-13 | 7.0564e-13 | 3.016e-13 | 2.8053e-13 | 4.6347e-13 | 7.1912e-13 | 3.553e-13 | 5.3858e-13 | 7.1082e-13 | 4.3571e-13 | 6.4605e-13 | 8.3865e-13 | 4.1152e-13 | 7.2946e-13 | 5.0541e-13 | 2.8148e-13 | 8.2904e-13 | 4.1635e-13 | 7.1206e-13 | 5.7882e-13 | 2.8418e-13 | 6.3659e-13 | 6.0723e-13 | 6.2783e-13 | 5.9113e-13 | 8.0586e-13 | 5.6861e-13 | 6.2303e-13 | 3.7204e-13 | 3.4823e-13 | 6.2745e-13 | 2.6976e-13 | 6.184e-13 | 4.5371e-13 | 3.0397e-13 | 4.5167e-13 | 5.7822e-13 | 8.5609e-13 | 5.4753e-13 | 5.1887e-13 | 4.4073e-13 | 4.8748e-13 | 3.5897e-13 | 5.8707e-13 | 3.7847e-13 | 4.1582e-13 | 4.103e-13 | 5.5111e-13 | 4.9409e-13 | 4.966e-13 | 6.0746e-13 | 4.1034e-13 | 6.3681e-13 | 9.955e-13 | 3.1486e-13 | 8.6521e-13 | 5.9837e-13 | 3.2393e-13 | 2.9792e-13 | 4.4135e-13 | 3.3181e-13 | 3.9273e-13 | 3.4551e-13 | 3.1229e-13 | 5.5276e-13 | 4.522e-13 | 4.569e-13 | 8.897e-13 | 7.9817e-13 | 5.2095e-13 | 4.1212e-13 | 4.9169e-13 | 5.8198e-13 | 8.0231e-13 | 3.9535e-13 | 5.0486e-13 | 1.26e-13 | 4.9628e-13 | 2.9808e-13 | 4.8509e-13 | 3.839e-13 | 7.0431e-13 | 5.8626e-13 | 6.5494e-13 | 6.7669e-13 | 3.8884e-13 | 7.5964e-13 | 6.3569e-13 | 4.5418e-13 | 4.1504e-13 | 5.486e-13 | 4.718e-13 | 4.2593e-13 | 6.809e-13 | 4.5743e-13 | 5.5792e-13 | 5.5071e-13 | 3.3686e-13 | 6.8855e-13 | 4.5316e-13 | 4.9052e-13 | 7.1223e-13 | 2.42e-13 | 3.4086e-13 | 4.3753e-13 | 6.8783e-13 | 3.7237e-13 | 5.2021e-13 | 6.3885e-13 | 3.2979e-13 | 4.858e-13 | 3.536e-13 | 3.3965e-13 | 5.4946e-13 | 3.5241e-13 | 4.5673e-13 | 5.4701e-13 | 4.7898e-13 | 2.34e-13 | 5.4414e-13 | 4.2232e-13 | 3.6483e-13 | 4.4923e-13 | 4.4064e-13 | 4.9098e-13 | 5.5229e-13 | 6.1024e-13 | 3.4489e-13 | 6.1017e-13 | 2.503e-13 | 2.4154e-13 | 4.3125e-13 | 4.605e-13 | 7.744e-13 | 3.2949e-13 | 9.4465e-13 | 4.3436e-13 | 4.7686e-13 | 5.2799e-13 | 5.4766e-13 | 5.8692e-13 | 4.721e-13 | 7.4507e-13 | 3.8726e-13 | 5.7085e-13 | 4.6686e-13 | 6.7211e-13 | 8.6796e-13 | 5.2828e-13 | 5.3572e-13 | 3.669e-13 | 5.3727e-13 | 6.0831e-13 | 1.0542e-12 | 4.5144e-13 | 3.7391e-13 | 6.309e-13 | 5.1973e-13 | 6.6873e-13 | 6.6757e-13 | 7.0595e-13 | 7.1921e-13 | 4.4827e-13 | 8.5569e-13 | 5.4139e-13 | 5.3923e-13 | 3.7773e-13 | 5.1162e-13 | 3.5616e-13 | 6.7715e-13 | 5.1019e-13 | 6.7389e-13 | 6.5525e-13 | 3.7871e-13 | 4.9419e-13 | 6.233e-13 | 2.3818e-13 | 4.42e-13 | 4.1753e-13 | 3.0991e-13 | 5.6219e-13 | 3.8991e-13 | 7.0323e-13 | 3.5242e-13 | 5.2166e-13 | 7.3227e-13 | 4.3177e-13 | 6.3094e-13 | 5.0199e-13 | 5.7732e-13 | 4.6626e-13 | 4.0339e-13 | 8.2096e-13 | 4.2964e-13 | 5.9881e-13 | 3.8785e-13 | 4.4794e-13 | 7.6399e-13 | 4.6323e-13 | 3.1184e-13 | 8.2601e-13 | 9.2254e-13 | 3.3911e-13 | 6.9479e-13 | 4.6526e-13 | 8.6669e-13 | 4.7487e-13 | 6.2758e-13 | 3.8753e-13 | 4.091e-13 | 7.2e-13 | 3.811e-13 | 5.3328e-13 | 3.2271e-13 | 4.9812e-13 | 3.4081e-13 | 6.5295e-13 | 2.4276e-13 | 3.919e-13 | 4.0615e-13 | 6.3561e-13 | 3.7063e-13 | 6.4864e-13 | 5.022e-13 | 4.5784e-13 | 4.0056e-13 | 5.0692e-13 | 4.3581e-13 | 4.5111e-13 | 4.5619e-13 | 4.0562e-13 | 8.0427e-13 | 6.1166e-13 | 3.2262e-13 | 3.9301e-13 | 7.11e-13 | 7.0924e-13 | 4.525e-13 | 5.555e-13 | 5.1198e-13 | 7.9058e-13 | 5.9571e-13 | 3.9451e-13 | 8.28e-13 | 2.8464e-13 | 4.7551e-13 | 6.3903e-13 | 8.2693e-13 | 6.8048e-13 | 3.4186e-13 | 3.4785e-13 | 4.8395e-13 | 6.5615e-13 | 5.4106e-13 | 5.5952e-13 | 3.6492e-13 | 7.8742e-13 | 3.4846e-13 | 3.8704e-13 | 4.242e-13 | 7.1203e-13 | 4.679e-13 | 6.2771e-13 | 3.483e-13 | 2.6777e-13 | 4.7194e-13 | 2.5263e-13 | 8.1874e-13 | 4.7373e-13 | 4.7508e-13 | 6.1263e-13 | 5.3613e-13 | 4.6896e-13 | 2.1923e-13 | 5.996e-13 | 4.209e-13 | 5.1767e-13 | 7.1737e-13 | 7.0561e-13 | 3.6975e-13 | 4.0843e-13 | 4.8032e-13 | 5.8975e-13 | 4.2244e-13 | 4.3269e-13 | 5.4166e-13 | 5.7204e-13 | 7.9922e-13 | 4.0784e-13 | 5.8525e-13 | 3.2006e-13 | 5.8638e-13 | 4.8695e-13 | 6.135e-13 | 2.6625e-13 | 5.6766e-13 | 5.5457e-13 | 4.6009e-13 | 8.042e-13 | 4.7958e-13 | 3.2841e-13 | 6.1797e-13 | 4.7107e-13 | 3.6129e-13 | 6.8529e-13 | 3.5609e-13 | 6.2144e-13 | 4.6367e-13 | 4.4563e-13 | 3.1066e-13 | 5.6916e-13 | 2.7454e-13 | 3.2003e-13 | 4.5097e-13 | 7.1841e-13 | 4.4303e-13 | 6.9549e-13 | 3.9478e-13 | 6.6622e-13 | 4.5601e-13 | 3.5602e-13 | 5.0656e-13 | 4.5409e-13 | 3.8411e-13 | 3.9847e-13 | 7.3258e-13 | 5.1355e-13 | 6.2758e-13 | 4.2169e-13 | 6.7532e-13 | 5.692e-13 | 3.4122e-13 | 3.9653e-13 | 3.5406e-13 | 6.2381e-13 | 6.0773e-13 | 4.3039e-13 | 5.7663e-13 | 3.1828e-13 | 5.689e-13 | 4.2401e-13 | 5.157e-13 | 3.3782e-13 | 5.5537e-13 | 4.43e-13 | 5.934e-13 | 4.7426e-13 | 4.598e-13 | 4.3968e-13 | 7.7814e-13 | 4.28e-13 | 5.2457e-13 | 6.0749e-13 | 5.5756e-13 | 5.3066e-13 | 7.2259e-13 | 3.7106e-13 | 1.0223e-12 | 5.7883e-13 | 4.9566e-13 | 4.0468e-13 | 4.2746e-13 | 6.3571e-13 | 4.0245e-13 | 6.9361e-13 | 7.1396e-13 | 8.5295e-13 | 4.7855e-13 | 3.348e-13 | 8.6459e-13 | 5.097e-13 | 3.2544e-13 | 5.2283e-13 | 5.7734e-13 | 6.0404e-13 | 4.1026e-13 | 4.4512e-13 | 7.4722e-13 | 4.0169e-13 | 7.7168e-13 | 5.5014e-13 | 5.9938e-13 | 3.23e-13 | 4.9839e-13 | 5.8199e-13 | 3.2708e-13 | 7.8602e-13 | 4.6686e-13 | 7.8027e-13 | 4.3437e-13 | 7.4829e-13 | 5.2396e-13 | 2.6394e-13 | 6.2464e-13 | 5.3882e-13 | 7.4687e-13 | 4.9637e-13 | 3.2557e-13 | 6.4999e-13 | 3.9102e-13 | 5.8916e-13 | 7.9318e-13 | 3.6087e-13 | 4.9525e-13 | 3.4843e-13 | 2.9584e-13 | 4.2232e-13 | 6.1546e-13 | 4.9413e-13 | 6.5181e-13 | 3.9225e-13 | 4.7372e-13 | 3.1404e-13 | 7.1063e-13 | 5.858e-13 | 6.5125e-13 | 7.5853e-13 | 7.0882e-13 | 4.4607e-13 | 6.0066e-13 | 5.459e-13 | 4.0598e-13 | 4.9548e-13 | 4.2906e-13 | 4.836e-13 | 5.3382e-13 | 7.2169e-13 | 3.9797e-13 | 6.0995e-13 | 5.0914e-13 | 4.7618e-13 | 4.578e-13 | 8.9973e-13 | 4.8065e-13 | 3.6986e-13 | 8.7416e-13 | 8.9601e-13 | 7.2739e-13 | 4.7624e-13 | 9.1787e-13 | 6.6501e-13 | 2.6483e-13 | 4.9503e-13 | 3.8687e-13 | 2.958e-13 | 4.5653e-13 | 4.4696e-13 | 5.27e-13 | 3.8307e-13 | 3.7941e-13 | 7.2119e-13 | 5.696e-13 | 4.6973e-13 | 5.3888e-13 | 4.4094e-13 | 4.6394e-13 | 5.3416e-13 | 4.6561e-13 | 3.5537e-13 | 4.3902e-13 | 7.3754e-13 | 6.2586e-13 | 4.4797e-13 | 7.3862e-13 | 2.9495e-13 | 4.456e-13 | 8.326e-13 | 6.7562e-13 | 5.0799e-13 | 3.0238e-13 | 6.154e-13 | 4.2643e-13 | 3.1492e-13 | 4.4031e-13 | 6.6988e-13 | 5.3752e-13 | 2.7645e-13 | 4.3797e-13 | 6.0208e-13 | 5.1409e-13 | 3.4457e-13 | 6.5653e-13 | 4.8253e-13 | 6.8329e-13 | 6.5027e-13 | 6.6606e-13 | 3.2035e-13 | 4.2426e-13 | 7.2593e-13 | 6.7981e-13 | 6.4461e-13 | 5.7058e-13 | 8.1506e-13 | 3.9287e-13 | 9.6666e-13 | 6.7552e-13 | 4.0542e-13 | 4.3534e-13 | 3.4963e-13 | 3.5031e-13 | 3.7669e-13 | 5.947e-13 | 3.2615e-13 | 7.2396e-13 | 6.9323e-13 | 5.3473e-13 | 4.5486e-13 | 4.9255e-13 | 5.0653e-13 | 3.4568e-13 | 4.888e-13 | 3.3084e-13 | 5.6695e-13 | 3.0825e-13 | 6.7395e-13 | 6.7741e-13 | 3.0287e-13 | 6.4147e-13 | 3.2795e-13 | 5.9757e-13 | 6.5345e-13 | 4.8884e-13 | 4.754e-13 | 5.1488e-13 | 3.5608e-13 | 2.5472e-13 | 5.0448e-13 | 3.8009e-13 | 7.8281e-13 | 5.2478e-13 | 6.4439e-13 | 6.4848e-13 | 5.6112e-13 | 5.8917e-13 | 6.3022e-13 | 7.7956e-13 | 4.4798e-13 | 8.8186e-13 | 2.2274e-13 | 6.563e-13 | 4.8769e-13 | 5.5443e-13 | 4.1883e-13 | 3.7077e-13 | 5.4626e-13 | 5.4666e-13 | 5.9169e-13 | 3.6086e-13 | 7.0475e-13 | 4.6985e-13 | 7.1762e-13 | 4.1671e-13 | 4.281e-13 | 5.2777e-13 | 8.1864e-13 | 5.1983e-13 | 4.7756e-13 | 5.0851e-13 | 7.1761e-13 | 9.6789e-13 | 5.6781e-13 | 6.0517e-13 | 3.951e-13 | 3.4197e-13 | 4.1193e-13 | 9.5865e-13 | 6.227e-13 | 4.0282e-13 | 6.6681e-13 | 5.5196e-13 | 6.5707e-13 | 6.666e-13 | 2.8461e-13 | 4.3008e-13 | 4.8682e-13 | 5.8603e-13 | 6.1859e-13 | 4.2558e-13 | 3.3354e-13 | 5.3647e-13 | 3.6345e-13 | 3.4617e-13 | 4.5551e-13 | 4.4839e-13 | 1.8231e-13 | 3.9908e-13 | 3.8199e-13 | 2.5652e-13 | 2.4305e-13 | 5.8474e-13 | 9.0259e-13 | 4.4087e-13 | 5.0356e-13 | 7.2198e-13 | 6.9791e-13 | 5.3799e-13 | 8.9276e-13 | 4.7693e-13 | 5.5562e-13 | 7.1306e-13 | 2.8907e-13 | 4.9042e-13 | 5.6653e-13 | 4.0949e-13 | 5.561e-13 | 7.8038e-13 | 3.7027e-13 | 6.7099e-13 | 2.4801e-13 | 5.6762e-13 | 6.9453e-13 | 7.2105e-13 | 5.7862e-13 | 5.905e-13 | 7.136e-13 | 5.1386e-13 | 6.4887e-13 | 3.7521e-13 | 2.4059e-13 | 6.5932e-13 | 3.5938e-13 | 2.3663e-13 | 6.3446e-13 | 3.9573e-13 | 7.5009e-13 | 5.7844e-13 | 3.8144e-13 | 1.0021e-12 | 5.3479e-13 | 6.7758e-13 | 4.7542e-13 | 4.6935e-13 | 6.5042e-13 | 3.0437e-13 | 6.0508e-13 | 3.4799e-13 | 4.2522e-13 | 5.928e-13 | 3.7162e-13 | 6.1828e-13 | 3.0889e-13 | 5.2337e-13 | 4.9006e-13 | 5.1356e-13 | 6.0051e-13 | 7.0507e-13 | 6.2534e-13 | 5.0186e-13 | 4.0739e-13 | 6.6101e-13 | 3.3406e-13 | 4.9118e-13 | 4.7676e-13 | 5.3801e-13 | 2.9505e-13 | 3.932e-13 | 3.1885e-13 | 5.8183e-13 | 4.5415e-13 | 3.4043e-13 | 8.0972e-13 | 3.4277e-13 | 6.3643e-13 | 5.2501e-13 | 8.7642e-13 | 5.679e-13 | 3.2548e-13 | 3.7529e-13 | 5.3897e-13 | 4.5566e-13 | 4.0031e-13 | 4.6418e-13 | 5.4581e-13 | 3.6114e-13 | 7.5789e-13 | 7.1417e-13 | 5.5357e-13 | 6.1655e-13 | 6.2852e-13 | 5.5846e-13 | 2.415e-13 | 6.1747e-13 | 7.3112e-13 | 6.897e-13 | 4.9831e-13 | 6.9781e-13 | 6.3089e-13 | 3.5396e-13 | 5.4799e-13 | 4.6361e-13 | 8.0147e-13 | 5.6853e-13 | 6.2973e-13 | 4.5795e-13 | 5.3312e-13 | 5.5098e-13 | 3.9585e-13 | 5.2408e-13 | 4.5093e-13 | 5.3323e-13 | 7.387e-13 | 2.8694e-13 | 7.779e-13 | 3.4888e-13 | 6.7333e-13 | 2.8065e-13 | 4.0734e-13 | 6.7996e-13 | 4.9766e-13 | 5.0926e-13 | 6.7289e-13 | 4.6205e-13 | 4.7164e-13 | 9.4571e-13 | 3.5581e-13 | 5.4887e-13 | 5.4942e-13 | 5.2786e-13 | 3.5345e-13 | 5.6137e-13 | 5.6578e-13 | 2.8442e-13 | 4.6056e-13 | 4.6729e-13 | 6.1735e-13 | 4.0022e-13 | 6.3231e-13 | 4.6234e-13 | 4.3698e-13 | 5.4741e-13 | 5.6816e-13 | 3.9911e-13 | 3.8499e-13 | 5.2925e-13 | 7.2496e-13 | 6.4897e-13 | 5.7152e-13 | 4.4006e-13 | 8.9144e-13 | 4.6645e-13 | 5.7413e-13 | 5.1476e-13 | 5.7984e-13 | 3.2328e-13 | 6.4532e-13 | 6.2479e-13 | 5.4679e-13 | 9.6971e-13 | 7.919e-13 | 6e-13 | 3.7086e-13 | 7.2258e-13 | 1.0389e-12 | 5.0771e-13 | 6.0104e-13 | 4.067e-13 | 3.5186e-13 | 3.1252e-13 | 4.9758e-13 | 6.1361e-13 | 4.9773e-13 | 4.7846e-13 | 4.3499e-13 | 9.8389e-13 | 4.7828e-13 | 3.1401e-13 | 2.5436e-13 | 6.855e-13 | 3.5062e-13 | 4.0629e-13 | 5.017e-13 | 4.0417e-13 | 6.4147e-13 | 4.5032e-13 | 4.4445e-13 | 4.2837e-13 | 5.5142e-13 | 4.2708e-13 | 4.9469e-13 | 3.9627e-13 | 3.9699e-13 | 6.5278e-13 | 4.7401e-13 | 3.3595e-13 | 4.7177e-13 | 5.13e-13 | 5.5545e-13 | 4.2095e-13 | 5.346e-13 | 2.9212e-13 | 5.3337e-13 | 4.7167e-13 | 4.6199e-13 | 4.3474e-13 | 3.8486e-13 | 4.627e-13 | 1.0097e-12 | 4.2995e-13 | 3.2746e-13 | 5.1196e-13 | 4.0406e-13 | 5.8377e-13 | 4.2186e-13 | 6.7714e-13 | 4.7889e-13 | 6.2108e-13 | 4.2215e-13 | 4.2787e-13 | 8.9983e-13 | 6.5381e-13 | 5.5944e-13 | 6.1338e-13 | 4.0489e-13 | 4.0766e-13 | 4.2904e-13 | 6.8724e-13 | 6.7006e-13 | 4.3126e-13 | 5.3599e-13 | 5.429e-13 | 1.0116e-12 | 3.6668e-13 | 4.322e-13 | 4.0362e-13 | 5.6389e-13 | 2.7916e-13 | 6.2714e-13 | 4.5468e-13 | 6.266e-13 | 6.1514e-13 | 4.3278e-13 | 5.7894e-13 | 5.1034e-13 | 3.8709e-13 | 5.508e-13 | 4.1145e-13 | 5.4005e-13 | 5.0317e-13 | 4.3883e-13 | 6.7596e-13 | 8.2567e-13 | 5.3135e-13 | 4.8704e-13 | 4.2159e-13 | 6.4605e-13 | 6.1878e-13 | 1.01e-12 | 6.5918e-13 | 4.8586e-13 | 4.9781e-13 | 4.5109e-13 | 1.7898e-13 | 3.4808e-13 | 6.3814e-13 | 5.3468e-13 | 3.9434e-13 | 1.0229e-12 | 3.3886e-13 | 4.4028e-13 | 7.8061e-13 | 5.0891e-13 | 8.0315e-13 | 4.61e-13 | 3.295e-13 | 5.4529e-13 | 3.7103e-13 | 6.8724e-13 | 3.6108e-13 | 3.9295e-13 | 5.0088e-13 | 8.3068e-13 | 9.2051e-13 | 4.37e-13 | 5.352e-13 | 6.1825e-13 | 6.2111e-13 | 4.573e-13 | 3.9781e-13 | 3.1734e-13 | 6.7104e-13 | 7.5095e-13 | 2.98e-13 | 4.4219e-13 | 4.7509e-13 | 2.7984e-13 | 6.0094e-13 | 3.8848e-13 | 5.0406e-13 | 3.5927e-13 | 6.6071e-13 | 9.1737e-13 | 3.548e-13 | 2.363e-13 | 5.0715e-13 | 5.6776e-13 | 4.7058e-13 | 2.6819e-13 | 5.6795e-13 | 5.0748e-13 | 3.8524e-13 | 3.7001e-13 | 5.7117e-13 | 3.8774e-13 | 5.0126e-13 | 6.8014e-13 | 5.354e-13 | 4.8012e-13 | 4.6219e-13 | 7.2611e-13 | 4.5553e-13 | 3.3423e-13 | 5.2757e-13 | 5.8955e-13 | 5.5686e-13 | 7.1523e-13 | 4.0138e-13 | 5.1378e-13 | 3.2562e-13 | 6.4977e-13 | 5.3252e-13 | 3.6687e-13 | 2.944e-13 | 3.6069e-13 | 2.489e-13 | 7.2705e-13 | 4.9165e-13 | 5.6774e-13 | 4.4341e-13 | 6.53e-13 | 5.0704e-13 | 4.1375e-13 | 4.5803e-13 | 6.4018e-13 | 4.0913e-13 | 4.8343e-13 | 7.525e-13 | 5.5158e-13 | 6.5958e-13 | 3.9092e-13 | 3.7547e-13 | 5.5531e-13 | 2.7258e-13 | 5.2733e-13 | 5.0763e-13 | 5.4764e-13 | 4.9557e-13 | 5.8994e-13 | 5.9145e-13 | 5.1155e-13 | 3.0086e-13 | 4.4601e-13 | 5.001e-13 | 5.6815e-13 | 4.6768e-13 | 3.4179e-13 | 3.8141e-13 | 8.0312e-13 | 9.8991e-13 | 3.8202e-13 | 3.8428e-13 | 4.0507e-13 | 3.4419e-13 | 5.3643e-13 | 8.6719e-13 | 4.1689e-13 | 4.9665e-13 | 1.9195e-13 | 4.5637e-13 | 4.4293e-13 | 5.2543e-13 | 2.3093e-13 | 3.9574e-13 | 7.6734e-13 | 2.8074e-13 | 5.4341e-13 | 7.471e-13 | 4.0044e-13 | 3.2403e-13 | 4.5929e-13 | 4.5694e-13 | 7.6674e-13 | 6.6957e-13 | 4.7596e-13 | 5.4322e-13 | 6.6735e-13 | 4.6272e-13 | 3.2283e-13 | 3.21e-13 | 6.332e-13 | 5.4097e-13 | 5.7138e-13 | 7.2185e-13 | 4.8746e-13 | 5.526e-13 | 6.423e-13 | 6.9866e-13 | 6.9398e-13 | 4.7953e-13 | 7.0003e-13 | 3.2156e-13 | 3.2297e-13 | 4.3472e-13 | 3.1355e-13 | 3.9265e-13 | 3.777e-13 | 4.7402e-13 | 4.6231e-13 | 5.8827e-13 | 3.8554e-13 | 3.8166e-13 | 6.784e-13 | 4.3166e-13 | 4.5421e-13 | 6.1036e-13 | 3.0691e-13 | 2.7003e-13 | 8.1658e-13 | 3.8793e-13 | 6.0281e-13 | 2.8601e-13 | 4.3046e-13 | 7.1088e-13 | 7.2021e-13 | 3.5858e-13 | 7.9149e-13 | 7.578e-13 | 6.9282e-13 | 3.8842e-13 | 7.097e-13 | 5.7781e-13 | 4.7153e-13 | 5.17e-13 | 3.1335e-13 | 6.8565e-13 | 5.6973e-13 | 4.582e-13 | 5.2111e-13 | 6.4685e-13 | 5.8226e-13 | 5.1724e-13 | 3.5337e-13 | 5.6629e-13 | 7.3132e-13 | 4.2605e-13 | 7.6755e-13 | 9.2575e-13 | 4.6704e-13 | 5.4222e-13 | 3.5109e-13 | 3.9655e-13 | 3.3e-13 | 7.9764e-13 | 4.7068e-13 | 6.6941e-13 | 6.6725e-13 | 5.408e-13 | 4.0351e-13 | 3.9742e-13 | 5.2978e-13 | 5.4994e-13 | 7.5171e-13 | 5.8848e-13 | 4.5522e-13 | 5.4442e-13 | 3.324e-13 | 5.2939e-13 | 4.5038e-13 | 4.8945e-13 | 7.0035e-13 | 5.3852e-13 | 4.2569e-13 | 6.2901e-13 | 4.242e-13 | 2.9073e-13 | 4.3864e-13 | 2.4884e-13 | 3.0932e-13 | 4.1646e-13 | 2.6152e-13 | 7.521e-13 | 7.3594e-13 | 6.2091e-13 | 4.0767e-13 | 7.5685e-13 | 2.452e-13 | 6.404e-13 | 5.7928e-13 | 8.232e-13 | 3.7008e-13 | 5.4474e-13 | 5.6002e-13 | 3.1196e-13 | 2.3858e-13 | 7.5174e-13 | 7.4932e-13 | 5.6224e-13 | 4.5447e-13 | 8.2395e-13 | 4.4856e-13 | 7.9452e-13 | 3.7099e-13 | 4.6942e-13 | 7.6217e-13 | 1.62e-13 | 4.0216e-13 | 4.9406e-13 | 5.8427e-13 | 5.1386e-13 | 4.8325e-13 | 5.2021e-13 | 4.168e-13 | 6.6426e-13 | 4.4242e-13 | 3.7084e-13 | 6.1769e-13 | 4.8787e-13 | 4.0387e-13 | 6.3104e-13 | 4.9257e-13 | 3.5758e-13 | 4.2624e-13 | 4.9466e-13 | 5.4877e-13 | 6.0521e-13 | 5.4263e-13 | 5.9583e-13 | 5.8769e-13 | 4.95e-13 | 3.4415e-13 | 7.4204e-13 | 7.7886e-13 | 5.8842e-13 | 4.414e-13 | 7.2406e-13 | 6.8509e-13 | 4.2403e-13 | 3.8054e-13 | 5.4808e-13 | 3.8718e-13 | 8.7087e-13 | 4.1321e-13 | 5.121e-13 | 6.1763e-13 | 7.5092e-13 | 4.4663e-13 | 2.6137e-13 | 5.8118e-13 | 2.9409e-13 | 4.4677e-13 | 2.6398e-13 | 4.4302e-13 | 5.6504e-13 | 7.0524e-13 | 3.0708e-13 | 3.8756e-13 | 4.3779e-13 | 7.8046e-13 | 2.3824e-13 | 7.3221e-13 | 3.0932e-13 | 5.6854e-13 | 3.8768e-13 | 4.9557e-13 | 5.5669e-13 | 4.3716e-13 | 6.5502e-13 | 8.0194e-13 | 5.8534e-13 | 3.8343e-13 | 3.3608e-13 | 3.4788e-13 | 8.1044e-13 | 3.2758e-13 | 5.11e-13 | 2.4863e-13 | 6.8229e-13 | 5.5713e-13 | 5.0502e-13 | 5.0361e-13 | 5.5013e-13 | 2.8501e-13 | 4.6694e-13 | 6.8623e-13 | 4.1943e-13 | 8.0903e-13 | 8.2821e-13 | 5.6249e-13 | 5.3975e-13 | 5.493e-13 | 3.9448e-13 | 3.9484e-13 | 4.4779e-13 | 4.1327e-13 | 4.8954e-13 | 7.4869e-13 | 5.1045e-13 | 5.5353e-13 | 6.3763e-13 | 2.5644e-13 | 4.7823e-13 | 5.5047e-13 | 4.8558e-13 | 3.6638e-13 | 7.1329e-13 | 4.8984e-13 | 2.6263e-13 | 5.1244e-13 | 8.3245e-13 | 3.6377e-13 | 3.3353e-13 | 5.5412e-13 | 4.2074e-13 | 5.3784e-13 | 4.749e-13 | 3.7445e-13 | 4.1966e-13 | 3.4202e-13 | 4.5219e-13 | 3.7495e-13 | 6.7294e-13 | 6.3745e-13 | 3.5658e-13 | 6.2738e-13 | 4.792e-13 | 5.4506e-13 | 1.0168e-12 | 4.7926e-13 | 5.5823e-13 | 5.0473e-13 | 6.4906e-13 | 2.4099e-13 | 6.1196e-13 | 3.8665e-13 | 4.4048e-13 | 6.2855e-13 | 4.9828e-13 | 4.2158e-13 | 5.6369e-13 | 5.9926e-13 | 5.6642e-13 | 3.297e-13 | 6.0227e-13 | 6.9621e-13 | 8.0796e-13 | 6.1752e-13 | 4.4279e-13 | 4.7864e-13 | 2.6974e-13 | 8.9572e-13 | 3.8344e-13 | 2.8368e-13 | 5.8275e-13 | 4.5863e-13 | 4.0964e-13 | 3.4722e-13 | 4.598e-13 | 3.3856e-13 | 3.9914e-13 | 5.6282e-13 | 5.4545e-13 | 2.9504e-13 | 5.2874e-13 | 7.7852e-13 | 6.3408e-13 | 6.7319e-13 | 5.0884e-13 | 5.5089e-13 | 5.1154e-13 | 5.1429e-13 | 3.6963e-13 | 3.4959e-13 | 5.3862e-13 | 4.3841e-13 | 8.2665e-13 | 3.7255e-13 | 3.9002e-13 | 3.8653e-13 | 8.2994e-13 | 2.1958e-13 | 4.7087e-13 | 3.6387e-13 | 5.0557e-13 | 4.6727e-13 | 3.8586e-13 | 4.5155e-13 | 4.7418e-13 | 5.1076e-13 | 8.1105e-13 | 3.5349e-13 | 6.434e-13 | 3.6337e-13 | 4.8525e-13 | 4.745e-13 | 5.017e-13 | 4.5422e-13 | 4.0881e-13 | 5.3297e-13 | 8.4602e-13 | 2.519e-13 | 4.4156e-13 | 4.0393e-13 | 5.8466e-13 | 4.5809e-13 | 2.8441e-13 | 5.6597e-13 | 6.2212e-13 | 4.4822e-13 | 3.8551e-13 | 4.4224e-13 | 5.7546e-13 | 8.9684e-13 | 7.415e-13 | 4.7388e-13 | 4.3007e-13 | 4.0054e-13 | 6.6392e-13 | 4.0156e-13 | 5.1029e-13 | 3.8218e-13 | 4.4358e-13 | 6.8238e-13 | 4.8966e-13 | 6.0402e-13 | 4.6937e-13 | 3.444e-13 | 8.3009e-13 | 4.2364e-13 | 5.0769e-13 | 4.5889e-13 | 4.4978e-13 | 5.5011e-13 | 4.3385e-13 | 5.6721e-13 | 7.5901e-13 | 4.0613e-13 | 3.9162e-13 | 5.0314e-13 | 6.6686e-13 | 3.6011e-13 | 7.691e-13 | 2.8349e-13 | 4.2245e-13 | 5.5665e-13 | 6.333e-13 | 3.9382e-13 | 4.2391e-13 | 2.9404e-13 | 3.2098e-13 | 7.9605e-13 | 4.5912e-13 | 4.2295e-13 | 2.8578e-13 | 3.1542e-13 | 6.7008e-13 | 4.5864e-13 | 5.6512e-13 | 4.9738e-13 | 3.9373e-13 | 6.4314e-13 | 6.2483e-13 | 5.4445e-13 | 2.4947e-13 | 5.7758e-13 | 8.5285e-13 | 3.8581e-13 | 4.203e-13 | 5.8674e-13 | 5.0437e-13 | 4.5812e-13 | 5.7022e-13 | 4.0978e-13 | 4.4996e-13 | 3.8686e-13 | 5.9881e-13 | 2.5425e-13 | 4.5342e-13 | 3.7346e-13 | 2.7835e-13 | 3.7486e-13 | 6.1261e-13 | 4.7334e-13 | 4.0129e-13 | 5.0415e-13 | 5.8739e-13 | 3.1841e-13 | 7.2008e-13 | 3.5385e-13 | 3.7813e-13 | 8.6359e-13 | 3.5392e-13 | 3.4692e-13 | 6.5289e-13 | 4.4512e-13 | 6.2446e-13 | 5.4106e-13 | 5.4808e-13 | 5.9994e-13 | 6.1272e-13 | 3.4913e-13 | 8.3197e-13 | 5.8099e-13 | 4.4534e-13 | 6.684e-13 | 4.4029e-13 | 4.2282e-13 | 5.4715e-13 | 7.4589e-13 | 2.8421e-13 | 5.7003e-13 | 5.1435e-13 | 4.1225e-13 | 3.9603e-13 | 4.2655e-13 | 4.1662e-13 | 4.7504e-13 | 6.065e-13 | 4.6242e-13 | 7.7882e-13 | 5.9903e-13 | 3.6073e-13 | 3.8199e-13 | 2.759e-13 | 4.5569e-13 | 3.9023e-13 | 3.4407e-13 | 3.7951e-13 | 4.8209e-13 | 4.9321e-13 | 6.36e-13 | 5.2318e-13 | 8.5076e-13 | 6.594e-13 | 5.454e-13 | 5.4738e-13 | 3.3282e-13 | 3.7106e-13 | 4.7458e-13 | 5.0574e-13 | 4.6733e-13 | 4.6608e-13 | 3.8244e-13 | 5.8799e-13 | 5.4589e-13 | 6.6756e-13 | 4.3492e-13 | 8.2068e-13 | 7.9304e-13 | 4.2449e-13 | 3.5787e-13 | 4.4989e-13 | 4.1095e-13 | 4.7361e-13 | 4.0796e-13 | 6.1381e-13 | 9.1231e-13 | 6.8943e-13 | 2.6286e-13 | 5.1294e-13 | 3.8316e-13 | 7.1995e-13 | 5.0058e-13 | 6.9494e-13 | 5.247e-13 | 4.3565e-13 | 7.8546e-13 | 5.8117e-13 | 5.0513e-13 | 3.6995e-13 | 4.7889e-13 | 4.7392e-13 | 6.6961e-13 | 5.6602e-13 | 4.9901e-13 | 3.5793e-13 | 4.9344e-13 | 8.3042e-13 | 3.5476e-13 | 5.0766e-13 | 5.0608e-13 | 5.2308e-13 | 3.5952e-13 | 5.299e-13 | 5.2253e-13 | 6.4186e-13 | 3.8979e-13 | 3.5696e-13 | 3.8911e-13 | 3.4572e-13 | 3.4994e-13 | 6.6285e-13 | 2.2002e-13 | 3.8678e-13 | 3.0702e-13 | 7.2728e-13 | 5.4745e-13 | 5.4129e-13 | 5.2051e-13 | 5.5663e-13 | 3.139e-13 | 7.7681e-13 | 4.8977e-13 | 7.1011e-13 | 5.4653e-13 | 3.14e-13 | 8.9247e-13 | 5.2398e-13 | 5.9855e-13 | 5.3939e-13 | 5.1352e-13 | 5.5472e-13 | 4.1781e-13 | 3.8482e-13 | 2.5355e-13 | 6.0598e-13 | 5.2386e-13 | 5.4424e-13 | 3.4444e-13 | 3.9822e-13 | 4.6086e-13 | 4.8885e-13 | 5.8929e-13 | 4.588e-13 | 3.4035e-13 | 5.1168e-13 | 5.3489e-13 | 5.9741e-13 | 4.0354e-13 | 3.9202e-13 | 5.1507e-13 | 2.3977e-13 | 4.0038e-13 | 8.8229e-13 | 5.5377e-13 | 4.967e-13 | 4.5527e-13 | 2.8053e-13 | 3.8045e-13 | 3.648e-13 | 6.6236e-13 | 3.9338e-13 | 4.3632e-13 | 6.7739e-13 | 6.4801e-13 | 4.0809e-13 | 3.5435e-13 | 2.7661e-13 | 4.7836e-13 | 5.7169e-13 | 6.2434e-13 | 6.3656e-13 | 5.9206e-13 | 4.1351e-13 | 2.9222e-13 | 3.0668e-13 | 7.5766e-13 | 6.7029e-13 | 3.8192e-13 | 3.0123e-13 | 3.3794e-13 | 3.2072e-13 | 3.7715e-13 | 3.9858e-13 | 4.6671e-13 | 2.7597e-13 | 5.8057e-13 | 9.0806e-13 | 6.578e-13 | 4.3902e-13 | 5.074e-13 | 4.1924e-13 | 6.3388e-13 | 5.7653e-13 | 5.5378e-13 | 5.7876e-13 | 7.3468e-13 | 5.1563e-13 | 5.6506e-13 | 4.9443e-13 | 4.4527e-13 | 4.8252e-13 | 5.4473e-13 | 6.3271e-13 | 4.6052e-13 | 4.9448e-13 | 4.5405e-13 | 6.8311e-13 | 4.8724e-13 | 6.5782e-13 | 1.0291e-12 | 5.8645e-13 | 5.8001e-13 | 3.5923e-13 | 2.7425e-13 | 7.9686e-13 | 4.4499e-13 | 4.8316e-13 | 5.7544e-13 | 5.1034e-13 | 3.6222e-13 | 6.2688e-13 | 4.3773e-13 | 6.6802e-13 | 4.429e-13 | 3.7255e-13 | 9.8021e-13 | 5.2868e-13 | 5.7523e-13 | 8.4436e-13 | 6.6806e-13 | 5.1097e-13 | 3.7043e-13 | 8.293e-13 | 3.4864e-13 | 3.0751e-13 | 4.6074e-13 | 4.169e-13 | 4.0768e-13 | 4.9754e-13 | 3.4451e-13 | 5.3656e-13 | 4.58e-13 | 4.3224e-13 | 6.952e-13 | 1.8668e-13 | 1.0424e-12 | 4.2473e-13 | 3.7891e-13 | 3.7335e-13 | 3.7041e-13 | 5.2158e-13 | 5.9456e-13 | 2.7184e-13 | 7.1282e-13 | 3.9141e-13 | 4.3081e-13 | 3.5987e-13 | 6.6711e-13 | 4.3651e-13 | 7.7253e-13 | 3.5834e-13 | 5.5118e-13 | 4.0179e-13 | 4.5856e-13 | 7.4687e-13 | 4.7479e-13 | 7.2596e-13 | 4.0947e-13 | 4.7141e-13 | 4.38e-13 | 5.3855e-13 | 1.1198e-12 | 4.2317e-13 | 5.4083e-13 | 2.9041e-13 | 6.089e-13 | 4.1915e-13 | 5.9674e-13 | 4.1838e-13 | 6.3882e-13 | 7.2137e-13 | 4.8711e-13 | 6.1559e-13 | 7.4769e-13 | 4.002e-13 | 6.2077e-13 | 5.3818e-13 | 9.4503e-13 | 3.1626e-13 | 4.2184e-13 | 5.8031e-13 | 3.2361e-13 | 4.7203e-13 | 4.8336e-13 | 6.7276e-13 | 4.912e-13 | 5.2941e-13 | 2.2374e-13 | 7.6092e-13 | 3.2714e-13 | 4.6838e-13 | 3.3486e-13 | 4.0846e-13 | 5.1792e-13 | 6.4425e-13 | 3.2818e-13 | 7.0815e-13 | 5.1236e-13 | 6.3254e-13 | 3.1844e-13 | 6.5722e-13 | 4.0005e-13 | 6.3139e-13 | 3.3618e-13 | 5.5056e-13 | 6.1352e-13 | 6.0845e-13 | 3.9257e-13 | 4.091e-13 | 2.1912e-13 | 8.211e-13 | 6.5335e-13 | 4.5347e-13 | 2.2848e-13 | 5.0958e-13 | 3.8698e-13 | 6.4612e-13 | 9.3097e-13 | 4.9705e-13 | 4.6626e-13 | 6.5764e-13 | 3.7255e-13 | 3.9616e-13 | 8.3301e-13 | 5.815e-13 | 1.9427e-13 | 5.4044e-13 | 4.5873e-13 | 7.1404e-13 | 4.5909e-13 | 4.57e-13 | 3.998e-13 | 3.2024e-13 | 5.3569e-13 | 2.9876e-13 | 6.9785e-13 | 7.3689e-13 | 4.6152e-13 | 4.9107e-13 | 6.0188e-13 | 2.924e-13 | 4.8781e-13 | 4.5461e-13 | 7.5869e-13 | 6.3798e-13 | 5.5393e-13 | 3.109e-13 | 1.7664e-13 | 2.057e-13 | 1.2111e-12 | 5.4021e-13 | 4.1402e-13 | 5.3411e-13 | 6.4978e-13 | 2.0832e-13 | 4.541e-13 | 2.6628e-13 | 4.1025e-13 | 4.4732e-13 | 2.4673e-13 | 2.7546e-13 | 5.8297e-13 | 3.9094e-13 | 3.9968e-13 | 3.5309e-13 | 5.3601e-13 | 3.6955e-13 | 4.2393e-13 | 4.2885e-13 | 5.4391e-13 | 6.4861e-13 | 3.1557e-13 | 5.2095e-13 | 3.8063e-13 | 4.2159e-13 | 4.4235e-13 | 3.6742e-13 | 5.1482e-13 | 5.8018e-13 | 6.9439e-13 | 5.1809e-13 | 4.3474e-13 | 5.3103e-13 | 8.1328e-13 | 4.7416e-13 | 4.6602e-13 | 5.3847e-13 | 4.3029e-13 | 5.0849e-13 | 3.9741e-13 | 5.2042e-13 | 2.8587e-13 | 3.9217e-13 | 4.9093e-13 | 5.8845e-13 | 3.082e-13 | 6.0407e-13 | 7.5559e-13 | 4.6751e-13 | 6.7581e-13 | 3.2156e-13 | 3.212e-13 | 7.7026e-13 | 3.5588e-13 | 3.518e-13 | 6.7802e-13 | 3.3059e-13 | 5.4187e-13 | 9.1903e-13 | 4.4292e-13 | 6.2438e-13 | 4.3599e-13 | 4.3789e-13 | 3.2578e-13 | 2.3433e-13 | 2.5614e-13 | 3.9758e-13 | 4.3168e-13 | 4.8723e-13 | 3.7055e-13 | 4.9668e-13 | 6.0802e-13 | 6.48e-13 | 6.9389e-13 | 5.6036e-13 | 4.8432e-13 | 2.9448e-13 | 7.6595e-13 | 6.0601e-13 | 4.3866e-13 | 6.6455e-13 | 3.4888e-13 | 4.3881e-13 | 6.5738e-13 | 3.9118e-13 | 3.9286e-13 | 2.6228e-13 | 4.4134e-13 | 6.4861e-13 | 3.533e-13 | 2.7711e-13 | 5.4918e-13 | 8.4788e-13 | 3.3771e-13 | 5.3343e-13 | 3.0564e-13 | 2.8274e-13 | 4.4774e-13 | 3.3045e-13 | 5.7971e-13 | 3.6727e-13 | 3.4095e-13 | 5.7064e-13 | 4.4143e-13 | 4.5655e-13 | 5.4255e-13 | 3.5363e-13 | 6.0052e-13 | 8.3618e-13 | 7.9942e-13 | 6.1938e-13 | 6.958e-13 | 6.9118e-13 | 4.2801e-13 | 3.7995e-13 | 2.3417e-13 | 6.1619e-13 | 4.3893e-13 | 3.5914e-13 | 6.1042e-13 | 8.9488e-13 | 4.1624e-13 | 3.7019e-13 | 3.4779e-13 | 5.9597e-13 | 6.6578e-13 | 5.8377e-13 | 5.7673e-13 | 5.9296e-13 | 8.2346e-13 | 9.0606e-13 | 3.8661e-13 | 7.1857e-13 | 3.4553e-13 | 2.729e-13 | 2.8601e-13 | 5.3066e-13 | 6.3586e-13 | 3.9993e-13 | 4.1622e-13 | 3.7065e-13 | 3.0687e-13 | 6.0233e-13 | 5.2529e-13 | 5.6658e-13 | 5.8547e-13 | 5.6992e-13 | 4.8565e-13 | 7.0578e-13 | 6.894e-13 | 3.9868e-13 | 5.6319e-13 | 5.8174e-13 | 2.7456e-13 | 6.8327e-13 | 3.508e-13 | 6.8445e-13 | 4.0814e-13 | 6.0105e-13 | 2.149e-13 | 6.0105e-13 | 6.4661e-13 | 5.8356e-13 | 3.8332e-13 | 5.0368e-13 | 3.4047e-13 | 4.7253e-13 | 5.4037e-13 | 6.5446e-13 | 5.4402e-13 | 5.9361e-13 | 2.6236e-13 | 4.4972e-13 | 5.3436e-13 | 5.9366e-13 | 5.4877e-13 | 5.4371e-13 | 5.4986e-13 | 5.3563e-13 | 6.2983e-13 | 2.1047e-13 | 4.5733e-13 | 6.7397e-13 | 4.4204e-13 | 7.5277e-13 | 7.4015e-13 | 3.8117e-13 | 4.6249e-13 | 3.9543e-13 | 4.7823e-13 | 5.9319e-13 | 8.6811e-13 | 7.1534e-13 | 5.9607e-13 | 3.847e-13 | 4.9318e-13 | 5.5199e-13 | 3.5496e-13 | 6.1924e-13 | 6.1592e-13 | 3.32e-13 | 4.9027e-13 | 6.4426e-13 | 5.2912e-13 | 7.1505e-13 | 8.1031e-13 | 4.8954e-13 | 1.136e-12 | 7.4291e-13 | 3.0307e-13 | 4.7764e-13 | 3.7724e-13 | 7.809e-13 | 7.2084e-13 | 6.2491e-13 | 5.3467e-13 | 4.3121e-13 | 6.1024e-13 | 5.906e-13 | 5.0839e-13 | 7.4581e-13 | 6.69e-13 | 3.7896e-13 | 5.2896e-13 | 3.8874e-13 | 3.9091e-13 | 3.4383e-13 | 2.0665e-13 | 5.7892e-13 | 2.0044e-13 | 3.8044e-13 | 5.0751e-13 | 4.6245e-13 | 5.9811e-13 | 3.6058e-13 | 4.2504e-13 | 6.0165e-13 | 3.5406e-13 | 7.0972e-13 | 6.7585e-13 | 6.2908e-13 | 5.7509e-13 | 3.1505e-13 | 5.0981e-13 | 6.5248e-13 | 5.5479e-13 | 3.5604e-13 | 8.8464e-13 | 5.1387e-13 | 6.5033e-13 | 5.1927e-13 | 7.7345e-13 | 8.9616e-13 | 4.6758e-13 | 6.6136e-13 | 5.6976e-13 | 5.8445e-13 | 3.3733e-13 | 5.5447e-13 | 5.5328e-13 | 6.5388e-13 | 5.2111e-13 | 4.6764e-13 | 5.2374e-13 | 4.551e-13 | 3.2613e-13 | 5.5572e-13 | 2.6968e-13 | 2.6499e-13 | 5.2729e-13 | 3.8008e-13 | 5.1642e-13 | 4.4963e-13 | 3.4585e-13 | 6.1786e-13 | 4.6505e-13 | 2.0957e-13 | 4.7688e-13 | 4.6873e-13 | 7.9009e-13 | 3.6385e-13 | 9.1059e-13 | 8.2503e-13 | 6.6764e-13 | 4.6752e-13 | 4.1726e-13 | 5.7471e-13 | 3.9485e-13 | 5.1694e-13 | 4.366e-13 | 4.9182e-13 | 4.7474e-13 | 5.6324e-13 | 3.4775e-13 | 6.1864e-13 | 5.4834e-13 | 4.9602e-13 | 4.565e-13 | 6.9164e-13 | 3.3975e-13 | 6.369e-13 | 5.595e-13 | 7.2005e-13 | 4.1692e-13 | 6.3487e-13 | 5.695e-13 | 4.9281e-13 | 5.676e-13 | 4.2091e-13 | 6.8157e-13 | 5.9383e-13 | 4.8754e-13 | 1.0278e-12 | 4.3947e-13 | 2.4472e-13 | 6.5868e-13 | 7.0647e-13 | 4.8695e-13 | 4.8056e-13 | 6.3439e-13 | 3.908e-13 | 5.3648e-13 | 4.7233e-13 | 7.3117e-13 | 5.1133e-13 | 7.2833e-13 | 5.6456e-13 | 3.7292e-13 | 3.4381e-13 | 3.8383e-13 | 8.5092e-13 | 6.3339e-13 | 7.2396e-13 | 5.7881e-13 | 4.1561e-13 | 5.5485e-13 | 4.6012e-13 | 5.0135e-13 | 6.3183e-13 | 5.7824e-13 | 6.1353e-13 | 3.7446e-13 | 5.2447e-13 | 5.4786e-13 | 5.6059e-13 | 5.9591e-13 | 4.6946e-13 | 6.7417e-13 | 3.3035e-13 | 4.0927e-13 | 3.7667e-13 | 4.0578e-13 | 4.6927e-13 | 3.3372e-13 | 7.916e-13 | 6.9976e-13 | 4.312e-13 | 3.6797e-13 | 5.6428e-13 | 3.4509e-13 | 5.3598e-13 | 6.2081e-13 | 6.2963e-13 | 3.4338e-13 | 4.0974e-13 | 8.5727e-13 | 6.6802e-13 | 4.9803e-13 | 4.3875e-13 | 4.9662e-13 | 3.3914e-13 | 6.9123e-13 | 5.2038e-13 | 5.0712e-13 | 5.7223e-13 | 7.6065e-13 | 7.3412e-13 | 4.0726e-13 | 4.9276e-13 | 5.3784e-13 | 2.326e-13 | 3.466e-13 | 5.841e-13 | 3.9421e-13 | 6.9781e-13 | 7.8961e-13 | 3.3042e-13 | 3.2522e-13 | 3.7565e-13 | 5.947e-13 | 4.3585e-13 | 6.261e-13 | 3.2579e-13 | 9.6005e-13 | 6.4847e-13 | 6.0692e-13 | 4.5626e-13 | 7.449e-13 | 5.4012e-13 | 4.3104e-13 | 5.9789e-13 | 2.5914e-13 | 5.1178e-13 | 3.714e-13 | 3.8477e-13 | 5.1619e-13 | 4.4311e-13 | 5.5223e-13 | 8.0998e-13 | 7.3994e-13 | 2.8639e-13 | 6.0975e-13 | 4.7508e-13 | 4.3076e-13 | 3.2321e-13 | 5.0446e-13 | 5.55e-13 | 4.4998e-13 | 4.1457e-13 | 3.7118e-13 | 5.5631e-13 | 7.812e-13 | 6.021e-13 | 4.6208e-13 | 6.3694e-13 | 3.6515e-13 | 6.5779e-13 | 7.145e-13 | 5.0159e-13 | 3.8895e-13 | 4.1876e-13 | 7.7683e-13 | 5.6528e-13 | 4.3779e-13 | 5.6129e-13 | 4.298e-13 | 7.0326e-13 | 3.8934e-13 | 5.3447e-13 | 3.7444e-13 | 4.6208e-13 | 4.6848e-13 | 4.0585e-13 | 6.0781e-13 | 7.7419e-13 | 5.7116e-13 | 6.1293e-13 | 6.8836e-13 | 5.3981e-13 | 4.0399e-13 | 4.0316e-13 | 6.3563e-13 | 3.0657e-13 | 4.832e-13 | 6.3807e-13 | 3.8268e-13 | 6.5807e-13 | 5.1938e-13 | 7.707e-13 | 3.9759e-13 | 5.343e-13 | 6.7735e-13 | 7.0889e-13 | 6.0869e-13 | 3.9833e-13 | 6.053e-13 | 4.9283e-13 | 5.2447e-13 | 3.6973e-13 | 5.0088e-13 | 6.7967e-13 | 3.5078e-13 | 5.6109e-13 | 2.8831e-13 | 3.2293e-13 | 5.2884e-13 | 3.4912e-13 | 3.7948e-13 | 2.9425e-13 | 4.5322e-13 | 4.9959e-13 | 5.0662e-13 | 7.319e-13 | 6.0279e-13 | 4.6234e-13 | 5.3344e-13 | 3.19e-13 | 2.9709e-13 | 6.6107e-13 | 3.6478e-13 | 3.1415e-13 | 3.7013e-13 | 3.832e-13 | 2.3406e-13 | 5.5378e-13 | 4.8846e-13 | 3.941e-13 | 3.8419e-13 | 3.4937e-13 | 5.9655e-13 | 7.3016e-13 | 3.003e-13 | 3.4125e-13 | 6.7355e-13 | 5.4151e-13 | 8.0775e-13 | 6.1792e-13 | 3.1857e-13 | 6.6949e-13 | 5.7124e-13 | 7.0325e-13 | 3.4986e-13 | 5.8229e-13 | 3.4312e-13 | 3.7252e-13 | 4.8069e-13 | 6.2075e-13 | 5.2155e-13 | 4.2091e-13 | 9.1297e-13 | 3.0589e-13 | 4.9056e-13 | 5.6681e-13 | 4.6599e-13 | 3.9602e-13 | 1.6073e-13 | 5.2038e-13 | 4.3141e-13 | 2.8898e-13 | 3.8338e-13 | 5.7596e-13 | 4.5686e-13 | 4.5413e-13 | 5.2923e-13 | 7.25e-13 | 3.1793e-13 | 6.4769e-13 | 5.2022e-13 | 4.5352e-13 | 5.2096e-13 | 6.4203e-13 | 5.8608e-13 | 2.4415e-13 | 5.5655e-13 | 5.0592e-13 | 4.5252e-13 | 2.3082e-13 | 1.2051e-12 | 5.6113e-13 | 9.1795e-13 | 5.9106e-13 | 5.0077e-13 | 5.3576e-13 | 3.6829e-13 | 3.0865e-13 | 7.5289e-13 | 7.1865e-13 | 5.2659e-13 | 1.8172e-13 | 2.6275e-13 | 6.5358e-13 | 5.8181e-13 | 6.4116e-13 | 6.0969e-13 | 5.677e-13 | 5.7043e-13 | 5.4501e-13 | 3.5713e-13 | 4.7515e-13 | 3.9185e-13 | 5.1692e-13 | 3.4059e-13 | 4.5527e-13 | 5.2641e-13 | 6.0772e-13 | 5.805e-13 | 3.0181e-13 | 5.886e-13 | 6.7796e-13 | 2.7579e-13 | 6.046e-13 | 5.0087e-13 | 3.8828e-13 | 4.4166e-13 | 5.4086e-13 | 3.6335e-13 | 3.2987e-13 | 3.1603e-13 | 7.1778e-13 | 2.6885e-13 | 3.9841e-13 | 3.2084e-13 | 3.8933e-13 | 4.5994e-13 | 8.8438e-13 | 5.8786e-13 | 5.3342e-13 | 5.1122e-13 | 7.1516e-13 | 6.1257e-13 | 3.5328e-13 | 3.4741e-13 | 6.3628e-13 | 4.9473e-13 | 4.619e-13 | 5.6224e-13 | 6.3108e-13 | 5.6786e-13 | 2.877e-13 | 7.4957e-13 | 3.1051e-13 | 7.4467e-13 | 4.7041e-13 | 4.2713e-13 | 6.6787e-13 | 4.5987e-13 | 4.7452e-13 | 7.3834e-13 | 3.8472e-13 | 3.2167e-13 | 5.2056e-13 | 8.1715e-13 | 7.7667e-13 | 4.1888e-13 | 4.9121e-13 | 4.0933e-13 | 6.8862e-13 | 7.4395e-13 | 3.6562e-13 | 5.7218e-13 | 5.5196e-13 | 4.4972e-13 | 5.9924e-13 | 6.5099e-13 | 4.6318e-13 | 6.9946e-13 | 6.2221e-13 | 5.8557e-13 | 6.5743e-13 | 3.2526e-13 | 3.7682e-13 | 4.3015e-13 | 7.8604e-13 | 3.7456e-13 | 5.1574e-13 | 2.4431e-13 | 6.5781e-13 | 4.7281e-13 | 5.1195e-13 | 4.376e-13 | 4.1488e-13 | 5.753e-13 | 3.9356e-13 | 3.372e-13 | 6.4642e-13 | 2.9404e-13 | 5.0658e-13 | 3.7181e-13 | 5.4312e-13 | 4.5842e-13 | 4.1382e-13 | 5.3014e-13 | 3.8815e-13 | 5.1179e-13 | 3.5208e-13 | 5.2975e-13 | 3.4513e-13 | 2.4469e-13 | 3.6143e-13 | 4.6161e-13 | 4.1625e-13 | 2.9685e-13 | 4.4986e-13 | 6.5316e-13 | 3.1699e-13 | 6.1256e-13 | 4.9503e-13 | 3.8481e-13 | 7.1447e-13 | 6.6377e-13 | 6.2857e-13 | 6.7844e-13 | 1.1086e-12 | 5.8983e-13 | 5.9054e-13 | 4.0183e-13 | 5.883e-13 | 6.8246e-13 | 9.6084e-13 | 4.3604e-13 | 7.4563e-13 | 6.3731e-13 | 3.6672e-13 | 4.7109e-13 | 5.4498e-13 | 4.2819e-13 | 5.9446e-13 | 6.1194e-13 | 6.7293e-13 | 4.4759e-13 | 6.4345e-13 | 4.1918e-13 | 8.2072e-13 | 4.9947e-13 | 3.918e-13 | 5.3115e-13 | 3.0604e-13 | 6.6313e-13 | 6.8681e-13 | 9.0183e-13 | 4.1311e-13 | 4.6528e-13 | 7.0518e-13 | 3.3042e-13 | 6.3407e-13 | 6.4112e-13 | 1.1881e-12 | 2.7968e-13 | 4.7858e-13 | 4.9064e-13 | 3.8458e-13 | 5.5716e-13 | 3.6501e-13 | 3.2795e-13 | 2.5273e-13 | 7.7211e-13 | 3.0733e-13 | 4.4693e-13 | 6.8784e-13 | 3.5021e-13 | 5.1838e-13 | 5.2408e-13 | 8.0312e-13 | 4.8148e-13 | 4.4006e-13 | 5.8767e-13 | 5.3111e-13 | 4.0799e-13 | 3.4091e-13 | 4.5281e-13 | 6.2351e-13 | 4.8667e-13 | 7.6701e-13 | 4.7131e-13 | 4.9058e-13 | 5.1186e-13 | 6.5516e-13 | 5.5329e-13 | 4.1548e-13 | 3.8335e-13 | 6.0354e-13 | 6.0887e-13 | 5.0243e-13 | 6.5462e-13 | 4.1506e-13 | 6.0682e-13 | 5.0292e-13 | 3.6507e-13 | 4.4891e-13 | 6.3974e-13 | 7.3751e-13 | 7.7539e-13 | 5.2978e-13 | 4.9323e-13 | 6.2165e-13 | 7.2357e-13 | 6.54e-13 | 3.1917e-13 | 4.3549e-13 | 2.8468e-13 | 4.7934e-13 | 5.5283e-13 | 4.4902e-13 | 7.2801e-13 | 3.8701e-13 | 5.1313e-13 | 3.1129e-13 | 7.6221e-13 | 6.5197e-13 | 4.4996e-13 | 4.263e-13 | 3.5221e-13 | 7.6313e-13 | 4.0755e-13 | 4.5029e-13 | 5.6892e-13 | 4.7403e-13 | 5.4342e-13 | 8.0566e-13 | 3.5101e-13 | 5.2905e-13 | 3.2333e-13 | 4.4615e-13 | 4.4366e-13 | 2.8343e-13 | 4.5139e-13 | 7.6459e-13 | 7.4641e-13 | 6.0598e-13 | 3.9338e-13 | 6.2613e-13 | 4.1966e-13 | 5.1946e-13 | 6.442e-13 | 8.2007e-13 | 4.7155e-13 | 5.5579e-13 | 7.8622e-13 | 2.5478e-13 | 7.9411e-13 | 7.8325e-13 | 3.226e-13 | 8.1775e-13 | 5.2194e-13 | 5.0309e-13 | 3.7845e-13 | 1.6184e-13 | 4.3393e-13 | 7.8649e-13 | 7.0395e-13 | 5.0756e-13 | 4.913e-13 | 4.9601e-13 | 3.7998e-13 | 5.3072e-13 | 6.8156e-13 | 3.4747e-13 | 3.45e-13 | 4.611e-13 | 5.8547e-13 | 4.751e-13 | 3.9981e-13 | 2.9503e-13 | 5.2198e-13 | 5.5902e-13 | 6.8059e-13 | 3.4361e-13 | 5.1894e-13 | 6.7389e-13 | 4.1143e-13 | 4.092e-13 | 8.1511e-13 | 4.9352e-13 | 6.9829e-13 | 7.3099e-13 | 4.3767e-13 | 7.0938e-13 | 4.9914e-13 | 4.0436e-13 | 3.1212e-13 | 4.9524e-13 | 5.241e-13 | 4.7362e-13 | 5.3719e-13 | 5.5951e-13 | 5.5821e-13 | 6.5475e-13 | 4.7355e-13 | 4.0099e-13 | 4.6292e-13 | 6.836e-13 | 9.5412e-13 | 4.1173e-13 | 5.2799e-13 | 5.0739e-13 | 5.5034e-13 | 5.9527e-13 | 6.5376e-13 | 6.3579e-13 | 6.5841e-13 | 6.9748e-13 | 2.0207e-13 | 6.0966e-13 | 4.0007e-13 | 4.4207e-13 | 3.6147e-13 | 3.7986e-13 | 2.8391e-13 | 3.7026e-13 | 3.6078e-13 | 3.7367e-13 | 6.2807e-13 | 5.451e-13 | 3.6372e-13 | 5.9092e-13 | 7.1078e-13 | 6.1464e-13 | 4.7973e-13 | 6.5662e-13 | 4.0656e-13 | 5.4142e-13 | 5.1375e-13 | 4.6341e-13 | 4.5014e-13 | 3.4136e-13 | 4.9825e-13 | 6.3349e-13 | 5.5888e-13 | 2.8422e-13 | 5.4654e-13 | 6.024e-13 | 4.6069e-13 | 4.0253e-13 | 4.958e-13 | 3.3492e-13 | 4.4811e-13 | 4.1732e-13 | 4.9459e-13 | 7.4425e-13 | 5.1147e-13 | 5.9921e-13 | 6.1761e-13 | 4.7239e-13 | 4.6773e-13 | 4.1641e-13 | 3.7228e-13 | 5.7002e-13 | 2.5555e-13 | 4.4278e-13 | 6.3342e-13 | 5.0817e-13 | 8.8221e-13 | 6.0584e-13 | 7.4114e-13 | 3.6487e-13 | 6.3178e-13 | 5.3879e-13 | 6.4703e-13 | 4.4658e-13 | 7.5249e-13 | 5.0059e-13 | 4.0065e-13 | 3.7161e-13 | 6.33e-13 | 2.8875e-13 | 4.2143e-13 | 3.1869e-13 | 3.9314e-13 | 6.2934e-13 | 6.2745e-13 | 5.4207e-13 | 5.8311e-13 | 7.2395e-13 | 5.8819e-13 | 5.6652e-13 | 6.2934e-13 | 4.0241e-13 | 4.7553e-13 | 4.0034e-13 | 4.2817e-13 | 2.4257e-13 | 3.6816e-13 | 3.3984e-13 | 7.2247e-13 | 5.5578e-13 | 3.0685e-13 | 3.8105e-13 | 4.4543e-13 | 2.6065e-13 | 7.4412e-13 | 7.7607e-13 | 5.4006e-13 | 6.0705e-13 | 5.181e-13 | 3.9816e-13 | 3.194e-13 | 4.7884e-13 | 4.1711e-13 | 7.6055e-13 | 7.3545e-13 | 4.6868e-13 | 7.3151e-13 | 3.5334e-13 | 8.7488e-13 | 3.6877e-13 | 6.2083e-13 | 7.3258e-13 | 6.634e-13 | 7.458e-13 | 6.8921e-13 | 7.7527e-13 | 4.8591e-13 | 5.9931e-13 | 5.5456e-13 | 5.8841e-13 | 2.7574e-13 | 4.5675e-13 | 3.9512e-13 | 4.0178e-13 | 4.7404e-13 | 4.656e-13 | 4.9746e-13 | 4.5744e-13 | 4.982e-13 | 4.6994e-13 | 3.6402e-13 | 3.2804e-13 | 4.8654e-13 | 4.6477e-13 | 5.5904e-13 | 8.1827e-13 | 4.9361e-13 | 6.1517e-13 | 6.2638e-13 | 4.9017e-13 | 2.5876e-13 | 3.6176e-13 | 4.3239e-13 | 6.7067e-13 | 8.4399e-13 | 9.1572e-13 | 3.0981e-13 | 5.8537e-13 | 6.1424e-13 | 5.5459e-13 | 6.4741e-13 | 6.1732e-13 | 2.3743e-13 | 3.8344e-13 | 9.0983e-13 | 6.7572e-13 | 6.1554e-13 | 3.4247e-13 | 3.3485e-13 | 3.9377e-13 | 3.3041e-13 | 8.8255e-13 | 4.4038e-13 | 7.5265e-13 | 7.2522e-13 | 4.8841e-13 | 4.0061e-13 | 3.0994e-13 | 5.5066e-13 | 5.8859e-13 | 6.6866e-13 | 3.8261e-13 | 4.2376e-13 | 4.4386e-13 | 6.8852e-13 | 3.2961e-13 | 4.4433e-13 | 5.1173e-13 | 8.4898e-13 | 6.8563e-13 | 6.5726e-13 | 5.7594e-13 | 3.6673e-13 | 3.7913e-13 | 4.1901e-13 | 4.2925e-13 | 4.3096e-13 | 2.7823e-13 | 5.9132e-13 | 9.9242e-13 | 6.2011e-13 | 6.92e-13 | 8.4868e-13 | 7.3183e-13 | 7.946e-13 | 3.3953e-13 | 4.6267e-13 | 4.8691e-13 | 4.6937e-13 | 6.4834e-13 | 3.2456e-13 | 3.4044e-13 | 6.8696e-13 | 6.1502e-13 | 4.8074e-13 | 4.7468e-13 | 5.7337e-13 | 5.3395e-13 | 3.5457e-13 | 1.0716e-12 | 3.4656e-13 | 6.8703e-13 | 3.7676e-13 | 4.0831e-13 | 2.9795e-13 | 4.7653e-13 | 3.409e-13 | 3.5083e-13 | 5.369e-13 | 5.9226e-13 | 2.7262e-13 | 6.6892e-13 | 2.9965e-13 | 5.9945e-13 | 5.3716e-13 | 4.3421e-13 | 4.4326e-13 | 7.5827e-13 | 1.2773e-12 | 4.3636e-13 | 7.7159e-13 | 4.2889e-13 | 6.6603e-13 | 5.6326e-13 | 5.3157e-13 | 4.0163e-13 | 4.7872e-13 | 5.2698e-13 | 5.0746e-13 | 7.654e-13 | 4.1013e-13 | 6.3953e-13 | 7.7644e-13 | 5.5828e-13 | 6.6824e-13 | 5.0723e-13 | 3.6016e-13 | 6.1162e-13 | 3.3858e-13 | 4.1431e-13 | 7.231e-13 | 3.8971e-13 | 5.6498e-13 | 5.5624e-13 | 6.2974e-13 | 1.002e-12 | 4.0246e-13 | 4.4397e-13 | 4.8403e-13 | 4.736e-13 | 4.7906e-13 | 3.6453e-13 | 6.7686e-13 | 2.4339e-13 | 5.6525e-13 | 5.3948e-13 | 4.2365e-13 | 6.1317e-13 | 7.9533e-13 | 5.7219e-13 | 7.0643e-13 | 3.8624e-13 | 3.2205e-13 | 5.0223e-13 | 3.36e-13 | 7.6023e-13 | 5.541e-13 | 6.5161e-13 | 6.4992e-13 | 5.3187e-13 | 5.8676e-13 | 5.2385e-13 | 2.8788e-13 | 2.2286e-13 | 5.018e-13 | 2.9401e-13 | 8.3232e-13 | 7.0385e-13 | 5.5088e-13 | 5.2394e-13 | 4.0628e-13 | 1.0277e-12 | 4.9779e-13 | 4.6364e-13 | 7.1434e-13 | 2.9784e-13 | 5.7481e-13 | 5.7119e-13 | 5.6556e-13 | 4.487e-13 | 3.8946e-13 | 5.1393e-13 | 4.1397e-13 | 5.1904e-13 | 5.7183e-13 | 7.9258e-13 | 3.6093e-13 | 3.3659e-13 | 4.57e-13 | 8.1457e-13 | 5.8753e-13 | 9.4185e-13 | 3.676e-13 | 9.2978e-13 | 4.4319e-13 | 6.9225e-13 | 3.6797e-13 | 6.3261e-13 | 2.8689e-13 | 6.6126e-13
Respiratory tract deposition rate | Ϛ | /s |  |  |  |  | Ϛ | 1.3444e-05 | 1.319e-05 | 1.8926e-05 | 1.4503e-05 | 1.4805e-05 | 1.7799e-05 | 1.5358e-05 | 1.2229e-05 | 1.5936e-05 | 1.4706e-05 | 1.5939e-05 | 1.3723e-05 | 1.3203e-05 | 1.5054e-05 | 1.76e-05 | 1.6633e-05 | 1.2248e-05 | 1.321e-05 | 1.309e-05 | 1.1766e-05 | 1.6668e-05 | 1.374e-05 | 1.5254e-05 | 1.4658e-05 | 1.475e-05 | 1.4306e-05 | 1.4063e-05 | 1.299e-05 | 1.4314e-05 | 1.6085e-05 | 1.5293e-05 | 1.6149e-05 | 1.5487e-05 | 1.1421e-05 | 1.5793e-05 | 1.7956e-05 | 1.2487e-05 | 1.4889e-05 | 1.6346e-05 | 1.7411e-05 | 1.6444e-05 | 1.4653e-05 | 1.2684e-05 | 1.7109e-05 | 1.228e-05 | 1.6835e-05 | 1.8302e-05 | 1.5555e-05 | 1.1192e-05 | 1.2063e-05 | 1.2085e-05 | 1.7084e-05 | 1.8922e-05 | 1.5057e-05 | 1.096e-05 | 1.3136e-05 | 1.164e-05 | 1.2333e-05 | 1.2644e-05 | 1.2591e-05 | 8.9701e-06 | 1.2901e-05 | 1.6821e-05 | 1.3087e-05 | 1.265e-05 | 8.691e-06 | 1.1469e-05 | 1.2876e-05 | 1.4099e-05 | 1.0878e-05 | 1.0861e-05 | 1.4299e-05 | 1.3187e-05 | 1.7491e-05 | 1.0954e-05 | 1.2985e-05 | 1.3166e-05 | 1.7797e-05 | 1.4087e-05 | 1.3319e-05 | 1.6215e-05 | 1.1163e-05 | 1.4913e-05 | 1.6895e-05 | 1.3702e-05 | 1.2111e-05 | 1.582e-05 | 1.6176e-05 | 1.5468e-05 | 1.0834e-05 | 1.6482e-05 | 9.5782e-06 | 1.2766e-05 | 1.9731e-05 | 1.5327e-05 | 1.3839e-05 | 1.3107e-05 | 1.2007e-05 | 1.6159e-05 | 1.5839e-05 | 1.9215e-05 | 1.7382e-05 | 1.5106e-05 | 1.3471e-05 | 1.4801e-05 | 1.4464e-05 | 1.2944e-05 | 1.1503e-05 | 1.0311e-05 | 1.1343e-05 | 1.3547e-05 | 1.4772e-05 | 1.2245e-05 | 1.2561e-05 | 1.2196e-05 | 1.4754e-05 | 1.4096e-05 | 1.1084e-05 | 1.459e-05 | 1.4476e-05 | 1.358e-05 | 1.6448e-05 | 1.5121e-05 | 1.3086e-05 | 1.4093e-05 | 1.0712e-05 | 1.6164e-05 | 1.6926e-05 | 1.0476e-05 | 1.0509e-05 | 1.1702e-05 | 1.3112e-05 | 1.4191e-05 | 1.7015e-05 | 1.4012e-05 | 1.1724e-05 | 1.8919e-05 | 1.7441e-05 | 1.2267e-05 | 1.5559e-05 | 1.2974e-05 | 1.2937e-05 | 1.087e-05 | 1.5995e-05 | 1.5204e-05 | 1.1388e-05 | 1.245e-05 | 1.4502e-05 | 1.2594e-05 | 1.6749e-05 | 1.3887e-05 | 1.3991e-05 | 1.3867e-05 | 1.188e-05 | 1.3111e-05 | 9.9947e-06 | 1.3653e-05 | 1.4217e-05 | 1.3209e-05 | 1.5061e-05 | 1.1998e-05 | 1.2698e-05 | 1.3626e-05 | 1.1361e-05 | 1.6222e-05 | 1.6677e-05 | 1.3096e-05 | 1.1573e-05 | 1.4816e-05 | 1.5426e-05 | 1.4149e-05 | 1.2796e-05 | 1.4002e-05 | 1.1385e-05 | 1.4661e-05 | 1.5038e-05 | 1.7764e-05 | 1.6855e-05 | 1.5879e-05 | 1.2741e-05 | 1.3807e-05 | 1.4769e-05 | 1.4684e-05 | 1.352e-05 | 1.2704e-05 | 1.2702e-05 | 1.147e-05 | 1.1763e-05 | 1.8913e-05 | 1.6433e-05 | 1.6278e-05 | 1.3032e-05 | 1.3213e-05 | 1.1066e-05 | 1.7397e-05 | 1.6807e-05 | 1.2648e-05 | 1.4498e-05 | 1.1767e-05 | 1.6319e-05 | 1.1282e-05 | 1.4634e-05 | 1.6138e-05 | 9.6275e-06 | 1.5303e-05 | 1.5256e-05 | 1.9528e-05 | 1.2512e-05 | 1.1493e-05 | 1.6005e-05 | 9.8391e-06 | 1.3962e-05 | 1.2648e-05 | 1.5244e-05 | 1.5084e-05 | 1.3175e-05 | 1.222e-05 | 1.3095e-05 | 1.2259e-05 | 1.0772e-05 | 1.273e-05 | 1.1733e-05 | 1.3463e-05 | 1.6076e-05 | 1.453e-05 | 1.2515e-05 | 1.6889e-05 | 1.3072e-05 | 1.3909e-05 | 1.9734e-05 | 1.5749e-05 | 1.3924e-05 | 1.3611e-05 | 1.4863e-05 | 1.5624e-05 | 1.2887e-05 | 1.1341e-05 | 1.1666e-05 | 1.4904e-05 | 1.243e-05 | 1.3565e-05 | 1.414e-05 | 1.5201e-05 | 1.1714e-05 | 1.5389e-05 | 1.4127e-05 | 1.523e-05 | 1.1006e-05 | 1.7241e-05 | 1.2963e-05 | 1.5341e-05 | 1.3354e-05 | 1.3756e-05 | 1.4881e-05 | 1.2712e-05 | 1.1814e-05 | 1.6435e-05 | 1.3072e-05 | 9.9648e-06 | 1.2874e-05 | 1.5311e-05 | 1.4472e-05 | 1.5493e-05 | 1.5385e-05 | 1.7265e-05 | 1.2878e-05 | 1.9055e-05 | 1.1578e-05 | 1.4106e-05 | 1.1471e-05 | 1.7051e-05 | 1.2387e-05 | 1.1051e-05 | 1.4095e-05 | 1.4424e-05 | 1.5689e-05 | 1.506e-05 | 1.7071e-05 | 1.4228e-05 | 1.0176e-05 | 1.0632e-05 | 1.6134e-05 | 1.3575e-05 | 1.4716e-05 | 1.8961e-05 | 1.4982e-05 | 1.1506e-05 | 1.263e-05 | 1.3533e-05 | 1.5336e-05 | 2.0233e-05 | 1.4391e-05 | 1.3095e-05 | 1.3667e-05 | 1.4432e-05 | 1.5277e-05 | 1.9345e-05 | 1.3436e-05 | 1.5007e-05 | 1.4973e-05 | 1.0902e-05 | 1.4907e-05 | 1.359e-05 | 1.448e-05 | 1.4329e-05 | 1.601e-05 | 1.2016e-05 | 1.358e-05 | 1.144e-05 | 1.5097e-05 | 1.4861e-05 | 1.602e-05 | 1.2498e-05 | 1.3317e-05 | 1.2099e-05 | 1.2172e-05 | 1.4313e-05 | 1.2231e-05 | 1.4787e-05 | 1.4174e-05 | 1.2632e-05 | 1.7518e-05 | 1.6138e-05 | 2.0296e-05 | 1.3151e-05 | 1.2196e-05 | 1.4768e-05 | 1.3953e-05 | 1.5993e-05 | 1.5731e-05 | 1.5078e-05 | 1.2849e-05 | 1.6694e-05 | 1.3901e-05 | 1.853e-05 | 1.4551e-05 | 1.7813e-05 | 1.7929e-05 | 1.3446e-05 | 1.1354e-05 | 1.4835e-05 | 1.4372e-05 | 1.7932e-05 | 1.1049e-05 | 1.2881e-05 | 1.4556e-05 | 9.5726e-06 | 1.1772e-05 | 1.6079e-05 | 1.398e-05 | 1.6933e-05 | 1.1704e-05 | 9.6304e-06 | 1.5193e-05 | 1.3635e-05 | 1.0885e-05 | 1.173e-05 | 1.2805e-05 | 1.5454e-05 | 1.5429e-05 | 1.235e-05 | 1.7369e-05 | 1.2569e-05 | 9.1701e-06 | 1.5397e-05 | 1.2425e-05 | 1.4791e-05 | 1.3936e-05 | 1.7086e-05 | 1.7351e-05 | 1.3817e-05 | 1.0742e-05 | 1.0963e-05 | 1.0144e-05 | 1.6979e-05 | 1.7646e-05 | 1.3018e-05 | 1.4938e-05 | 1.3211e-05 | 1.122e-05 | 1.3121e-05 | 1.6603e-05 | 1.4818e-05 | 1.2016e-05 | 1.2271e-05 | 1.3925e-05 | 1.3529e-05 | 1.7079e-05 | 1.4227e-05 | 1.6954e-05 | 1.6884e-05 | 1.2889e-05 | 1.4843e-05 | 1.2718e-05 | 1.5446e-05 | 1.4035e-05 | 1.0927e-05 | 1.6493e-05 | 1.3828e-05 | 1.858e-05 | 1.2594e-05 | 1.2765e-05 | 1.4308e-05 | 1.2307e-05 | 1.3863e-05 | 1.5163e-05 | 1.2485e-05 | 2.2136e-05 | 1.6519e-05 | 1.2883e-05 | 1.0641e-05 | 9.7133e-06 | 1.4292e-05 | 1.4606e-05 | 1.7961e-05 | 1.2318e-05 | 1.6056e-05 | 1.5269e-05 | 1.1988e-05 | 1.5221e-05 | 1.6799e-05 | 1.4907e-05 | 9.7723e-06 | 1.5976e-05 | 1.0653e-05 | 1.1673e-05 | 1.1939e-05 | 1.5824e-05 | 1.7465e-05 | 1.4416e-05 | 1.0479e-05 | 1.1669e-05 | 1.4395e-05 | 1.6556e-05 | 1.2116e-05 | 1.402e-05 | 1.6219e-05 | 1.5007e-05 | 1.3176e-05 | 1.5086e-05 | 1.5071e-05 | 1.6159e-05 | 1.2811e-05 | 1.345e-05 | 1.6197e-05 | 1.6408e-05 | 1.4557e-05 | 1.4953e-05 | 1.3457e-05 | 1.8922e-05 | 1.2949e-05 | 1.5533e-05 | 1.2904e-05 | 1.2741e-05 | 1.6603e-05 | 1.312e-05 | 1.8578e-05 | 1.6683e-05 | 1.4858e-05 | 1.5082e-05 | 1.3739e-05 | 1.7195e-05 | 1.2196e-05 | 1.4228e-05 | 1.5711e-05 | 1.3578e-05 | 1.3887e-05 | 1.0438e-05 | 1.3437e-05 | 1.431e-05 | 1.1197e-05 | 1.4326e-05 | 1.3813e-05 | 1.5844e-05 | 1.095e-05 | 1.5238e-05 | 1.3089e-05 | 1.3264e-05 | 1.4472e-05 | 1.6332e-05 | 1.1597e-05 | 1.2017e-05 | 1.6896e-05 | 1.1891e-05 | 1.6104e-05 | 1.4848e-05 | 1.5512e-05 | 1.4795e-05 | 1.1156e-05 | 1.189e-05 | 1.7072e-05 | 1.6141e-05 | 1.6587e-05 | 1.6314e-05 | 1.205e-05 | 1.5638e-05 | 1.2108e-05 | 1.472e-05 | 1.6231e-05 | 1.3083e-05 | 1.3201e-05 | 1.6485e-05 | 1.2506e-05 | 1.8128e-05 | 1.2707e-05 | 1.5028e-05 | 1.2999e-05 | 1.3534e-05 | 1.2656e-05 | 1.1e-05 | 1.7632e-05 | 1.9061e-05 | 1.1768e-05 | 1.6413e-05 | 1.9159e-05 | 1.1873e-05 | 1.3165e-05 | 1.5545e-05 | 1.0941e-05 | 1.8422e-05 | 1.5883e-05 | 1.3785e-05 | 1.5031e-05 | 1.1845e-05 | 1.3094e-05 | 1.843e-05 | 1.1956e-05 | 1.6201e-05 | 1.2506e-05 | 1.2694e-05 | 1.4447e-05 | 1.438e-05 | 1.5053e-05 | 1.4614e-05 | 1.313e-05 | 1.1122e-05 | 1.256e-05 | 1.0204e-05 | 1.274e-05 | 1.2314e-05 | 1.4307e-05 | 1.2239e-05 | 1.243e-05 | 1.1376e-05 | 1.5173e-05 | 1.4097e-05 | 1.3328e-05 | 1.4777e-05 | 1.6098e-05 | 1.0766e-05 | 1.6206e-05 | 1.1089e-05 | 1.3862e-05 | 1.2536e-05 | 1.7063e-05 | 1.438e-05 | 1.0725e-05 | 1.6172e-05 | 1.0103e-05 | 1.2944e-05 | 1.4153e-05 | 1.4106e-05 | 1.5044e-05 | 1.4469e-05 | 1.2968e-05 | 1.717e-05 | 1.6999e-05 | 1.4532e-05 | 1.8901e-05 | 1.348e-05 | 1.4603e-05 | 1.2217e-05 | 1.798e-05 | 1.2843e-05 | 1.355e-05 | 1.149e-05 | 1.2706e-05 | 1.6605e-05 | 1.4905e-05 | 1.4323e-05 | 1.5402e-05 | 1.0721e-05 | 1.1753e-05 | 1.2848e-05 | 1.1724e-05 | 1.0681e-05 | 1.5679e-05 | 1.4268e-05 | 1.4668e-05 | 1.4818e-05 | 1.9522e-05 | 1.654e-05 | 1.2235e-05 | 1.6266e-05 | 1.1876e-05 | 1.5417e-05 | 1.202e-05 | 1.4653e-05 | 1.4048e-05 | 1.7564e-05 | 1.4169e-05 | 1.8286e-05 | 1.3863e-05 | 1.7033e-05 | 1.459e-05 | 1.4682e-05 | 1.2858e-05 | 1.265e-05 | 1.3829e-05 | 1.0264e-05 | 1.4247e-05 | 1.5679e-05 | 1.448e-05 | 1.7469e-05 | 1.3865e-05 | 1.4448e-05 | 1.2094e-05 | 1.6645e-05 | 1.1599e-05 | 1.2039e-05 | 1.3989e-05 | 1.3029e-05 | 1.2312e-05 | 1.2881e-05 | 1.3079e-05 | 1.2048e-05 | 1.4667e-05 | 1.0376e-05 | 1.0549e-05 | 1.6508e-05 | 1.2544e-05 | 1.6229e-05 | 1.4568e-05 | 1.0919e-05 | 1.3552e-05 | 1.5571e-05 | 1.5061e-05 | 1.2252e-05 | 1.8332e-05 | 1.2292e-05 | 1.6027e-05 | 1.5734e-05 | 1.6997e-05 | 1.5737e-05 | 1.1928e-05 | 1.3179e-05 | 1.2827e-05 | 1.4387e-05 | 1.1131e-05 | 1.6554e-05 | 1.1515e-05 | 1.0918e-05 | 1.1681e-05 | 1.3128e-05 | 1.4517e-05 | 1.3486e-05 | 1.7204e-05 | 1.5164e-05 | 1.2041e-05 | 1.5018e-05 | 1.1412e-05 | 1.3601e-05 | 1.9247e-05 | 1.2409e-05 | 1.5913e-05 | 1.4528e-05 | 1.5565e-05 | 1.0536e-05 | 1.2522e-05 | 1.3944e-05 | 1.0931e-05 | 1.7204e-05 | 1.4315e-05 | 1.3779e-05 | 1.601e-05 | 1.6241e-05 | 1.1351e-05 | 1.4228e-05 | 1.5482e-05 | 1.3249e-05 | 1.6355e-05 | 1.7856e-05 | 1.37e-05 | 1.681e-05 | 1.8141e-05 | 1.1769e-05 | 1.3156e-05 | 1.1926e-05 | 1.6511e-05 | 1.1423e-05 | 1.6116e-05 | 1.8743e-05 | 1.1669e-05 | 1.6637e-05 | 1.1548e-05 | 1.1075e-05 | 1.0368e-05 | 1.1234e-05 | 1.3968e-05 | 1.2945e-05 | 1.4265e-05 | 1.3027e-05 | 1.361e-05 | 1.1751e-05 | 1.5842e-05 | 1.088e-05 | 1.2477e-05 | 1.3757e-05 | 1.4582e-05 | 1.1183e-05 | 1.4535e-05 | 1.3315e-05 | 1.6844e-05 | 1.3103e-05 | 1.6352e-05 | 1.1725e-05 | 1.2805e-05 | 1.1944e-05 | 1.4191e-05 | 1.4289e-05 | 1.1633e-05 | 1.4366e-05 | 1.1966e-05 | 1.4233e-05 | 1.5278e-05 | 1.2611e-05 | 1.1229e-05 | 1.2083e-05 | 1.56e-05 | 1.1628e-05 | 1.2175e-05 | 1.1137e-05 | 1.7084e-05 | 1.1873e-05 | 1.1895e-05 | 1.5403e-05 | 1.5679e-05 | 1.2908e-05 | 1.3017e-05 | 1.5386e-05 | 1.4164e-05 | 1.1767e-05 | 1.5483e-05 | 1.7331e-05 | 1.7346e-05 | 1.2376e-05 | 1.3056e-05 | 1.4175e-05 | 1.3239e-05 | 1.3401e-05 | 1.1737e-05 | 1.2658e-05 | 1.5245e-05 | 1.832e-05 | 1.219e-05 | 1.3818e-05 | 9.2866e-06 | 1.7678e-05 | 1.2747e-05 | 1.0989e-05 | 1.5574e-05 | 1.1167e-05 | 1.1407e-05 | 1.3969e-05 | 1.4624e-05 | 1.0267e-05 | 1.7342e-05 | 1.458e-05 | 1.2119e-05 | 1.5354e-05 | 1.5144e-05 | 1.3973e-05 | 1.4187e-05 | 1.1896e-05 | 1.5605e-05 | 1.4431e-05 | 1.7223e-05 | 1.5201e-05 | 1.3843e-05 | 1.8043e-05 | 1.3497e-05 | 1.5262e-05 | 1.7825e-05 | 1.3867e-05 | 1.3234e-05 | 1.1381e-05 | 1.2634e-05 | 1.2011e-05 | 1.3274e-05 | 1.6854e-05 | 1.1794e-05 | 1.7216e-05 | 1.031e-05 | 1.425e-05 | 1.6995e-05 | 1.364e-05 | 1.0639e-05 | 1.6449e-05 | 1.4983e-05 | 1.1538e-05 | 1.2828e-05 | 1.667e-05 | 1.5375e-05 | 1.0736e-05 | 1.3787e-05 | 1.5021e-05 | 1.5878e-05 | 9.6515e-06 | 1.4219e-05 | 1.1018e-05 | 1.5276e-05 | 1.1659e-05 | 1.7447e-05 | 1.4053e-05 | 1.3126e-05 | 1.5259e-05 | 1.2496e-05 | 1.5029e-05 | 1.2736e-05 | 1.0217e-05 | 1.2298e-05 | 1.5345e-05 | 1.4041e-05 | 1.3364e-05 | 1.5234e-05 | 1.3565e-05 | 1.2961e-05 | 1.7174e-05 | 1.1629e-05 | 1.5995e-05 | 1.8607e-05 | 1.3483e-05 | 1.5556e-05 | 1.3014e-05 | 1.1031e-05 | 1.5291e-05 | 1.7369e-05 | 1.2742e-05 | 1.4944e-05 | 1.2435e-05 | 1.1521e-05 | 1.279e-05 | 1.1662e-05 | 1.6932e-05 | 1.123e-05 | 1.6405e-05 | 1.7352e-05 | 1.4224e-05 | 1.3423e-05 | 1.6301e-05 | 2.1548e-05 | 1.476e-05 | 1.3871e-05 | 1.196e-05 | 1.4969e-05 | 1.1421e-05 | 1.6394e-05 | 1.7363e-05 | 1.3375e-05 | 1.3792e-05 | 1.7845e-05 | 1.7136e-05 | 1.3491e-05 | 1.4665e-05 | 1.3452e-05 | 1.0578e-05 | 1.0866e-05 | 1.1309e-05 | 1.3494e-05 | 1.3265e-05 | 1.7661e-05 | 1.5326e-05 | 1.2329e-05 | 1.2599e-05 | 1.3152e-05 | 1.555e-05 | 1.5706e-05 | 1.3936e-05 | 1.2565e-05 | 1.0463e-05 | 1.1548e-05 | 1.6248e-05 | 1.4029e-05 | 1.2253e-05 | 1.1837e-05 | 9.8243e-06 | 1.2417e-05 | 1.56e-05 | 1.343e-05 | 1.3397e-05 | 1.2428e-05 | 1.4001e-05 | 1.4356e-05 | 1.3502e-05 | 1.19e-05 | 1.4205e-05 | 1.3249e-05 | 1.5833e-05 | 1.4201e-05 | 1.8871e-05 | 1.6627e-05 | 1.6679e-05 | 1.5103e-05 | 1.3868e-05 | 1.1244e-05 | 1.2228e-05 | 1.6509e-05 | 1.4938e-05 | 1.2708e-05 | 1.338e-05 | 1.0694e-05 | 1.3435e-05 | 1.4753e-05 | 1.4784e-05 | 1.7184e-05 | 1.5916e-05 | 1.5741e-05 | 1.2549e-05 | 1.0746e-05 | 1.3562e-05 | 1.4067e-05 | 1.21e-05 | 1.2506e-05 | 1.5303e-05 | 1.3731e-05 | 1.6155e-05 | 9.3179e-06 | 1.3953e-05 | 1.4127e-05 | 1.7079e-05 | 1.478e-05 | 1.672e-05 | 1.071e-05 | 1.3825e-05 | 1.1615e-05 | 1.3382e-05 | 1.2405e-05 | 1.234e-05 | 1.6542e-05 | 1.2902e-05 | 9.253e-06 | 1.4754e-05 | 1.0898e-05 | 1.0466e-05 | 1.0629e-05 | 1.8198e-05 | 1.0537e-05 | 1.2366e-05 | 1.728e-05 | 1.8356e-05 | 1.1406e-05 | 1.5269e-05 | 1.3053e-05 | 1.3748e-05 | 1.2514e-05 | 1.3968e-05 | 1.6381e-05 | 1.6263e-05 | 1.7319e-05 | 1.822e-05 | 1.4614e-05 | 1.3475e-05 | 1.3703e-05 | 1.3843e-05 | 1.6962e-05 | 1.565e-05 | 1.1674e-05 | 1.4674e-05 | 1.1349e-05 | 1.4236e-05 | 1.8408e-05 | 1.7691e-05 | 1.4765e-05 | 1.215e-05 | 1.2292e-05 | 1.3344e-05 | 1.2543e-05 | 1.2903e-05 | 1.4177e-05 | 1.4634e-05 | 1.5588e-05 | 1.4845e-05 | 9.167e-06 | 1.5677e-05 | 1.1957e-05 | 1.643e-05 | 1.511e-05 | 1.5128e-05 | 1.9257e-05 | 1.6892e-05 | 1.2122e-05 | 1.3609e-05 | 1.591e-05 | 1.5321e-05 | 1.4762e-05 | 1.2979e-05 | 1.883e-05 | 1.2023e-05 | 1.2517e-05 | 1.565e-05 | 1.3232e-05 | 1.4842e-05 | 1.2448e-05 | 1.6087e-05 | 1.2602e-05 | 1.0974e-05 | 1.2921e-05 | 1.4296e-05 | 1.2362e-05 | 1.1295e-05 | 1.4072e-05 | 1.5875e-05 | 1.3012e-05 | 1.4503e-05 | 1.1103e-05 | 1.4231e-05 | 1.5581e-05 | 1.4815e-05 | 1.4319e-05 | 1.5534e-05 | 1.7419e-05 | 1.4243e-05 | 1.4745e-05 | 1.2372e-05 | 1.5165e-05 | 1.0724e-05 | 1.2301e-05 | 1.5684e-05 | 1.3835e-05 | 1.1876e-05 | 1.0861e-05 | 1.6024e-05 | 1.2268e-05 | 1.4638e-05 | 1.6333e-05 | 1.6143e-05 | 1.1238e-05 | 1.2803e-05 | 1.3848e-05 | 1.0984e-05 | 1.3083e-05 | 1.3446e-05 | 1.4161e-05 | 1.4269e-05 | 1.0941e-05 | 1.4929e-05 | 1.5519e-05 | 1.5733e-05 | 1.3229e-05 | 1.2015e-05 | 1.4382e-05 | 1.0275e-05 | 1.3684e-05 | 1.3654e-05 | 1.7186e-05 | 1.3117e-05 | 1.269e-05 | 1.6708e-05 | 1.1698e-05 | 1.4358e-05 | 1.7288e-05 | 1.5007e-05 | 1.7954e-05 | 1.2833e-05 | 1.1624e-05 | 1.603e-05 | 1.481e-05 | 1.1276e-05 | 1.3186e-05 | 1.6912e-05 | 1.2169e-05 | 1.5671e-05 | 1.7097e-05 | 1.0553e-05 | 1.239e-05 | 1.7374e-05 | 1.1205e-05 | 1.1897e-05 | 1.3214e-05 | 1.3961e-05 | 1.0638e-05 | 1.6536e-05 | 1.3061e-05 | 1.2364e-05 | 1.4224e-05 | 1.1155e-05 | 1.2561e-05 | 1.6141e-05 | 1.609e-05 | 1.1943e-05 | 9.8855e-06 | 1.5162e-05 | 1.2174e-05 | 1.7325e-05 | 1.8261e-05 | 1.4417e-05 | 1.4229e-05 | 1.3458e-05 | 1.3204e-05 | 1.6872e-05 | 1.57e-05 | 1.5765e-05 | 1.4158e-05 | 1.3941e-05 | 1.6926e-05 | 1.4219e-05 | 1.4695e-05 | 1.1015e-05 | 1.5658e-05 | 1.3886e-05 | 1.5259e-05 | 1.4291e-05 | 1.2271e-05 | 1.2994e-05 | 1.857e-05 | 1.157e-05 | 1.466e-05 | 1.4181e-05 | 1.6693e-05 | 1.2404e-05 | 1.3801e-05 | 1.3158e-05 | 1.5237e-05 | 1.7136e-05 | 1.6013e-05 | 1.5808e-05 | 1.4099e-05 | 1.1122e-05 | 1.3418e-05 | 1.0903e-05 | 1.1704e-05 | 1.3307e-05 | 1.3546e-05 | 1.5199e-05 | 1.1501e-05 | 1.6028e-05 | 1.3769e-05 | 1.0839e-05 | 1.3325e-05 | 1.5514e-05 | 1.6285e-05 | 1.0223e-05 | 1.6287e-05 | 1.801e-05 | 9.1907e-06 | 1.213e-05 | 1.1083e-05 | 1.9222e-05 | 1.5908e-05 | 1.09e-05 | 1.496e-05 | 1.5429e-05 | 1.0229e-05 | 1.344e-05 | 1.2025e-05 | 1.6588e-05 | 1.3382e-05 | 1.4354e-05 | 1.3096e-05 | 1.2923e-05 | 1.5108e-05 | 1.1611e-05 | 9.7505e-06 | 1.6992e-05 | 1.238e-05 | 1.3166e-05 | 1.464e-05 | 1.3431e-05 | 1.2172e-05 | 1.6316e-05 | 1.3739e-05 | 1.2068e-05 | 1.0766e-05 | 1.2854e-05 | 1.32e-05 | 1.5658e-05 | 1.3891e-05 | 1.08e-05 | 1.4639e-05 | 1.3986e-05 | 1.5853e-05 | 1.5741e-05 | 1.7282e-05 | 1.2076e-05 | 9.2542e-06 | 1.9891e-05 | 1.2891e-05 | 1.3687e-05 | 1.3436e-05 | 1.3252e-05 | 1.1845e-05 | 1.2939e-05 | 1.5206e-05 | 1.2619e-05 | 1.3097e-05 | 1.3538e-05 | 1.3202e-05 | 1.6805e-05 | 1.4829e-05 | 1.186e-05 | 1.3586e-05 | 1.4638e-05 | 1.2124e-05 | 1.2333e-05 | 1.5742e-05 | 1.2961e-05 | 1.323e-05 | 1.5857e-05 | 1.3258e-05 | 1.2635e-05 | 1.236e-05 | 1.2401e-05 | 1.2199e-05 | 1.1496e-05 | 1.5949e-05 | 1.4333e-05 | 1.4558e-05 | 1.2978e-05 | 1.3326e-05 | 1.3666e-05 | 1.4267e-05 | 1.8263e-05 | 1.0392e-05 | 1.5042e-05 | 1.2344e-05 | 1.706e-05 | 1.3421e-05 | 1.8318e-05 | 1.1902e-05 | 1.2284e-05 | 1.353e-05 | 1.1361e-05 | 1.4791e-05 | 1.3489e-05 | 1.4637e-05 | 1.4858e-05 | 1.6544e-05 | 1.4384e-05 | 1.6514e-05 | 1.5106e-05 | 1.2218e-05 | 1.1696e-05 | 1.2319e-05 | 1.7281e-05 | 1.3209e-05 | 1.2124e-05 | 1.515e-05 | 1.5055e-05 | 1.6557e-05 | 1.3097e-05 | 1.3819e-05 | 1.4464e-05 | 1.3084e-05 | 1.5295e-05 | 1.1383e-05 | 1.0333e-05 | 1.5284e-05 | 1.4333e-05 | 1.1897e-05 | 1.6423e-05 | 1.3812e-05 | 1.9895e-05 | 1.5786e-05 | 1.2054e-05 | 1.8318e-05 | 1.4096e-05 | 1.8058e-05 | 1.0745e-05 | 1.4411e-05 | 1.6139e-05 | 1.4802e-05 | 1.8995e-05 | 1.4145e-05 | 1.0335e-05 | 1.0739e-05 | 1.3458e-05 | 1.7166e-05 | 1.3584e-05 | 1.2861e-05 | 1.4942e-05 | 1.4035e-05 | 1.4649e-05 | 1.6333e-05 | 1.4761e-05 | 1.5479e-05 | 1.7385e-05 | 1.1505e-05 | 1.2541e-05 | 1.5304e-05 | 1.1965e-05 | 1.5336e-05 | 1.4324e-05 | 1.3486e-05 | 1.0927e-05 | 1.559e-05 | 1.5261e-05 | 1.6346e-05 | 1.3076e-05 | 1.1837e-05 | 1.576e-05 | 1.0781e-05 | 1.506e-05 | 1.5025e-05 | 1.2899e-05 | 1.7023e-05 | 1.428e-05 | 1.3752e-05 | 1.9367e-05 | 1.5882e-05 | 1.6051e-05 | 1.2905e-05 | 1.5253e-05 | 1.5957e-05 | 1.2909e-05 | 1.487e-05 | 1.1999e-05 | 1.6366e-05 | 1.2105e-05 | 1.6479e-05 | 1.3275e-05 | 1.2545e-05 | 1.1678e-05 | 1.8461e-05 | 1.0371e-05 | 1.324e-05 | 1.1678e-05 | 1.7694e-05 | 1.1894e-05 | 8.8882e-06 | 1.1789e-05 | 1.1988e-05 | 1.6447e-05 | 1.5251e-05 | 9.9057e-06 | 1.2784e-05 | 1.3217e-05 | 1.8687e-05 | 1.5602e-05 | 1.1068e-05 | 1.5524e-05 | 1.6575e-05 | 1.2426e-05 | 1.2676e-05 | 1.516e-05 | 1.805e-05 | 1.1839e-05 | 1.4091e-05 | 1.4152e-05 | 1.0497e-05 | 1.7422e-05 | 1.5437e-05 | 1.485e-05 | 1.6001e-05 | 1.4606e-05 | 1.3049e-05 | 1.4707e-05 | 1.4919e-05 | 1.1967e-05 | 1.1865e-05 | 1.41e-05 | 1.2482e-05 | 1.1866e-05 | 1.5432e-05 | 1.2313e-05 | 1.2704e-05 | 1.3351e-05 | 1.0265e-05 | 1.1357e-05 | 1.6558e-05 | 1.8513e-05 | 1.6013e-05 | 1.4635e-05 | 1.1072e-05 | 1.2769e-05 | 1.2903e-05 | 1.2609e-05 | 1.3852e-05 | 1.1734e-05 | 1.1258e-05 | 1.3992e-05 | 1.3788e-05 | 1.4526e-05 | 1.3407e-05 | 9.2936e-06 | 1.4086e-05 | 1.5467e-05 | 1.3059e-05 | 1.3519e-05 | 1.4986e-05 | 1.4854e-05 | 1.5546e-05 | 1.6389e-05 | 1.0689e-05 | 1.2513e-05 | 1.6545e-05 | 1.713e-05 | 1.5761e-05 | 1.2975e-05 | 1.3686e-05 | 1.7025e-05 | 1.2194e-05 | 1.5644e-05 | 1.4645e-05 | 1.202e-05 | 1.205e-05 | 1.5662e-05 | 1.4753e-05 | 1.5567e-05 | 1.3465e-05 | 1.7711e-05 | 1.0837e-05 | 1.3313e-05 | 1.4341e-05 | 1.1068e-05 | 1.5662e-05 | 1.1806e-05 | 1.2103e-05 | 1.4513e-05 | 1.1765e-05 | 1.2498e-05 | 1.4982e-05 | 1.5398e-05 | 1.3277e-05 | 1.4104e-05 | 1.4952e-05 | 1.4293e-05 | 1.3545e-05 | 1.5034e-05 | 1.1215e-05 | 1.3563e-05 | 9.6995e-06 | 1.7132e-05 | 1.3207e-05 | 1.4172e-05 | 1.7604e-05 | 1.4054e-05 | 1.7659e-05 | 1.6266e-05 | 1.0721e-05 | 1.2458e-05 | 1.3411e-05 | 1.6927e-05 | 1.6166e-05 | 1.2256e-05 | 1.1502e-05 | 1.6933e-05 | 1.2998e-05 | 1.4956e-05 | 1.4744e-05 | 1.3538e-05 | 1.2984e-05 | 1.4815e-05 | 1.1302e-05 | 1.5503e-05 | 1.4618e-05 | 1.3919e-05 | 1.2628e-05 | 1.2218e-05 | 1.1688e-05 | 1.3807e-05 | 1.7115e-05 | 1.3886e-05 | 1.8032e-05 | 1.6901e-05 | 1.1661e-05 | 1.6191e-05 | 1.1404e-05 | 1.5733e-05 | 1.4677e-05 | 1.4197e-05 | 1.3892e-05 | 1.4387e-05 | 1.2427e-05 | 1.3554e-05 | 1.3323e-05 | 1.3432e-05 | 1.8242e-05 | 1.2972e-05 | 1.4124e-05 | 1.5404e-05 | 1.5453e-05 | 1.5849e-05 | 1.2727e-05 | 1.1863e-05 | 1.0202e-05 | 1.1934e-05 | 1.0314e-05 | 1.543e-05 | 1.7221e-05 | 1.2879e-05 | 1.401e-05 | 1.441e-05 | 1.6478e-05 | 1.3074e-05 | 1.487e-05 | 1.477e-05 | 1.4193e-05 | 1.7541e-05 | 1.7133e-05 | 1.3053e-05 | 1.6562e-05 | 1.4816e-05 | 1.767e-05 | 1.2358e-05 | 1.9368e-05 | 1.628e-05 | 1.0436e-05 | 1.2847e-05 | 1.1132e-05 | 1.7531e-05 | 1.5339e-05 | 1.0339e-05 | 1.1633e-05 | 1.2167e-05 | 1.5394e-05 | 1.9332e-05 | 1.5705e-05 | 1.7047e-05 | 1.692e-05 | 1.4446e-05 | 1.4143e-05 | 1.1661e-05 | 1.5666e-05 | 1.5564e-05 | 1.2394e-05 | 1.2979e-05 | 1.4608e-05 | 1.3818e-05 | 1.4814e-05 | 1.7954e-05 | 1.4819e-05 | 1.3148e-05 | 1.2346e-05 | 1.633e-05 | 1.7054e-05 | 1.2843e-05 | 1.3167e-05 | 1.3336e-05 | 1.5829e-05 | 1.2683e-05 | 1.327e-05 | 1.467e-05 | 1.7145e-05 | 1.2523e-05 | 1.5662e-05 | 1.2533e-05 | 1.5707e-05 | 1.3295e-05 | 1.1257e-05 | 1.6406e-05 | 1.5171e-05 | 2.0326e-05 | 1.7898e-05 | 1.2645e-05 | 1.2953e-05 | 1.244e-05 | 1.5429e-05 | 1.5419e-05 | 1.1355e-05 | 1.4045e-05 | 1.2339e-05 | 1.4776e-05 | 1.4449e-05 | 1.2731e-05 | 1.3481e-05 | 1.4836e-05 | 1.3756e-05 | 1.3286e-05 | 1.3141e-05 | 1.07e-05 | 1.581e-05 | 1.0061e-05 | 1.3496e-05 | 9.421e-06 | 1.4188e-05 | 1.3584e-05 | 1.4015e-05 | 1.7168e-05 | 1.6346e-05 | 1.3311e-05 | 1.702e-05 | 1.639e-05 | 1.419e-05 | 1.0957e-05 | 1.3968e-05 | 1.1972e-05 | 1.5134e-05 | 1.1608e-05 | 1.2893e-05 | 1.5675e-05 | 1.0127e-05 | 1.1161e-05 | 1.2895e-05 | 1.3007e-05 | 1.4734e-05 | 1.2232e-05 | 1.5062e-05 | 1.5272e-05 | 1.6084e-05 | 1.3535e-05 | 1.2921e-05 | 1.3479e-05 | 1.0793e-05 | 1.4123e-05 | 1.5235e-05 | 1.5017e-05 | 1.4602e-05 | 1.7991e-05 | 1.5606e-05 | 1.4304e-05 | 1.4313e-05 | 1.3542e-05 | 1.2733e-05 | 1.7364e-05 | 1.0874e-05 | 1.1669e-05 | 1.5922e-05 | 1.4502e-05 | 1.1363e-05 | 1.2809e-05 | 1.7525e-05 | 1.2911e-05 | 1.3714e-05 | 1.1977e-05 | 1.8191e-05 | 9.5782e-06 | 1.7452e-05 | 1.4723e-05 | 1.3234e-05 | 1.2953e-05 | 1.2355e-05 | 1.2337e-05 | 1.6929e-05 | 1.3705e-05 | 1.1189e-05 | 1.3732e-05 | 1.1186e-05 | 1.0329e-05 | 1.3488e-05 | 1.412e-05 | 1.6373e-05 | 1.3063e-05 | 1.5609e-05 | 1.3757e-05 | 1.5618e-05 | 1.536e-05 | 1.555e-05 | 1.2114e-05 | 1.6213e-05 | 1.4954e-05 | 1.4942e-05 | 1.4137e-05 | 1.1845e-05 | 1.254e-05 | 1.7047e-05 | 1.4164e-05 | 1.1125e-05 | 1.4832e-05 | 1.2284e-05 | 1.3449e-05 | 1.4159e-05 | 1.8584e-05 | 1.4824e-05 | 1.3594e-05 | 1.0704e-05 | 1.4851e-05 | 1.087e-05 | 1.1305e-05 | 1.7472e-05 | 1.2857e-05 | 1.3043e-05 | 1.1261e-05 | 1.0438e-05 | 1.1148e-05 | 1.4889e-05 | 1.6779e-05 | 1.2123e-05 | 8.771e-06 | 1.6996e-05 | 1.3e-05 | 1.2856e-05 | 1.2937e-05 | 1.6315e-05 | 1.3673e-05 | 1.3821e-05 | 1.8428e-05 | 1.2803e-05 | 1.3775e-05 | 1.7419e-05 | 1.4553e-05 | 1.7009e-05 | 1.5903e-05 | 1.3084e-05 | 1.5934e-05 | 1.5153e-05 | 1.1128e-05 | 1.5985e-05 | 1.2717e-05 | 1.7085e-05 | 1.5503e-05 | 1.5768e-05 | 1.2583e-05 | 1.5958e-05 | 1.8139e-05 | 1.7257e-05 | 1.5494e-05 | 1.1708e-05 | 1.4257e-05 | 1.3299e-05 | 1.6782e-05 | 1.2441e-05 | 1.312e-05 | 1.9583e-05 | 1.6091e-05 | 1.7041e-05 | 1.912e-05 | 1.3261e-05 | 1.3704e-05 | 1.5978e-05 | 1.4491e-05 | 1.3245e-05 | 1.4948e-05 | 1.155e-05 | 1.2884e-05 | 1.68e-05 | 1.329e-05 | 1.536e-05 | 1.2893e-05 | 1.3938e-05 | 1.3353e-05 | 1.3643e-05 | 1.4659e-05 | 1.7854e-05 | 1.6532e-05 | 1.389e-05 | 1.4137e-05 | 1.4444e-05 | 1.2889e-05 | 1.6232e-05 | 1.4971e-05 | 1.7151e-05 | 1.4628e-05 | 1.5536e-05 | 1.1614e-05 | 1.1374e-05 | 1.0564e-05 | 1.2138e-05 | 1.3947e-05 | 1.0466e-05 | 1.306e-05 | 1.2398e-05 | 1.9129e-05 | 1.3102e-05 | 1.1875e-05 | 1.6481e-05 | 1.4097e-05 | 9.6542e-06 | 1.4028e-05 | 1.3928e-05 | 1.0246e-05 | 1.3853e-05 | 1.1729e-05 | 1.2068e-05 | 1.6426e-05 | 1.5491e-05 | 1.2997e-05 | 1.48e-05 | 1.6843e-05 | 1.4717e-05 | 1.5473e-05 | 1.4789e-05 | 1.5072e-05 | 1.3804e-05 | 1.8132e-05 | 1.1471e-05 | 1.6358e-05 | 1.5541e-05 | 1.4213e-05 | 1.3336e-05 | 1.4e-05 | 1.6509e-05 | 1.6837e-05 | 1.582e-05 | 1.4044e-05 | 1.682e-05 | 1.2209e-05 | 1.7674e-05 | 1.2394e-05 | 1.7805e-05 | 1.6601e-05 | 1.4689e-05 | 1.3604e-05 | 1.9862e-05 | 9.3434e-06 | 1.2935e-05 | 1.4782e-05 | 1.4372e-05 | 1.6231e-05 | 1.3147e-05 | 1.4248e-05 | 1.4883e-05 | 1.1266e-05 | 1.8979e-05 | 1.0415e-05 | 1.3331e-05 | 1.1355e-05 | 1.6254e-05 | 1.1011e-05 | 1.6099e-05 | 1.1106e-05 | 1.209e-05 | 1.3505e-05 | 1.6195e-05 | 1.5264e-05 | 1.3359e-05 | 1.67e-05 | 1.6046e-05 | 1.6471e-05 | 1.3468e-05 | 1.208e-05 | 1.0856e-05 | 1.3651e-05 | 1.1599e-05 | 1.5694e-05 | 1.491e-05 | 1.2142e-05 | 1.7972e-05 | 1.1808e-05 | 1.8226e-05 | 1.193e-05 | 1.4077e-05 | 1.5273e-05 | 1.623e-05 | 1.3922e-05 | 1.8085e-05 | 1.1702e-05 | 1.0874e-05 | 1.4529e-05 | 1.6896e-05 | 1.7516e-05 | 1.1853e-05 | 1.5079e-05 | 1.1554e-05 | 1.0834e-05 | 1.1821e-05 | 1.2441e-05 | 1.0882e-05 | 1.3419e-05 | 1.7766e-05 | 1.2597e-05 | 1.3701e-05 | 1.2996e-05 | 1.1999e-05 | 1.4979e-05 | 1.1438e-05 | 1.4237e-05 | 1.4024e-05 | 1.3391e-05 | 1.5907e-05 | 1.5384e-05 | 8.8496e-06 | 1.4942e-05 | 1.3214e-05 | 1.4606e-05 | 1.1741e-05 | 1.8853e-05 | 1.0966e-05 | 1.2493e-05 | 1.7508e-05 | 1.2316e-05 | 1.0801e-05 | 1.562e-05 | 1.2623e-05 | 1.4537e-05 | 1.2369e-05 | 1.5061e-05 | 1.1404e-05 | 1.5203e-05 | 1.5718e-05 | 1.2623e-05 | 1.3224e-05 | 1.4432e-05 | 1.2894e-05 | 1.1429e-05 | 1.9138e-05 | 1.7447e-05 | 1.2197e-05 | 1.2265e-05 | 1.4606e-05 | 1.4816e-05 | 1.4347e-05 | 9.7812e-06 | 1.5902e-05 | 1.237e-05 | 1.6767e-05 | 1.6602e-05 | 1.3027e-05 | 1.3688e-05 | 1.6253e-05 | 1.7358e-05 | 1.2897e-05 | 1.3064e-05 | 1.1896e-05 | 1.3986e-05 | 1.8121e-05 | 1.5901e-05 | 1.4134e-05 | 1.4103e-05 | 1.2783e-05 | 1.0102e-05 | 1.3935e-05 | 1.2903e-05 | 1.514e-05 | 1.3918e-05 | 1.4719e-05 | 1.2784e-05 | 1.2825e-05 | 1.4114e-05 | 1.2614e-05 | 1.2033e-05 | 1.7562e-05 | 1.9003e-05 | 1.6108e-05 | 1.6035e-05 | 1.5859e-05 | 1.3422e-05 | 1.0625e-05 | 1.2041e-05 | 1.6165e-05 | 1.6545e-05 | 1.111e-05 | 1.2476e-05 | 1.4244e-05 | 1.5878e-05 | 1.2574e-05 | 1.5756e-05 | 1.1319e-05 | 1.6659e-05 | 1.6688e-05 | 1.111e-05 | 1.6331e-05 | 1.2167e-05 | 9.9284e-06 | 1.0267e-05 | 1.2207e-05 | 1.573e-05 | 1.6702e-05 | 1.4218e-05 | 1.4086e-05 | 1.2124e-05 | 1.3939e-05 | 1.4715e-05 | 1.1165e-05 | 1.4464e-05 | 1.7717e-05 | 1.2605e-05 | 1.2516e-05 | 1.6592e-05 | 1.228e-05 | 1.432e-05 | 1.5942e-05 | 1.4805e-05 | 1.5786e-05 | 1.2386e-05 | 1.46e-05 | 1.5754e-05 | 2.1206e-05 | 1.1263e-05 | 1.0937e-05 | 1.389e-05 | 1.4112e-05 | 1.3804e-05 | 1.0662e-05 | 1.2059e-05 | 1.8555e-05 | 1.4827e-05 | 1.3349e-05 | 1.3135e-05 | 1.5744e-05 | 1.2988e-05 | 1.725e-05 | 1.5096e-05 | 1.1628e-05 | 9.8377e-06 | 1.5417e-05 | 1.5446e-05 | 1.414e-05 | 1.0113e-05 | 1.4102e-05 | 1.5537e-05 | 1.4127e-05 | 1.65e-05 | 9.5402e-06 | 1.4966e-05 | 1.2635e-05 | 2.024e-05 | 1.4795e-05 | 1.2061e-05 | 1.3027e-05 | 1.707e-05 | 1.0504e-05 | 1.2191e-05 | 1.2362e-05 | 1.7814e-05 | 1.3961e-05 | 1.4862e-05 | 1.5431e-05 | 1.8345e-05 | 1.7241e-05 | 1.5284e-05 | 1.071e-05 | 1.6393e-05 | 1.4111e-05 | 1.5446e-05 | 1.2451e-05 | 1.6401e-05 | 1.6357e-05 | 1.3979e-05 | 1.0206e-05 | 1.3885e-05 | 1.1873e-05 | 1.4468e-05 | 1.4546e-05 | 1.4176e-05 | 1.834e-05 | 1.5483e-05 | 1.403e-05 | 1.3282e-05 | 1.7075e-05 | 1.363e-05 | 1.2347e-05 | 1.3267e-05 | 1.8115e-05 | 1.5265e-05 | 1.2028e-05 | 1.5687e-05 | 1.5998e-05 | 1.3329e-05 | 1.2003e-05 | 1.2046e-05 | 1.2901e-05 | 1.4094e-05 | 1.0911e-05 | 1.388e-05 | 1.2604e-05 | 1.2381e-05 | 1.6897e-05 | 1.4779e-05 | 1.2022e-05 | 1.3097e-05 | 1.2956e-05 | 9.9827e-06 | 1.1592e-05 | 1.3387e-05 | 1.5342e-05 | 1.4061e-05 | 1.2509e-05 | 1.313e-05 | 1.4922e-05 | 1.2463e-05 | 1.6368e-05 | 1.6441e-05 | 1.7515e-05 | 1.4563e-05 | 1.507e-05 | 1.4102e-05 | 1.4804e-05 | 1.4589e-05 | 1.2193e-05 | 1.5112e-05 | 1.91e-05 | 1.0691e-05 | 1.6145e-05 | 1.3825e-05 | 1.3783e-05 | 1.2532e-05 | 1.3346e-05 | 1.5748e-05 | 9.4401e-06 | 1.6138e-05 | 1.4028e-05 | 1.136e-05 | 1.1346e-05 | 1.4627e-05 | 1.2741e-05 | 1.429e-05 | 1.3046e-05 | 1.841e-05 | 1.1344e-05 | 1.4865e-05 | 1.3551e-05 | 1.6598e-05 | 1.1775e-05 | 1.2115e-05 | 1.2484e-05 | 1.5123e-05 | 1.6483e-05 | 1.0587e-05 | 1.5314e-05 | 1.5486e-05 | 1.3848e-05 | 1.5627e-05 | 1.2825e-05 | 1.4314e-05 | 1.2069e-05 | 1.3718e-05 | 1.4295e-05 | 1.3611e-05 | 1.2814e-05 | 1.3263e-05 | 1.2782e-05 | 1.1858e-05 | 1.4761e-05 | 1.2411e-05 | 1.0158e-05 | 1.2543e-05 | 1.6352e-05 | 1.5252e-05 | 1.4692e-05 | 1.1055e-05 | 1.0593e-05 | 1.6758e-05 | 1.2165e-05 | 1.481e-05 | 1.6438e-05 | 1.7342e-05 | 1.4406e-05 | 1.4281e-05 | 1.7614e-05 | 1.3399e-05 | 1.3077e-05 | 1.2807e-05 | 1.3589e-05 | 1.675e-05 | 1.244e-05 | 1.4887e-05 | 1.0778e-05 | 1.5039e-05 | 1.5445e-05 | 1.6331e-05 | 1.1089e-05 | 1.6312e-05 | 1.4792e-05 | 1.2082e-05 | 1.728e-05 | 1.5694e-05 | 1.3283e-05 | 1.18e-05 | 1.4664e-05 | 1.6045e-05 | 1.8787e-05 | 1.5831e-05 | 1.3554e-05 | 1.0607e-05 | 1.1517e-05 | 1.4179e-05 | 1.4715e-05 | 1.2974e-05 | 1.029e-05 | 1.4492e-05 | 1.4914e-05 | 1.1386e-05 | 1.1709e-05 | 1.3159e-05 | 1.295e-05 | 1.1997e-05 | 1.9301e-05 | 1.4753e-05 | 1.3736e-05 | 1.1126e-05 | 1.1558e-05 | 1.5266e-05 | 1.128e-05 | 1.1334e-05 | 1.5608e-05 | 1.2661e-05 | 1.0236e-05 | 1.1008e-05 | 1.61e-05 | 1.3591e-05 | 1.2079e-05 | 1.12e-05 | 1.2804e-05 | 1.4454e-05 | 1.2486e-05 | 1.1278e-05 | 1.6144e-05 | 1.3933e-05 | 1.1919e-05 | 1.626e-05 | 1.1411e-05 | 1.312e-05 | 1.159e-05 | 1.0475e-05 | 1.7316e-05 | 1.2719e-05 | 1.2604e-05 | 1.4715e-05 | 1.7824e-05 | 1.3337e-05 | 1.4805e-05 | 1.3357e-05 | 1.7398e-05 | 1.4668e-05 | 1.4123e-05 | 1.3663e-05 | 1.2278e-05 | 1.6136e-05 | 1.2988e-05 | 1.1686e-05 | 1.5743e-05 | 1.6383e-05 | 1.4699e-05 | 1.4435e-05 | 1.3449e-05 | 1.3543e-05 | 1.3809e-05 | 1.09e-05 | 1.2602e-05 | 1.3825e-05 | 1.6836e-05 | 1.1243e-05 | 1.1251e-05 | 1.3955e-05 | 1.5119e-05 | 1.302e-05 | 2.0425e-05 | 1.2302e-05 | 1.292e-05 | 1.5491e-05 | 1.5311e-05 | 1.7092e-05 | 1.4466e-05 | 1.3442e-05 | 1.6513e-05 | 1.3052e-05 | 1.2836e-05 | 1.4531e-05 | 1.3523e-05 | 1.2785e-05 | 1.4323e-05 | 1.2794e-05 | 1.4845e-05 | 1.1665e-05 | 1.3717e-05 | 1.3038e-05 | 1.2514e-05 | 1.4082e-05 | 1.2849e-05 | 1.4178e-05 | 1.5463e-05 | 1.1607e-05 | 1.6014e-05 | 1.0479e-05 | 1.7274e-05 | 1.5109e-05 | 1.3566e-05 | 9.4852e-06 | 1.4374e-05 | 1.7714e-05 | 1.5052e-05 | 9.4511e-06 | 1.2831e-05 | 1.0448e-05 | 1.8412e-05 | 1.2809e-05 | 1.3388e-05 | 1.5928e-05 | 1.0037e-05 | 1.6624e-05 | 1.2147e-05 | 1.3618e-05 | 9.6017e-06 | 1.4402e-05 | 1.4966e-05 | 9.6368e-06 | 1.2342e-05 | 1.0595e-05 | 1.6816e-05 | 1.6929e-05 | 9.322e-06 | 1.3443e-05 | 1.4641e-05 | 1.492e-05 | 1.0874e-05 | 1.1396e-05 | 1.2764e-05 | 1.3419e-05 | 1.5704e-05 | 1.244e-05 | 1.6742e-05 | 1.4544e-05 | 1.524e-05 | 1.2819e-05 | 1.326e-05 | 1.5358e-05 | 1.3051e-05 | 1.6054e-05 | 1.3958e-05 | 1.4737e-05 | 1.199e-05 | 1.0967e-05 | 1.4557e-05 | 1.316e-05 | 1.5533e-05 | 1.2823e-05 | 1.6679e-05 | 1.4782e-05 | 1.2294e-05 | 1.4226e-05 | 1.5003e-05 | 1.5871e-05 | 1.3667e-05 | 1.6382e-05 | 1.1582e-05 | 1.4875e-05 | 1.3448e-05 | 1.4031e-05 | 1.2275e-05 | 1.5723e-05 | 1.794e-05 | 1.5866e-05 | 1.2915e-05 | 1.4686e-05 | 1.4008e-05 | 1.2015e-05 | 1.1874e-05 | 9.9901e-06 | 1.5364e-05 | 1.7125e-05 | 1.2689e-05 | 1.5291e-05 | 1.6976e-05 | 1.5726e-05 | 1.5988e-05 | 1.6472e-05 | 1.5898e-05 | 1.5512e-05 | 1.1883e-05 | 1.1294e-05 | 1.9151e-05 | 1.5473e-05 | 1.1475e-05 | 1.6553e-05 | 1.7156e-05 | 1.3986e-05 | 1.5113e-05 | 1.5931e-05 | 1.3681e-05 | 1.1931e-05 | 1.6028e-05 | 1.5051e-05 | 1.4825e-05 | 1.927e-05 | 1.6195e-05 | 1.7704e-05 | 1.3037e-05 | 1.5152e-05 | 1.5063e-05 | 1.3716e-05 | 1.1865e-05 | 1.5798e-05 | 1.3015e-05 | 1.6621e-05 | 1.2301e-05 | 1.1542e-05 | 1.1403e-05 | 1.6759e-05 | 1.6189e-05 | 1.5999e-05 | 9.9895e-06 | 1.4679e-05 | 1.5186e-05 | 1.6254e-05 | 1.0561e-05 | 1.4181e-05 | 1.4327e-05 | 1.1838e-05 | 1.7235e-05 | 1.3702e-05 | 1.7788e-05 | 1.7573e-05 | 1.6187e-05 | 1.7111e-05 | 1.4169e-05 | 1.475e-05 | 1.553e-05 | 9.8012e-06 | 1.1623e-05 | 1.33e-05 | 1.324e-05 | 1.5515e-05 | 1.9924e-05 | 1.0496e-05 | 1.838e-05 | 1.5982e-05 | 1.0435e-05 | 1.3708e-05 | 1.1806e-05 | 1.5981e-05 | 1.4166e-05 | 1.3086e-05 | 1.5112e-05 | 1.4098e-05 | 1.1494e-05 | 1.6958e-05 | 1.6856e-05 | 1.3161e-05 | 1.3798e-05 | 1.5698e-05 | 1.4017e-05 | 1.2846e-05 | 1.2133e-05 | 1.4739e-05 | 1.1881e-05 | 1.292e-05 | 1.3262e-05 | 1.4517e-05 | 1.4299e-05 | 1.2839e-05 | 1.2973e-05 | 1.6975e-05 | 1.3808e-05 | 1.1618e-05 | 1.311e-05 | 1.3511e-05 | 1.6925e-05 | 1.459e-05 | 1.1739e-05 | 1.4962e-05 | 1.3337e-05 | 1.367e-05 | 1.5224e-05 | 1.4361e-05 | 1.2768e-05 | 1.4896e-05 | 1.7089e-05 | 1.3117e-05 | 1.6193e-05 | 1.6696e-05 | 1.5707e-05 | 1.5157e-05 | 1.2328e-05 | 1.3401e-05 | 1.2172e-05 | 1.5362e-05 | 1.5143e-05 | 1.1624e-05 | 1.4798e-05 | 1.6068e-05 | 1.3166e-05 | 1.6914e-05 | 1.5225e-05 | 1.3645e-05 | 1.2129e-05 | 1.9756e-05 | 1.5219e-05 | 1.6685e-05 | 1.8305e-05 | 1.2617e-05 | 1.4626e-05 | 1.3431e-05 | 1.6777e-05 | 1.6532e-05 | 1.1684e-05 | 1.3528e-05 | 1.3594e-05 | 1.3766e-05 | 1.2132e-05 | 1.659e-05 | 1.5018e-05 | 1.5002e-05 | 1.2242e-05 | 1.4625e-05 | 1.3827e-05 | 1.1368e-05 | 1.0162e-05 | 1.2406e-05 | 1.7166e-05 | 1.3479e-05 | 1.461e-05 | 1.5536e-05 | 1.45e-05 | 1.3385e-05 | 1.315e-05 | 1.7916e-05 | 1.1942e-05 | 1.3957e-05 | 1.3733e-05 | 1.5562e-05 | 2.0048e-05 | 1.5542e-05 | 1.4723e-05 | 1.5393e-05 | 1.0129e-05 | 1.003e-05 | 1.0656e-05 | 1.7383e-05 | 1.1782e-05 | 1.4718e-05 | 1.0408e-05 | 1.435e-05 | 1.6443e-05 | 1.4314e-05 | 1.1889e-05 | 1.5128e-05 | 1.2241e-05 | 1.4312e-05 | 1.2908e-05 | 1.7183e-05 | 1.7917e-05 | 1.3599e-05 | 1.2403e-05 | 1.4539e-05 | 1.8315e-05 | 1.395e-05 | 1.6245e-05 | 1.2761e-05 | 1.2588e-05 | 1.5319e-05 | 1.1754e-05 | 1.3425e-05 | 1.2895e-05 | 1.4234e-05 | 1.4941e-05 | 1.1963e-05 | 1.4975e-05 | 2.0086e-05 | 1.3374e-05 | 1.1225e-05 | 1.5899e-05 | 1.4656e-05 | 1.174e-05 | 1.6874e-05 | 1.5339e-05 | 1.2457e-05 | 1.739e-05 | 1.246e-05 | 1.1884e-05 | 1.0347e-05 | 1.6762e-05 | 1.4961e-05 | 1.2696e-05 | 1.5842e-05 | 1.5848e-05 | 9.426e-06 | 1.6053e-05 | 1.2068e-05 | 1.2217e-05 | 1.3398e-05 | 1.3912e-05 | 1.4971e-05 | 1.3304e-05 | 1.5182e-05 | 1.2451e-05 | 1.4224e-05 | 1.5816e-05 | 1.3669e-05 | 1.3336e-05 | 1.3295e-05 | 1.4722e-05 | 1.5938e-05 | 1.2842e-05 | 1.4153e-05 | 1.3276e-05 | 1.4588e-05 | 1.864e-05 | 1.1114e-05 | 1.4472e-05 | 1.6233e-05 | 1.3989e-05 | 1.1776e-05 | 1.0722e-05 | 1.6159e-05 | 1.6345e-05 | 1.6127e-05 | 1.1994e-05 | 1.178e-05 | 1.3633e-05 | 1.1753e-05 | 1.184e-05 | 1.3631e-05 | 1.3981e-05 | 9.3749e-06 | 1.1808e-05 | 1.0593e-05 | 1.588e-05 | 1.3231e-05 | 1.605e-05 | 1.1917e-05 | 1.2919e-05 | 1.5747e-05 | 1.3627e-05 | 1.4656e-05 | 1.5177e-05 | 1.3829e-05 | 1.2556e-05 | 1.4111e-05 | 1.4523e-05 | 1.6832e-05 | 1.1916e-05 | 1.5537e-05 | 1.2428e-05 | 1.2611e-05 | 1.2029e-05 | 1.4178e-05 | 1.2378e-05 | 1.5772e-05 | 1.1993e-05 | 1.4317e-05 | 1.3093e-05 | 1.946e-05 | 1.4307e-05 | 1.784e-05 | 1.1593e-05 | 1.2594e-05 | 1.1828e-05 | 1.2989e-05 | 1.3792e-05 | 1.2451e-05 | 1.5506e-05 | 1.218e-05 | 1.7868e-05 | 1.1589e-05 | 1.2608e-05 | 1.4449e-05 | 1.1947e-05 | 1.5323e-05 | 1.0061e-05 | 1.6582e-05 | 1.559e-05 | 1.4424e-05 | 1.4572e-05 | 1.4986e-05 | 1.2256e-05 | 1.2138e-05 | 1.3728e-05 | 1.8071e-05 | 1.2337e-05 | 1.2387e-05 | 1.5438e-05 | 1.3263e-05 | 1.3264e-05 | 1.3036e-05 | 1.5637e-05 | 1.542e-05 | 1.2823e-05 | 1.2769e-05 | 1.5721e-05 | 1.2009e-05 | 9.5657e-06 | 1.0516e-05 | 1.1004e-05 | 1.6462e-05 | 1.3069e-05 | 1.7791e-05 | 1.7226e-05 | 1.4381e-05 | 1.3688e-05 | 1.3977e-05 | 1.403e-05 | 1.0249e-05 | 1.3327e-05 | 1.1455e-05 | 1.8084e-05 | 1.3712e-05 | 1.7687e-05 | 1.0677e-05 | 1.0973e-05 | 1.1148e-05 | 1.4083e-05 | 1.517e-05 | 1.9193e-05 | 1.4501e-05 | 1.4187e-05 | 1.3247e-05 | 1.6208e-05 | 1.3415e-05 | 1.7865e-05 | 1.5265e-05 | 1.3324e-05 | 1.5557e-05 | 1.5936e-05 | 1.8202e-05 | 1.2506e-05 | 1.7329e-05 | 1.3115e-05 | 1.1258e-05 | 1.0854e-05 | 1.8149e-05 | 1.3367e-05 | 1.2798e-05 | 1.579e-05 | 1.18e-05 | 1.3982e-05 | 1.4807e-05 | 1.2875e-05 | 1.3813e-05 | 1.2756e-05 | 1.3958e-05 | 1.2241e-05 | 1.3837e-05 | 1.2249e-05 | 1.1174e-05 | 1.0993e-05 | 1.436e-05 | 1.1232e-05 | 1.5437e-05 | 1.2977e-05 | 1.1298e-05 | 1.7325e-05 | 1.0559e-05 | 1.2891e-05 | 1.1086e-05 | 1.3874e-05 | 1.3439e-05 | 1.6766e-05 | 1.6623e-05 | 1.2491e-05 | 9.9177e-06 | 1.2597e-05 | 1.4643e-05 | 1.3706e-05 | 1.4549e-05 | 1.2608e-05 | 1.645e-05 | 9.8213e-06 | 1.4847e-05 | 1.5204e-05 | 1.5211e-05 | 1.2026e-05 | 1.5766e-05 | 1.4713e-05 | 1.224e-05 | 1.403e-05 | 1.5455e-05 | 1.0334e-05 | 1.331e-05 | 1.0086e-05 | 1.1574e-05 | 1.247e-05 | 1.7493e-05 | 1.0552e-05 | 1.4229e-05 | 1.2427e-05 | 1.431e-05 | 1.2514e-05 | 1.2124e-05 | 1.2855e-05 | 1.4072e-05 | 1.4013e-05 | 1.3979e-05 | 1.2183e-05 | 1.2376e-05 | 1.4124e-05 | 1.2556e-05 | 1.8825e-05 | 1.6811e-05 | 1.3905e-05 | 1.5493e-05 | 1.3222e-05 | 1.6206e-05 | 1.4862e-05 | 1.3779e-05 | 1.2834e-05 | 1.5593e-05 | 1.5097e-05 | 1.8037e-05 | 1.3192e-05 | 1.0563e-05 | 1.1541e-05 | 1.554e-05 | 1.4543e-05 | 1.6531e-05 | 1.3011e-05 | 1.7527e-05 | 1.3219e-05 | 1.4005e-05 | 1.5305e-05 | 1.483e-05 | 1.3792e-05 | 1.0607e-05 | 1.6413e-05 | 1.6421e-05 | 1.4812e-05 | 1.3933e-05 | 1.4771e-05 | 1.4124e-05 | 1.4109e-05 | 1.7866e-05 | 1.1171e-05 | 1.2333e-05 | 1.4481e-05 | 1.4104e-05 | 1.3921e-05 | 1.5596e-05 | 1.4703e-05 | 1.4648e-05 | 1.4449e-05 | 1.2804e-05 | 1.5031e-05 | 1.3559e-05 | 1.2458e-05 | 1.6632e-05 | 1.3256e-05 | 1.5159e-05 | 1.5912e-05 | 1.1893e-05 | 1.7234e-05 | 1.1931e-05 | 1.4208e-05 | 1.6955e-05 | 1.5669e-05 | 1.0725e-05 | 1.0732e-05 | 1.4361e-05 | 1.5227e-05 | 1.1738e-05 | 1.7906e-05 | 1.2133e-05 | 1.192e-05 | 1.8339e-05 | 1.6313e-05 | 1.2369e-05 | 1.2438e-05 | 1.2059e-05 | 1.8658e-05 | 1.3972e-05 | 1.8159e-05 | 1.2891e-05 | 1.2775e-05 | 1.2416e-05 | 1.5832e-05 | 1.4909e-05 | 1.2508e-05 | 1.6729e-05 | 1.2581e-05 | 1.3199e-05 | 1.0132e-05 | 1.3893e-05 | 1.325e-05 | 1.5665e-05 | 1.6816e-05 | 1.1414e-05 | 1.4693e-05 | 1.7024e-05 | 1.5546e-05 | 1.2158e-05 | 1.3075e-05 | 1.5088e-05 | 1.6913e-05 | 1.4625e-05 | 1.0404e-05 | 1.3396e-05 | 1.2686e-05 | 1.2047e-05 | 1.5495e-05 | 1.3077e-05 | 1.531e-05 | 1.7448e-05 | 1.3362e-05 | 1.58e-05 | 1.2754e-05 | 1.6377e-05 | 1.1748e-05 | 1.8407e-05 | 1.3307e-05 | 1.4108e-05 | 1.4449e-05 | 1.3281e-05 | 1.7103e-05 | 1.3733e-05 | 1.5173e-05 | 1.5504e-05 | 1.2674e-05 | 1.3645e-05 | 1.3063e-05 | 1.4041e-05 | 1.4104e-05 | 1.2584e-05 | 1.3443e-05 | 1.3168e-05 | 1.4663e-05 | 1.2041e-05 | 1.3878e-05 | 1.7971e-05 | 1.4494e-05 | 1.4169e-05 | 1.504e-05 | 1.5582e-05 | 1.2635e-05 | 1.2723e-05 | 1.5927e-05 | 1.0982e-05 | 1.3677e-05 | 1.7186e-05 | 1.6815e-05 | 1.3643e-05 | 1.5969e-05 | 1.3199e-05 | 1.5405e-05 | 1.3031e-05 | 1.9108e-05 | 1.5057e-05 | 1.4056e-05 | 1.9479e-05 | 1.2456e-05 | 1.198e-05 | 1.0652e-05 | 1.6673e-05 | 1.5953e-05 | 1.2977e-05 | 1.789e-05 | 1.193e-05 | 1.4464e-05 | 1.3065e-05 | 1.561e-05 | 1.2977e-05 | 1.1728e-05 | 1.2519e-05 | 1.818e-05 | 1.2057e-05 | 1.0916e-05 | 1.076e-05 | 1.402e-05 | 1.412e-05 | 1.5438e-05 | 1.6854e-05 | 1.778e-05 | 1.8723e-05 | 1.351e-05 | 1.3592e-05 | 1.335e-05 | 1.4855e-05 | 1.1868e-05 | 1.5442e-05 | 1.1829e-05 | 1.6082e-05 | 1.4838e-05 | 2.111e-05 | 1.1377e-05 | 1.1981e-05 | 1.2806e-05 | 1.1217e-05 | 1.2851e-05 | 1.4671e-05 | 1.4679e-05 | 1.6642e-05 | 1.1334e-05 | 2.0103e-05 | 1.4344e-05 | 1.339e-05 | 1.5024e-05 | 1.3164e-05 | 1.598e-05 | 1.2269e-05 | 1.577e-05 | 9.1972e-06 | 1.4777e-05 | 1.0598e-05 | 1.6625e-05 | 1.7669e-05 | 1.1953e-05 | 1.242e-05 | 1.2197e-05 | 1.1859e-05 | 1.4202e-05 | 1.746e-05 | 1.6247e-05 | 1.2429e-05 | 1.7021e-05 | 1.1605e-05 | 1.2513e-05 | 1.0308e-05 | 1.1773e-05 | 1.2445e-05 | 1.2494e-05 | 1.1551e-05 | 1.5923e-05 | 1.0604e-05 | 1.9233e-05 | 1.2348e-05 | 1.2661e-05 | 1.7794e-05 | 1.488e-05 | 1.3261e-05 | 1.1474e-05 | 1.739e-05 | 1.1377e-05 | 1.2125e-05 | 1.5924e-05 | 1.2931e-05 | 1.5591e-05 | 1.2323e-05 | 1.1616e-05 | 1.5995e-05 | 1.3643e-05 | 1.994e-05 | 1.2877e-05 | 1.4162e-05 | 1.403e-05 | 1.7085e-05 | 1.408e-05 | 1.3249e-05 | 1.4662e-05 | 1.6483e-05 | 1.4359e-05 | 1.623e-05 | 1.6714e-05 | 1.1863e-05 | 1.4538e-05 | 1.4368e-05 | 1.3508e-05 | 1.7725e-05 | 1.1535e-05 | 1.4682e-05 | 1.461e-05 | 1.5625e-05 | 1.7126e-05 | 1.6041e-05 | 1.5209e-05 | 1.12e-05 | 9.7652e-06 | 1.7702e-05 | 1.3395e-05 | 1.0325e-05 | 1.4316e-05 | 1.7733e-05 | 1.5204e-05 | 1.4924e-05 | 1.2387e-05 | 1.3505e-05 | 1.4547e-05 | 1.3558e-05 | 1.7319e-05 | 1.472e-05 | 1.8633e-05 | 1.6592e-05 | 1.3016e-05 | 1.5473e-05 | 1.343e-05 | 1.693e-05 | 1.2259e-05 | 1.5962e-05 | 1.3537e-05 | 1.0075e-05 | 1.8397e-05 | 1.5096e-05 | 1.3911e-05 | 1.1279e-05 | 1.3305e-05 | 1.4736e-05 | 1.1506e-05 | 1.5229e-05 | 1.2416e-05 | 1.0746e-05 | 1.1392e-05 | 1.4865e-05 | 1.8582e-05 | 1.1843e-05 | 1.3675e-05 | 1.519e-05 | 1.6924e-05 | 1.239e-05 | 1.7895e-05 | 1.3107e-05 | 1.4387e-05 | 1.3457e-05 | 1.4909e-05 | 1.2345e-05 | 1.9965e-05 | 1.8997e-05 | 1.381e-05 | 1.5214e-05 | 1.0188e-05 | 1.1422e-05 | 1.1549e-05 | 1.7071e-05 | 8.7358e-06 | 1.3429e-05 | 1.636e-05 | 1.6325e-05 | 1.4433e-05 | 1.4597e-05 | 1.5652e-05 | 1.4888e-05 | 1.6677e-05 | 1.4963e-05 | 1.4922e-05 | 1.7278e-05 | 1.6053e-05 | 1.2777e-05 | 1.2612e-05 | 1.1415e-05 | 1.6018e-05 | 1.5208e-05 | 1.5189e-05 | 1.6358e-05 | 1.4031e-05 | 1.1643e-05 | 1.4105e-05 | 1.2542e-05 | 1.2064e-05 | 1.4466e-05 | 1.5534e-05 | 1.4903e-05 | 1.2659e-05 | 1.7043e-05 | 1.5347e-05 | 1.4621e-05 | 1.4085e-05 | 1.7594e-05 | 1.5982e-05 | 1.4111e-05 | 1.0944e-05 | 1.44e-05 | 1.1604e-05 | 1.1525e-05 | 1.2042e-05 | 1.1626e-05 | 1.3726e-05 | 1.037e-05 | 1.4172e-05 | 1.6938e-05 | 1.5008e-05 | 1.3699e-05 | 1.2556e-05 | 1.55e-05 | 1.6722e-05 | 1.2835e-05 | 1.2563e-05 | 1.1626e-05 | 1.2691e-05 | 1.3916e-05 | 1.3769e-05 | 1.793e-05 | 1.1135e-05 | 1.3071e-05 | 1.6403e-05 | 1.1532e-05 | 1.4461e-05 | 1.3058e-05 | 1.3439e-05 | 1.4499e-05 | 1.2754e-05 | 1.4096e-05 | 1.5031e-05 | 1.3908e-05 | 1.0055e-05 | 1.3144e-05 | 1.5724e-05 | 1.3726e-05 | 1.5074e-05 | 1.5549e-05 | 1.7555e-05 | 1.3697e-05 | 1.3662e-05 | 1.6268e-05 | 1.5127e-05 | 1.2338e-05 | 1.4684e-05 | 1.4385e-05 | 1.1149e-05 | 1.222e-05 | 1.4543e-05 | 1.0376e-05 | 1.7359e-05 | 1.5307e-05 | 1.4053e-05 | 1.1396e-05 | 1.5536e-05 | 1.4351e-05 | 1.2053e-05 | 1.7458e-05 | 1.2713e-05 | 1.5359e-05 | 1.3199e-05 | 1.3679e-05 | 1.1311e-05 | 1.4453e-05 | 1.5208e-05 | 1.4331e-05 | 1.2786e-05 | 1.3914e-05 | 1.8141e-05 | 1.5104e-05 | 1.3369e-05 | 1.5423e-05 | 1.0634e-05 | 1.4291e-05 | 1.1516e-05 | 1.3941e-05 | 1.7905e-05 | 1.5508e-05 | 9.1433e-06 | 1.6037e-05 | 1.6417e-05 | 1.1532e-05 | 1.126e-05 | 1.2389e-05 | 1.7204e-05 | 1.2669e-05 | 1.6767e-05 | 1.9081e-05 | 1.216e-05 | 1.249e-05 | 1.6695e-05 | 1.7255e-05 | 1.317e-05 | 1.299e-05 | 1.4619e-05 | 1.4522e-05 | 1.1438e-05 | 1.1347e-05 | 1.8527e-05 | 1.9364e-05 | 1.2183e-05 | 1.5113e-05 | 1.5613e-05 | 1.4218e-05 | 1.642e-05 | 1.3325e-05 | 1.3487e-05 | 1.674e-05 | 1.2264e-05 | 1.2544e-05 | 1.4885e-05 | 1.3675e-05 | 1.3344e-05 | 1.5841e-05 | 1.2717e-05 | 1.4988e-05 | 1.665e-05 | 1.4692e-05 | 1.9399e-05 | 1.6238e-05 | 1.6852e-05 | 1.3182e-05 | 1.6384e-05 | 1.4288e-05 | 1.5481e-05 | 1.4167e-05 | 1.6562e-05 | 1.096e-05 | 1.5563e-05 | 1.7234e-05 | 1.4767e-05 | 1.2627e-05 | 1.3885e-05 | 1.3218e-05 | 1.7046e-05 | 1.4475e-05 | 1.5977e-05 | 1.2793e-05 | 1.7815e-05 | 1.3989e-05 | 1.6506e-05 | 1.8551e-05 | 1.1196e-05 | 1.4256e-05 | 1.1367e-05 | 1.1366e-05 | 1.2622e-05 | 9.7517e-06 | 1.1162e-05 | 1.3641e-05 | 1.1086e-05 | 1.1925e-05 | 1.6543e-05 | 1.4488e-05 | 1.4328e-05 | 1.5648e-05 | 1.1628e-05 | 1.4704e-05 | 1.2144e-05 | 1.7921e-05 | 1.8825e-05 | 1.3761e-05 | 1.2907e-05 | 1.5983e-05 | 1.7917e-05 | 1.4696e-05 | 1.5213e-05 | 1.422e-05 | 1.5274e-05 | 1.8707e-05 | 1.4684e-05 | 1.8281e-05 | 1.1709e-05 | 1.0365e-05 | 1.0124e-05 | 1.2376e-05 | 1.3411e-05 | 1.419e-05 | 1.2628e-05 | 1.1268e-05 | 1.595e-05 | 1.3771e-05 | 1.4093e-05 | 1.3458e-05 | 1.6504e-05 | 1.4924e-05 | 1.5165e-05 | 1.2945e-05 | 1.5048e-05 | 1.5286e-05 | 1.4606e-05 | 1.5672e-05 | 1.2164e-05 | 1.437e-05 | 1.3169e-05 | 1.2323e-05 | 1.1613e-05 | 1.6237e-05 | 1.3519e-05 | 1.3549e-05 | 1.031e-05 | 1.4372e-05 | 1.597e-05 | 1.5616e-05 | 1.7022e-05 | 1.2298e-05 | 1.71e-05 | 1.3198e-05 | 1.4135e-05 | 1.5261e-05 | 1.0113e-05 | 1.566e-05 | 1.3815e-05 | 1.4646e-05 | 1.7241e-05 | 1.5116e-05 | 1.2085e-05 | 1.337e-05 | 1.1623e-05 | 1.353e-05 | 1.4602e-05 | 2.0136e-05 | 1.9716e-05 | 1.5995e-05 | 1.61e-05 | 1.8051e-05 | 1.6072e-05 | 1.4655e-05 | 1.7501e-05 | 1.2375e-05 | 1.2568e-05 | 1.4514e-05 | 1.4786e-05 | 1.3013e-05 | 1.6972e-05 | 1.2117e-05 | 1.1677e-05 | 1.0705e-05 | 1.4764e-05 | 1.8251e-05 | 1.2797e-05 | 1.72e-05 | 1.3293e-05 | 1.5423e-05 | 1.2966e-05 | 1.6486e-05 | 1.3046e-05 | 1.2236e-05 | 1.5006e-05 | 1.4419e-05 | 1.4492e-05 | 1.5915e-05 | 1.2792e-05 | 1.2765e-05 | 8.442e-06 | 1.4878e-05 | 9.5325e-06 | 1.3e-05 | 1.1876e-05 | 1.2957e-05 | 1.5107e-05 | 1.6478e-05 | 1.0653e-05 | 1.9297e-05 | 1.1774e-05 | 1.397e-05 | 1.3438e-05 | 1.3386e-05 | 1.2969e-05 | 1.0753e-05 | 9.5473e-06 | 1.5853e-05 | 1.3704e-05 | 1.428e-05 | 1.7903e-05 | 1.3592e-05 | 1.4456e-05 | 1.9861e-05 | 1.2033e-05 | 1.5334e-05 | 1.3494e-05 | 1.3148e-05 | 1.1048e-05 | 1.6293e-05 | 1.7242e-05 | 1.2031e-05 | 1.5867e-05 | 1.4972e-05 | 9.7322e-06 | 1.1976e-05 | 1.2072e-05 | 1.3451e-05 | 1.2291e-05 | 1.3738e-05 | 1.5754e-05 | 1.3798e-05 | 1.8304e-05 | 1.7523e-05 | 1.0583e-05 | 1.3274e-05 | 1.5805e-05 | 1.2763e-05 | 1.4398e-05 | 1.0532e-05 | 1.5225e-05 | 1.7402e-05 | 1.5132e-05 | 1.6582e-05 | 1.0839e-05 | 1.773e-05 | 1.4205e-05 | 1.5157e-05 | 1.3517e-05 | 1.4119e-05 | 1.1711e-05 | 1.3925e-05 | 1.3746e-05 | 1.1766e-05 | 1.2027e-05 | 1.7695e-05 | 1.7517e-05 | 1.0846e-05 | 1.2502e-05 | 1.2521e-05 | 1.8051e-05 | 1.3566e-05 | 1.3359e-05 | 1.2513e-05 | 1.4609e-05 | 1.0318e-05 | 1.2942e-05 | 1.6389e-05 | 1.1838e-05 | 1.3906e-05 | 1.3217e-05 | 1.6321e-05 | 1.2505e-05 | 1.3935e-05 | 1.2582e-05 | 1.1248e-05 | 1.3529e-05 | 1.5899e-05 | 1.2964e-05 | 1.4979e-05 | 1.2207e-05 | 1.4822e-05 | 1.4904e-05 | 1.1724e-05 | 1.1613e-05 | 1.3414e-05 | 1.8276e-05 | 1.4317e-05 | 1.3199e-05 | 1.2178e-05 | 1.5664e-05 | 1.0893e-05 | 1.6046e-05 | 1.1725e-05 | 1.487e-05 | 1.6716e-05 | 1.7466e-05 | 1.6311e-05 | 1.8264e-05 | 1.2392e-05 | 1.4275e-05 | 1.7893e-05 | 1.0201e-05 | 1.2641e-05 | 1.906e-05 | 1.5755e-05 | 1.1994e-05 | 1.5889e-05 | 1.3056e-05 | 1.2505e-05 | 1.4329e-05 | 1.6102e-05 | 1.2083e-05 | 1.3687e-05 | 1.3804e-05 | 1.3516e-05 | 1.5199e-05 | 1.2614e-05 | 1.775e-05 | 1.2878e-05 | 1.2445e-05 | 1.6702e-05 | 9.6993e-06 | 1.1993e-05 | 1.4461e-05 | 1.2502e-05 | 1.5533e-05 | 1.2224e-05 | 1.2511e-05 | 1.2542e-05 | 1.6218e-05 | 1.1005e-05 | 1.4283e-05 | 1.1136e-05 | 1.4965e-05 | 1.2325e-05 | 1.121e-05 | 1.4445e-05 | 1.3126e-05 | 1.5096e-05 | 1.4287e-05 | 1.4038e-05 | 1.2563e-05 | 1.2649e-05 | 1.3252e-05 | 1.2807e-05 | 1.1661e-05 | 1.5356e-05 | 1.5184e-05 | 1.5058e-05 | 1.7085e-05 | 1.2023e-05 | 1.509e-05 | 1.3996e-05 | 1.446e-05 | 1.459e-05 | 1.5282e-05 | 1.4169e-05 | 1.3156e-05 | 1.3526e-05 | 1.1252e-05 | 1.8541e-05 | 1.4123e-05 | 1.6101e-05 | 1.8416e-05 | 1.2133e-05 | 1.7624e-05 | 1.1547e-05 | 1.7209e-05 | 1.3201e-05 | 1.1832e-05 | 1.6305e-05 | 1.6903e-05 | 1.6409e-05 | 1.3865e-05 | 1.6122e-05 | 1.3754e-05 | 1.3462e-05 | 1.0719e-05 | 1.6546e-05 | 1.204e-05 | 1.4574e-05 | 1.3667e-05 | 1.7106e-05 | 1.377e-05 | 1.2685e-05 | 1.0135e-05 | 1.3509e-05 | 1.8749e-05 | 1.6502e-05 | 1.1343e-05 | 1.7851e-05 | 1.4508e-05 | 1.2608e-05 | 1.1747e-05 | 1.826e-05 | 9.8727e-06 | 1.9151e-05 | 1.6225e-05 | 1.1938e-05 | 1.5563e-05 | 1.4343e-05 | 1.6111e-05 | 1.484e-05 | 1.2602e-05 | 1.7125e-05 | 1.3515e-05 | 1.2181e-05 | 1.6725e-05 | 1.9373e-05 | 1.5839e-05 | 1.7807e-05 | 1.6288e-05 | 1.0196e-05 | 1.7563e-05 | 1.4699e-05 | 1.6562e-05 | 1.4628e-05 | 9.4007e-06 | 1.1509e-05 | 1.3618e-05 | 1.2206e-05 | 1.4282e-05 | 1.5989e-05 | 1.6429e-05 | 1.5444e-05 | 1.367e-05 | 1.6751e-05 | 1.9478e-05 | 1.4086e-05 | 1.5143e-05 | 1.6813e-05 | 1.6999e-05 | 1.6002e-05 | 1.6534e-05 | 1.8351e-05 | 1.2183e-05 | 1.4682e-05 | 1.6555e-05 | 1.4966e-05 | 1.3653e-05 | 1.3813e-05 | 1.1751e-05 | 1.3945e-05 | 1.2617e-05 | 1.5563e-05 | 1.4256e-05 | 1.7247e-05 | 1.5996e-05 | 1.2046e-05 | 1.5117e-05 | 1.3991e-05 | 1.1171e-05 | 1.1977e-05 | 1.4809e-05 | 1.7987e-05 | 1.3612e-05 | 1.8864e-05 | 1.4817e-05 | 1.3585e-05 | 1.5251e-05 | 1.4486e-05 | 1.5576e-05 | 1.4373e-05 | 1.537e-05 | 1.3474e-05 | 1.3277e-05 | 9.5254e-06 | 1.0707e-05 | 1.6235e-05 | 1.2471e-05 | 1.5849e-05 | 1.428e-05 | 1.6718e-05 | 1.661e-05 | 1.2611e-05 | 1.7508e-05 | 1.3963e-05 | 1.6107e-05 | 1.0742e-05 | 1.0659e-05 | 1.2388e-05 | 1.3763e-05 | 1.1966e-05 | 1.0408e-05 | 1.3784e-05 | 1.0792e-05 | 1.0604e-05 | 1.5149e-05 | 1.2644e-05 | 1.0962e-05 | 1.2349e-05 | 1.4851e-05 | 1.7021e-05 | 1.2571e-05 | 1.2545e-05 | 1.6439e-05 | 1.2989e-05 | 1.1148e-05 | 1.3045e-05 | 1.139e-05 | 1.5057e-05 | 1.381e-05 | 1.6942e-05 | 1.3416e-05 | 1.084e-05 | 1.4062e-05 | 1.8147e-05 | 1.2741e-05 | 1.4722e-05 | 1.6563e-05 | 1.3856e-05 | 1.3801e-05 | 1.6745e-05 | 1.7289e-05 | 1.3807e-05 | 1.5106e-05 | 1.3401e-05 | 1.5163e-05 | 1.3315e-05 | 1.1338e-05 | 1.1444e-05 | 1.6345e-05 | 1.2699e-05 | 1.3745e-05 | 1.1382e-05 | 1.1739e-05 | 1.2535e-05 | 1.4912e-05 | 1.7359e-05 | 1.2532e-05 | 1.5968e-05 | 1.178e-05 | 1.352e-05 | 1.0137e-05 | 1.2656e-05 | 1.2533e-05 | 1.2781e-05 | 1.6641e-05 | 1.2963e-05 | 1.7049e-05 | 1.7467e-05 | 1.3394e-05 | 1.6206e-05 | 1.3274e-05 | 1.3899e-05 | 1.723e-05 | 1.4782e-05 | 9.0863e-06 | 1.5879e-05 | 1.3283e-05 | 1.8046e-05 | 1.4305e-05 | 1.6372e-05 | 1.3843e-05 | 1.5816e-05 | 1.4888e-05 | 1.279e-05 | 1.0943e-05 | 1.485e-05 | 1.4008e-05 | 1.5542e-05 | 1.2501e-05 | 1.4461e-05 | 1.5111e-05 | 1.694e-05 | 1.1537e-05 | 1.3306e-05 | 1.3257e-05 | 1.7116e-05 | 1.2261e-05 | 1.6923e-05 | 1.4271e-05 | 1.0037e-05 | 1.1328e-05 | 1.1467e-05 | 1.7379e-05 | 1.4439e-05 | 1.2274e-05 | 1.3219e-05 | 1.2047e-05 | 1.3157e-05 | 1.2288e-05 | 1.1367e-05 | 1.278e-05 | 1.6896e-05 | 1.9214e-05 | 1.2557e-05 | 1.172e-05 | 1.3656e-05 | 1.2815e-05 | 1.256e-05 | 1.7092e-05 | 1.4315e-05 | 1.6078e-05 | 1.2547e-05 | 1.2684e-05 | 1.395e-05 | 1.3633e-05 | 1.5048e-05 | 1.4877e-05 | 1.6955e-05 | 1.4537e-05 | 1.2503e-05 | 1.7174e-05 | 9.8226e-06 | 1.3369e-05 | 1.9053e-05 | 1.6608e-05 | 1.3587e-05 | 2.1549e-05 | 1.2117e-05 | 1.1893e-05 | 1.2201e-05 | 1.5349e-05 | 1.6168e-05 | 1.0894e-05 | 1.7949e-05 | 1.4628e-05 | 1.389e-05 | 1.514e-05 | 1.814e-05 | 1.608e-05 | 1.8842e-05 | 1.4204e-05 | 1.4035e-05 | 1.2358e-05 | 1.2268e-05 | 1.3637e-05 | 1.2286e-05 | 1.3331e-05 | 1.058e-05 | 1.3815e-05 | 1.668e-05 | 1.1458e-05 | 1.7163e-05 | 1.2046e-05 | 1.3795e-05 | 1.5264e-05 | 1.047e-05 | 1.5947e-05 | 1.2255e-05 | 1.5252e-05 | 1.2274e-05 | 1.3158e-05 | 1.4842e-05 | 1.0971e-05 | 1.043e-05 | 1.5239e-05 | 1.2026e-05 | 1.3905e-05 | 1.3297e-05 | 1.1977e-05 | 1.9705e-05 | 1.5246e-05 | 9.9048e-06 | 1.3583e-05 | 1.228e-05 | 8.2108e-06 | 1.3274e-05 | 1.2895e-05 | 1.0714e-05 | 1.5084e-05 | 1.4192e-05 | 1.3461e-05 | 1.2193e-05 | 1.5046e-05 | 1.6872e-05 | 1.0984e-05 | 1.2489e-05 | 1.3244e-05 | 1.7114e-05 | 1.3601e-05 | 1.271e-05 | 1.3861e-05 | 1.1851e-05 | 1.1903e-05 | 1.8467e-05 | 1.619e-05 | 1.6459e-05 | 1.6213e-05 | 1.4192e-05 | 1.4987e-05 | 1.4611e-05 | 1.2781e-05 | 1.6275e-05 | 1.1373e-05 | 1.5909e-05 | 1.1474e-05 | 1.3785e-05 | 1.1568e-05 | 1.2911e-05 | 1.2462e-05 | 1.2661e-05 | 1.4217e-05 | 1.6044e-05 | 1.4964e-05 | 1.2585e-05 | 1.6822e-05 | 1.3071e-05 | 1.3294e-05 | 1.5064e-05 | 1.5257e-05 | 1.5725e-05 | 1.8582e-05 | 1.5847e-05 | 1.2422e-05 | 1.6075e-05 | 1.2097e-05 | 1.5791e-05 | 1.2261e-05 | 1.1924e-05 | 1.6622e-05 | 1.4862e-05 | 1.9895e-05 | 9.21e-06 | 1.6203e-05 | 1.5533e-05 | 1.3452e-05 | 1.3905e-05 | 1.7057e-05 | 1.3888e-05 | 1.2749e-05 | 1.864e-05 | 1.3172e-05 | 2.0611e-05 | 1.5675e-05 | 1.6214e-05 | 1.2775e-05 | 1.305e-05 | 1.2162e-05 | 1.3915e-05 | 1.5093e-05 | 1.666e-05 | 1.3211e-05 | 1.5364e-05 | 1.3529e-05 | 1.8373e-05 | 1.3873e-05 | 1.5164e-05 | 1.7413e-05 | 1.4145e-05 | 1.3175e-05 | 1.7581e-05 | 1.4627e-05 | 1.3974e-05 | 1.3111e-05 | 1.2944e-05 | 1.617e-05 | 1.0385e-05 | 1.8215e-05 | 1.2798e-05 | 1.5211e-05 | 1.014e-05 | 1.4474e-05 | 1.0602e-05 | 1.142e-05 | 1.2352e-05 | 1.3709e-05 | 1.3406e-05 | 1.2472e-05 | 1.2441e-05 | 1.5512e-05 | 1.7459e-05 | 1.3207e-05 | 1.432e-05 | 1.2522e-05 | 1.6649e-05 | 1.6041e-05 | 1.2229e-05 | 9.0341e-06 | 1.5342e-05 | 1.2877e-05 | 1.6305e-05 | 1.8814e-05 | 1.4646e-05 | 1.6824e-05 | 1.5865e-05 | 1.5476e-05 | 1.5126e-05 | 1.1012e-05 | 1.6301e-05 | 1.4793e-05 | 1.263e-05 | 9.7467e-06 | 1.2637e-05 | 1.4374e-05 | 1.6292e-05 | 1.1589e-05 | 1.3682e-05 | 1.8932e-05 | 1.3827e-05 | 1.1769e-05 | 1.3866e-05 | 1.1422e-05 | 1.2342e-05 | 1.1871e-05 | 1.4051e-05 | 1.9725e-05 | 1.6028e-05 | 1.464e-05 | 1.0316e-05 | 1.1213e-05 | 1.2439e-05 | 1.3058e-05 | 1.2156e-05 | 1.3077e-05 | 1.1751e-05 | 1.2729e-05 | 1.5964e-05 | 1.6599e-05 | 1.615e-05 | 1.0387e-05 | 1.8281e-05 | 1.5924e-05 | 1.5222e-05 | 1.5534e-05 | 1.182e-05 | 1.1707e-05 | 9.0269e-06 | 1.2529e-05 | 1.3058e-05 | 1.4181e-05 | 1.4031e-05 | 1.1578e-05 | 1.5797e-05 | 1.6124e-05 | 1.0323e-05 | 1.9403e-05 | 1.3495e-05 | 1.3854e-05 | 1.4682e-05 | 1.6699e-05 | 1.4462e-05 | 1.173e-05 | 1.6584e-05 | 1.2701e-05 | 1.7536e-05 | 1.6733e-05 | 1.0922e-05 | 1.4134e-05 | 1.6444e-05 | 1.1986e-05 | 1.4682e-05 | 1.3671e-05 | 1.2141e-05 | 1.4786e-05 | 1.6747e-05 | 1.703e-05 | 1.2374e-05 | 1.4003e-05 | 1.6733e-05 | 1.4665e-05 | 1.6194e-05 | 1.421e-05 | 1.6343e-05 | 1.4449e-05 | 1.656e-05 | 1.3612e-05 | 1.2449e-05 | 1.9373e-05 | 1.6761e-05 | 1.599e-05 | 1.7093e-05 | 1.383e-05 | 1.1054e-05 | 1.4095e-05 | 1.3992e-05 | 1.403e-05 | 1.6469e-05 | 1.628e-05 | 9.8896e-06 | 1.4547e-05 | 1.645e-05 | 1.2173e-05 | 1.6913e-05 | 1.4701e-05 | 1.5566e-05 | 1.4023e-05 | 1.3768e-05 | 1.793e-05 | 1.1701e-05 | 1.3493e-05 | 1.3169e-05 | 1.5207e-05 | 1.4433e-05 | 1.2593e-05 | 1.1181e-05 | 1.1659e-05 | 1.7746e-05 | 1.5324e-05 | 1.3112e-05 | 1.6387e-05 | 1.3222e-05 | 1.5194e-05 | 1.1571e-05 | 1.2524e-05 | 1.4297e-05 | 1.2222e-05 | 1.6813e-05 | 1.4526e-05 | 1.8707e-05 | 1.313e-05 | 1.2519e-05 | 1.817e-05 | 2.0125e-05 | 9.8863e-06 | 1.3291e-05 | 1.2761e-05 | 1.4453e-05 | 1.316e-05 | 1.4933e-05 | 1.3329e-05 | 1.6095e-05 | 1.0531e-05 | 1.3975e-05 | 1.4441e-05 | 1.3071e-05 | 1.7445e-05 | 1.3154e-05 | 1.173e-05 | 1.3624e-05 | 1.1366e-05 | 1.3582e-05 | 1.5336e-05 | 1.425e-05 | 1.6466e-05 | 1.3048e-05 | 1.6027e-05 | 1.8592e-05 | 1.6537e-05 | 1.0209e-05 | 1.3867e-05 | 1.2314e-05 | 1.6461e-05 | 1.1713e-05 | 1.2349e-05 | 1.2923e-05 | 1.7206e-05 | 1.2676e-05 | 1.7887e-05 | 1.6873e-05 | 1.6473e-05 | 1.7859e-05 | 1.3715e-05 | 1.1102e-05 | 1.3872e-05 | 1.5992e-05 | 1.1786e-05 | 1.7034e-05 | 1.0602e-05 | 1.438e-05 | 1.1958e-05 | 1.4052e-05 | 1.3952e-05 | 1.4288e-05 | 1.634e-05 | 1.8101e-05 | 1.2005e-05 | 1.3407e-05 | 1.5442e-05 | 1.7618e-05 | 1.5697e-05 | 1.548e-05 | 1.6331e-05 | 1.6459e-05 | 1.4181e-05 | 1.4747e-05 | 1.301e-05 | 1.2321e-05 | 1.3874e-05 | 1.2516e-05 | 1.5084e-05 | 1.2718e-05 | 1.7227e-05 | 1.2653e-05 | 1.3503e-05 | 1.3823e-05 | 1.1557e-05 | 1.5654e-05 | 1.421e-05 | 1.2066e-05 | 1.4582e-05 | 1.4946e-05 | 1.6178e-05 | 1.6022e-05 | 1.1045e-05 | 1.5573e-05 | 1.1951e-05 | 1.3149e-05 | 1.5377e-05 | 1.4172e-05 | 1.1752e-05 | 1.7354e-05 | 1.662e-05 | 1.4325e-05 | 1.2608e-05 | 1.4e-05 | 1.2346e-05 | 1.7928e-05 | 1.6928e-05 | 1.5936e-05 | 1.4077e-05 | 1.4602e-05 | 1.3241e-05 | 1.3765e-05 | 1.1627e-05 | 1.3314e-05 | 1.613e-05 | 1.5868e-05 | 1.2249e-05 | 1.0881e-05 | 1.2654e-05 | 1.2359e-05 | 1.7709e-05 | 1.1872e-05 | 1.2474e-05 | 2.0492e-05 | 1.5318e-05 | 1.4924e-05 | 1.2331e-05 | 1.353e-05 | 1.3427e-05 | 1.2919e-05 | 1.3937e-05 | 1.4392e-05 | 1.0546e-05 | 1.4071e-05 | 1.6602e-05 | 1.269e-05 | 1.3334e-05 | 1.5728e-05 | 1.3802e-05 | 1.499e-05 | 1.0907e-05 | 1.5369e-05 | 1.1683e-05 | 1.3517e-05 | 1.4486e-05 | 1.5664e-05 | 1.7419e-05 | 1.2282e-05 | 1.7419e-05 | 1.5782e-05 | 1.3303e-05 | 1.4479e-05 | 1.227e-05 | 1.8796e-05 | 1.4918e-05 | 1.3319e-05 | 1.2357e-05 | 1.4361e-05 | 1.094e-05 | 1.5415e-05 | 1.3873e-05 | 1.6825e-05 | 1.2773e-05 | 1.1566e-05 | 1.1468e-05 | 1.4427e-05 | 1.4676e-05 | 1.5742e-05 | 1.2042e-05 | 1.1723e-05 | 1.1903e-05 | 1.7066e-05 | 1.5726e-05 | 1.4448e-05 | 1.5647e-05 | 1.591e-05 | 1.4897e-05 | 1.2671e-05 | 1.1366e-05 | 1.5791e-05 | 1.6468e-05 | 1.0675e-05 | 1.4172e-05 | 1.2116e-05 | 1.2896e-05 | 1.0451e-05 | 1.1827e-05 | 1.6286e-05 | 1.5567e-05 | 1.6848e-05 | 1.531e-05 | 1.2617e-05 | 1.3484e-05 | 1.2573e-05 | 1.5516e-05 | 1.3412e-05 | 1.7493e-05 | 1.2115e-05 | 1.5453e-05 | 1.4359e-05 | 1.6649e-05 | 9.9353e-06 | 1.6341e-05 | 1.3878e-05 | 1.2952e-05 | 1.4472e-05 | 1.0344e-05 | 1.3248e-05 | 1.7197e-05 | 1.5364e-05 | 1.3709e-05 | 1.6007e-05 | 1.374e-05 | 1.602e-05 | 1.3293e-05 | 1.2667e-05 | 1.4996e-05 | 1.6537e-05 | 1.3977e-05 | 1.0879e-05 | 1.2797e-05 | 1.4953e-05 | 1.1437e-05 | 1.1289e-05 | 1.4799e-05 | 1.4933e-05 | 1.5381e-05 | 1.096e-05 | 1.0977e-05 | 1.6125e-05 | 1.6843e-05 | 9.8824e-06 | 1.2664e-05 | 1.5863e-05 | 9.4887e-06 | 1.4376e-05 | 1.6758e-05 | 1.7304e-05 | 1.4286e-05 | 1.1523e-05 | 1.4544e-05 | 1.1979e-05 | 1.3831e-05 | 1.631e-05 | 1.1802e-05 | 9.5396e-06 | 1.2035e-05 | 1.5874e-05 | 1.5262e-05 | 1.5377e-05 | 1.2271e-05 | 1.341e-05 | 1.5151e-05 | 1.3519e-05 | 1.0262e-05 | 1.398e-05 | 1.129e-05 | 1.3981e-05 | 1.5447e-05 | 1.4559e-05 | 1.7692e-05 | 1.3149e-05 | 1.5738e-05 | 1.8322e-05 | 1.3973e-05 | 1.3717e-05 | 1.4241e-05 | 1.091e-05 | 1.3552e-05 | 1.4921e-05 | 1.6312e-05 | 1.1794e-05 | 1.6495e-05 | 1.5117e-05 | 1.5898e-05 | 1.4114e-05 | 9.558e-06 | 1.4387e-05 | 9.9811e-06 | 1.1776e-05 | 1.3155e-05 | 1.5996e-05 | 1.1799e-05 | 1.8488e-05 | 1.1808e-05 | 1.3639e-05 | 1.1634e-05 | 1.4624e-05 | 9.106e-06 | 1.1582e-05 | 1.3708e-05 | 1.9744e-05 | 1.1347e-05 | 1.4394e-05 | 1.3562e-05 | 1.2836e-05 | 1.7143e-05 | 1.5314e-05 | 1.5864e-05 | 1.2089e-05 | 1.473e-05 | 9.5812e-06 | 1.189e-05 | 1.5752e-05 | 1.7182e-05 | 1.8858e-05 | 1.1298e-05 | 1.106e-05 | 1.5643e-05 | 1.5112e-05 | 1.1434e-05 | 1.2543e-05 | 1.287e-05 | 1.272e-05 | 1.2585e-05 | 1.8069e-05 | 1.446e-05 | 1.44e-05 | 1.0434e-05 | 1.597e-05 | 1.5123e-05 | 1.258e-05 | 1.482e-05 | 1.4875e-05 | 1.236e-05 | 1.3564e-05 | 1.1754e-05 | 1.4077e-05 | 1.3649e-05 | 1.1515e-05 | 1.5776e-05 | 1.591e-05 | 1.2239e-05 | 1.2363e-05 | 1.608e-05 | 1.2917e-05 | 1.5602e-05 | 1.6781e-05 | 1.1894e-05 | 1.4726e-05 | 1.2895e-05 | 1.087e-05 | 1.5855e-05 | 1.6632e-05 | 1.7541e-05 | 1.5176e-05 | 1.7311e-05 | 1.1959e-05 | 1.7649e-05 | 1.908e-05 | 1.6878e-05 | 1.0378e-05 | 1.3046e-05 | 1.916e-05 | 1.337e-05 | 1.423e-05 | 1.484e-05 | 1.2187e-05 | 1.5112e-05 | 1.7654e-05 | 1.2393e-05 | 1.5522e-05 | 1.8059e-05 | 1.5838e-05 | 1.5577e-05 | 1.1805e-05 | 1.4129e-05 | 1.3669e-05 | 1.2195e-05 | 1.2809e-05 | 1.7908e-05 | 1.5269e-05 | 1.2815e-05 | 1.4645e-05 | 1.4442e-05 | 1.3233e-05 | 1.7144e-05 | 1.4195e-05 | 1.675e-05 | 1.0997e-05 | 1.185e-05 | 1.59e-05 | 1.5624e-05 | 1.5947e-05 | 1.1391e-05 | 1.1512e-05 | 1.1212e-05 | 1.7742e-05 | 1.5173e-05 | 1.7013e-05 | 1.4497e-05 | 1.3985e-05 | 1.5152e-05 | 1.5287e-05 | 1.1483e-05 | 1.2749e-05 | 1.4822e-05 | 8.7799e-06 | 1.5331e-05 | 1.6681e-05 | 1.6338e-05 | 1.5028e-05 | 1.7807e-05 | 1.0957e-05 | 1.1821e-05 | 1.7529e-05 | 1.6736e-05 | 1.5304e-05 | 8.8678e-06 | 1.4729e-05 | 1.2905e-05 | 1.4011e-05 | 1.5759e-05 | 1.6153e-05 | 1.1098e-05 | 1.2286e-05 | 1.1814e-05 | 1.4672e-05 | 1.2562e-05 | 1.4199e-05 | 1.699e-05 | 1.2801e-05 | 1.407e-05 | 1.6429e-05 | 1.1827e-05 | 1.4742e-05 | 1.288e-05 | 1.7896e-05 | 1.7073e-05 | 1.3494e-05 | 1.4752e-05 | 1.3974e-05 | 9.8173e-06 | 1.5639e-05 | 1.789e-05 | 1.6792e-05 | 1.7896e-05 | 1.19e-05 | 1.7655e-05 | 1.2344e-05 | 1.8687e-05 | 1.592e-05 | 1.2032e-05 | 1.2817e-05 | 1.0086e-05 | 1.377e-05 | 1.3587e-05 | 1.1217e-05 | 1.706e-05 | 1.5298e-05 | 1.5957e-05 | 1.4752e-05 | 1.5934e-05 | 1.2554e-05 | 1.1223e-05 | 1.8424e-05 | 1.2126e-05 | 1.223e-05 | 1.608e-05 | 1.7016e-05 | 1.903e-05 | 1.7232e-05 | 1.1422e-05 | 1.2947e-05 | 1.0309e-05 | 1.3778e-05 | 1.2729e-05 | 1.5215e-05 | 1.5305e-05 | 1.3521e-05 | 1.5759e-05 | 1.4328e-05 | 1.2572e-05 | 1.3739e-05 | 1.6664e-05 | 1.5778e-05 | 1.3425e-05 | 1.1118e-05 | 1.3365e-05 | 1.2925e-05 | 1.6761e-05 | 1.5904e-05 | 1.0142e-05 | 1.0973e-05 | 1.2838e-05 | 1.4575e-05 | 1.4473e-05 | 1.8922e-05 | 1.204e-05 | 1.742e-05 | 1.2504e-05 | 1.3164e-05 | 1.7209e-05 | 1.7125e-05 | 1.9019e-05 | 1.2312e-05 | 1.9932e-05 | 1.1638e-05 | 1.5452e-05 | 1.347e-05 | 1.6291e-05 | 1.1632e-05 | 1.705e-05 | 1.9687e-05 | 1.5686e-05 | 1.6015e-05 | 1.7201e-05 | 1.3621e-05 | 1.2872e-05 | 1.2291e-05 | 1.2212e-05 | 1.3273e-05 | 1.4501e-05 | 1.3773e-05 | 1.3425e-05 | 1.2833e-05 | 1.4439e-05 | 1.5567e-05 | 1.5621e-05 | 1.499e-05 | 1.3332e-05 | 1.3028e-05 | 1.333e-05 | 1.3853e-05 | 1.4714e-05 | 1.2582e-05 | 1.4317e-05 | 1.4436e-05 | 1.2191e-05 | 1.6961e-05 | 1.6148e-05 | 1.4079e-05 | 1.5648e-05 | 1.499e-05 | 1.1015e-05 | 1.5298e-05 | 1.213e-05 | 1.2774e-05 | 1.2078e-05 | 1.5749e-05 | 1.3935e-05 | 1.4125e-05 | 1.2332e-05 | 1.4155e-05 | 1.4518e-05 | 1.4154e-05 | 1.594e-05 | 1.5333e-05 | 1.3228e-05 | 1.3104e-05 | 1.617e-05 | 1.4991e-05 | 1.3444e-05 | 1.1121e-05 | 1.528e-05 | 1.067e-05 | 1.4621e-05 | 1.6626e-05 | 1.1948e-05 | 1.329e-05 | 1.4401e-05 | 1.6524e-05 | 1.1324e-05 | 1.268e-05 | 1.6683e-05 | 1.3666e-05 | 1.4907e-05 | 1.475e-05 | 9.1876e-06 | 1.185e-05 | 1.44e-05 | 1.2908e-05 | 1.1389e-05 | 1.2399e-05 | 1.7203e-05 | 1.4538e-05 | 1.2792e-05 | 1.4885e-05 | 1.1096e-05 | 1.487e-05 | 1.5313e-05 | 1.0956e-05 | 1.6206e-05 | 1.4066e-05 | 1.4634e-05 | 1.4067e-05 | 1.7839e-05 | 1.3001e-05 | 1.2047e-05 | 1.5118e-05 | 1.5341e-05 | 1.2316e-05 | 1.6108e-05 | 1.3979e-05 | 1.6253e-05 | 1.6884e-05 | 1.3778e-05 | 1.4154e-05 | 1.7132e-05 | 1.0732e-05 | 1.2618e-05 | 1.2551e-05 | 1.8088e-05 | 1.454e-05 | 1.1186e-05 | 1.6581e-05 | 1.3721e-05 | 1.3868e-05 | 1.2405e-05 | 1.3487e-05 | 1.6188e-05 | 1.623e-05 | 1.5732e-05 | 1.6948e-05 | 1.1683e-05 | 1.6129e-05 | 1.5666e-05 | 1.6138e-05 | 1.4813e-05 | 1.4242e-05 | 1.3887e-05 | 1.4961e-05 | 1.6592e-05 | 9.5077e-06 | 1.4844e-05 | 9.8757e-06 | 1.3995e-05 | 1.4696e-05 | 1.4693e-05 | 1.2744e-05 | 1.7837e-05 | 1.3758e-05 | 1.7611e-05 | 1.3239e-05 | 1.5111e-05 | 1.2379e-05 | 1.6007e-05 | 1.8788e-05 | 1.193e-05 | 1.2395e-05 | 1.2666e-05 | 1.8724e-05 | 1.4176e-05 | 1.5497e-05 | 1.63e-05 | 1.5101e-05 | 1.5749e-05 | 1.1562e-05 | 1.5194e-05 | 1.1355e-05 | 1.4281e-05 | 1.4708e-05 | 1.2206e-05 | 1.4923e-05 | 1.2076e-05 | 1.5002e-05 | 1.3907e-05 | 1.4381e-05 | 1.6189e-05 | 1.6563e-05 | 1.2459e-05 | 1.2149e-05 | 1.5426e-05 | 1.411e-05 | 1.7034e-05 | 1.1773e-05 | 1.3082e-05 | 1.1485e-05 | 1.2879e-05 | 1.3195e-05 | 1.5822e-05 | 1.1784e-05 | 1.4012e-05 | 1.4718e-05 | 1.0976e-05 | 1.1047e-05 | 1.478e-05 | 1.1871e-05 | 9.4261e-06 | 1.0858e-05 | 1.5938e-05 | 1.6787e-05 | 1.5992e-05 | 1.5699e-05 | 1.576e-05 | 1.4087e-05 | 1.7981e-05 | 1.8641e-05 | 1.5221e-05 | 1.4955e-05 | 1.6974e-05 | 1.4961e-05 | 1.5319e-05 | 1.3024e-05 | 1.5199e-05 | 1.288e-05 | 1.5078e-05 | 1.2438e-05 | 1.6057e-05 | 1.1439e-05 | 1.5259e-05 | 1.1744e-05 | 1.0757e-05 | 1.4806e-05 | 1.0714e-05 | 1.3455e-05 | 1.2966e-05 | 1.4122e-05 | 1.6784e-05 | 1.7551e-05 | 1.2738e-05 | 1.3772e-05 | 1.1653e-05 | 1.1587e-05 | 1.4502e-05 | 1.3937e-05 | 1.4428e-05 | 1.0809e-05 | 1.6195e-05 | 1.5484e-05 | 1.1515e-05 | 1.4815e-05 | 9.929e-06 | 1.4039e-05 | 1.1853e-05 | 1.2084e-05 | 1.3354e-05 | 1.6163e-05 | 1.4466e-05 | 1.0882e-05 | 1.3246e-05 | 1.2751e-05 | 1.5336e-05 | 1.0698e-05 | 1.6012e-05 | 1.6616e-05 | 1.3511e-05 | 1.519e-05 | 1.3968e-05 | 1.7131e-05 | 1.2486e-05 | 1.4052e-05 | 1.6992e-05 | 1.3066e-05 | 1.633e-05 | 1.6312e-05 | 8.8871e-06 | 1.3782e-05 | 1.5353e-05 | 1.7697e-05 | 8.9751e-06 | 1.2937e-05 | 1.1924e-05 | 1.5587e-05 | 1.7976e-05 | 1.4902e-05 | 1.7614e-05 | 1.1524e-05 | 1.5005e-05 | 1.2584e-05 | 1.2433e-05 | 1.3844e-05 | 1.291e-05 | 1.3811e-05 | 1.5247e-05 | 1.356e-05 | 1.1797e-05 | 1.3689e-05 | 1.9369e-05 | 1.63e-05 | 1.0706e-05 | 1.6206e-05 | 1.4003e-05 | 1.2973e-05 | 1.133e-05 | 1.6525e-05 | 1.285e-05 | 1.5986e-05 | 1.2594e-05 | 1.3841e-05 | 1.5456e-05 | 1.2119e-05 | 1.6611e-05 | 1.3706e-05 | 1.1959e-05 | 1.2398e-05 | 1.491e-05 | 1.0394e-05 | 1.2555e-05 | 1.23e-05 | 1.1535e-05 | 1.5773e-05 | 1.5304e-05 | 1.5493e-05 | 1.174e-05 | 1.3665e-05 | 1.2701e-05 | 1.2634e-05 | 1.2343e-05 | 1.1651e-05 | 1.3137e-05 | 1.0983e-05 | 1.4777e-05 | 1.3592e-05 | 1.6116e-05 | 1.6041e-05 | 1.266e-05 | 1.0617e-05 | 1.594e-05 | 1.3919e-05 | 1.6226e-05 | 1.4546e-05 | 1.2325e-05 | 1.1412e-05 | 1.4819e-05 | 1.3107e-05 | 1.6061e-05 | 1.4073e-05 | 1.7763e-05 | 1.3518e-05 | 1.0979e-05 | 1.6528e-05 | 1.3209e-05 | 1.5756e-05 | 1.4774e-05 | 1.4825e-05 | 1.3468e-05 | 1.2858e-05 | 1.7602e-05 | 1.1337e-05 | 9.3507e-06 | 1.1674e-05 | 1.0486e-05 | 1.2435e-05 | 1.432e-05 | 1.7086e-05 | 1.3976e-05 | 1.2039e-05 | 1.3277e-05 | 1.249e-05 | 1.6111e-05 | 1.2018e-05 | 1.1966e-05 | 1.1647e-05 | 1.0371e-05 | 1.2892e-05 | 1.1366e-05 | 1.8011e-05 | 1.5678e-05 | 1.5887e-05 | 1.092e-05 | 1.4134e-05 | 1.2682e-05 | 1.2158e-05 | 1.807e-05 | 1.1415e-05 | 1.4103e-05 | 1.1041e-05 | 1.7322e-05 | 1.5807e-05 | 1.4341e-05 | 1.3401e-05 | 1.1592e-05 | 1.3781e-05 | 1.4622e-05 | 1.6952e-05 | 1.4074e-05 | 1.197e-05 | 1.5038e-05 | 1.347e-05 | 1.2057e-05 | 1.4055e-05 | 1.0882e-05 | 1.0803e-05 | 1.5266e-05 | 1.6951e-05 | 1.2373e-05 | 1.8486e-05 | 1.4906e-05 | 1.3903e-05 | 1.6051e-05 | 1.2974e-05 | 1.2026e-05 | 1.5458e-05 | 1.2375e-05 | 1.6656e-05 | 1.4005e-05 | 1.0919e-05 | 1.3925e-05 | 1.2128e-05 | 1.2096e-05 | 1.4814e-05 | 1.0839e-05 | 1.2551e-05 | 1.5251e-05 | 1.7073e-05 | 1.6495e-05 | 1.6963e-05 | 1.6176e-05 | 1.6033e-05 | 1.08e-05 | 1.3496e-05 | 1.124e-05 | 1.7802e-05 | 1.398e-05 | 1.4797e-05 | 1.5296e-05 | 1.2073e-05 | 1.7197e-05 | 1.2247e-05 | 1.3605e-05 | 1.2054e-05 | 1.412e-05 | 1.0712e-05 | 1.6734e-05 | 1.3138e-05 | 9.8415e-06 | 1.6157e-05 | 1.2759e-05 | 1.4685e-05 | 1.4578e-05 | 1.8584e-05 | 1.2656e-05 | 1.3209e-05 | 1.0152e-05 | 1.4453e-05 | 1.1425e-05 | 1.5092e-05 | 1.4084e-05 | 1.2109e-05 | 1.2509e-05 | 1.2686e-05 | 1.4232e-05 | 1.5979e-05 | 1.6408e-05 | 1.4283e-05 | 1.4879e-05 | 1.2355e-05 | 1.44e-05 | 1.5238e-05 | 1.8175e-05 | 1.7269e-05 | 1.2251e-05 | 1.2519e-05 | 1.4728e-05 | 1.2851e-05 | 1.4806e-05 | 1.1184e-05 | 1.1167e-05 | 1.7218e-05 | 1.3513e-05 | 1.5907e-05 | 1.0886e-05 | 1.0174e-05 | 1.3307e-05 | 1.7273e-05 | 1.1464e-05 | 1.7804e-05 | 1.0824e-05 | 1.4018e-05 | 1.5137e-05 | 1.4423e-05 | 1.0798e-05 | 1.0682e-05 | 1.1509e-05 | 1.6279e-05 | 1.6199e-05 | 1.7186e-05 | 1.5054e-05 | 1.7087e-05 | 1.2762e-05 | 1.6533e-05 | 1.4961e-05 | 1.267e-05 | 1.5975e-05 | 1.3213e-05 | 1.5883e-05 | 1.6715e-05 | 1.5551e-05 | 1.6374e-05 | 1.313e-05 | 1.1674e-05 | 1.4743e-05 | 1.7502e-05 | 1.8696e-05 | 1.5452e-05 | 1.3817e-05 | 1.158e-05 | 1.1136e-05 | 1.4716e-05 | 1.5389e-05 | 1.6623e-05 | 1.4879e-05 | 1.9693e-05 | 1.4841e-05 | 1.3857e-05 | 1.969e-05 | 1.3302e-05 | 1.4112e-05 | 1.6774e-05 | 1.2783e-05 | 1.6018e-05 | 1.3981e-05 | 1.4781e-05 | 1.2492e-05 | 1.0651e-05 | 1.2796e-05 | 1.007e-05 | 1.305e-05 | 1.1023e-05 | 1.5972e-05 | 1.7481e-05 | 1.2941e-05 | 1.3801e-05 | 1.0371e-05 | 1.3397e-05 | 1.5826e-05 | 1.2793e-05 | 1.6722e-05 | 1.56e-05 | 1.171e-05 | 1.3639e-05 | 1.4044e-05 | 1.9397e-05 | 1.1591e-05 | 1.5751e-05 | 1.1699e-05 | 1.7094e-05 | 1.791e-05 | 1.5088e-05 | 1.1046e-05 | 1.2465e-05 | 1.0528e-05 | 1.2199e-05 | 1.5447e-05 | 1.6583e-05 | 1.063e-05 | 1.1247e-05 | 1.7171e-05 | 1.2761e-05 | 1.2806e-05 | 1.5384e-05 | 1.3225e-05 | 1.4562e-05 | 1.2687e-05 | 1.4157e-05 | 1.5374e-05 | 1.3026e-05 | 1.2292e-05 | 1.4398e-05 | 1.7684e-05 | 1.2931e-05 | 1.2239e-05 | 1.429e-05 | 1.3319e-05 | 1.0638e-05 | 1.764e-05 | 1.2261e-05 | 1.5999e-05 | 1.1978e-05 | 1.2114e-05 | 1.8135e-05 | 1.4876e-05 | 1.6997e-05 | 1.2737e-05 | 1.5997e-05 | 1.3789e-05 | 1.1051e-05 | 1.455e-05 | 1.1833e-05 | 1.1468e-05 | 1.182e-05 | 1.8774e-05 | 1.4969e-05 | 1.2808e-05 | 1.7797e-05 | 1.1948e-05 | 1.743e-05 | 1.4704e-05 | 1.5595e-05 | 1.3332e-05 | 1.9641e-05 | 1.4017e-05 | 1.1411e-05 | 1.2593e-05 | 1.3209e-05 | 1.3232e-05 | 1.3231e-05 | 1.4234e-05 | 1.6323e-05 | 1.4969e-05 | 1.623e-05 | 9.9077e-06 | 1.763e-05 | 1.3654e-05 | 1.8599e-05 | 1.2306e-05 | 1.2564e-05 | 1.5067e-05 | 1.5409e-05 | 1.7048e-05 | 1.2271e-05 | 1.286e-05 | 1.4761e-05 | 1.2994e-05 | 9.6504e-06 | 1.3888e-05 | 1.5309e-05 | 1.3573e-05 | 1.1039e-05 | 1.0657e-05 | 1.4504e-05 | 1.2029e-05 | 1.7311e-05 | 1.4321e-05 | 1.2721e-05 | 1.4421e-05 | 1.5602e-05 | 1.3415e-05 | 1.2333e-05 | 1.245e-05 | 1.2015e-05 | 1.1405e-05 | 1.3248e-05 | 1.574e-05 | 1.195e-05 | 1.5554e-05 | 1.2349e-05 | 1.3292e-05 | 1.0899e-05 | 1.45e-05 | 1.3214e-05 | 1.5935e-05 | 1.6389e-05 | 1.7223e-05 | 1.6951e-05 | 1.6768e-05 | 1.217e-05 | 1.1469e-05 | 1.3274e-05 | 1.6266e-05 | 1.5985e-05 | 1.4848e-05 | 1.0676e-05 | 1.6627e-05 | 1.4086e-05 | 1.2082e-05 | 1.6655e-05 | 1.8435e-05 | 1.5245e-05 | 1.1401e-05 | 1.1689e-05 | 1.4561e-05 | 1.0724e-05 | 1.4137e-05 | 1.2214e-05 | 1.3608e-05 | 1.2254e-05 | 1.675e-05 | 1.2858e-05 | 1.6381e-05 | 9.9613e-06 | 1.554e-05 | 1.1599e-05 | 1.3292e-05 | 1.1396e-05 | 1.6034e-05 | 1.3104e-05 | 1.5276e-05 | 1.5167e-05 | 1.4003e-05 | 1.258e-05 | 1.4698e-05 | 1.2471e-05 | 1.4252e-05 | 1.3582e-05 | 1.4318e-05 | 1.3525e-05 | 1.7817e-05 | 1.7409e-05 | 1.3667e-05 | 1.5766e-05 | 1.0857e-05 | 1.3458e-05 | 2.1539e-05 | 1.0756e-05 | 1.6508e-05 | 1.4226e-05 | 1.3285e-05 | 1.7032e-05 | 1.4998e-05 | 1.2697e-05 | 1.8409e-05 | 1.3954e-05 | 1.6867e-05 | 1.5563e-05 | 1.2528e-05 | 1.8523e-05 | 1.0054e-05 | 1.6827e-05 | 1.3663e-05 | 1.2173e-05 | 1.2536e-05 | 1.5267e-05 | 1.2698e-05 | 1.1003e-05 | 1.3177e-05 | 9.8713e-06 | 1.2102e-05 | 1.6647e-05 | 1.3473e-05 | 1.0804e-05 | 1.8538e-05 | 1.7937e-05 | 1.609e-05 | 1.5913e-05 | 1.2587e-05 | 1.089e-05 | 1.6375e-05 | 1.6372e-05 | 1.237e-05 | 1.1691e-05 | 1.751e-05 | 1.5536e-05 | 1.6193e-05 | 1.2269e-05 | 1.2419e-05 | 1.7534e-05 | 1.4787e-05 | 1.0942e-05 | 1.3691e-05 | 1.5936e-05 | 1.1661e-05 | 1.1593e-05 | 1.3511e-05 | 1.0757e-05 | 1.4118e-05 | 1.2405e-05 | 1.158e-05 | 1.2925e-05 | 1.7995e-05 | 1.6562e-05 | 1.6532e-05 | 1.3326e-05 | 1.5439e-05 | 1.4438e-05 | 1.5614e-05 | 1.1044e-05 | 1.5204e-05 | 1.2577e-05 | 1.2717e-05 | 1.5185e-05 | 1.2796e-05 | 1.359e-05 | 1.1129e-05 | 1.573e-05 | 1.3571e-05 | 1.487e-05 | 1.3472e-05 | 1.2932e-05 | 9.3752e-06 | 9.9e-06 | 1.7057e-05 | 1.1945e-05 | 1.3462e-05 | 1.6927e-05 | 1.4098e-05 | 1.5253e-05 | 1.6878e-05 | 1.8435e-05 | 9.0462e-06 | 1.4385e-05 | 1.2174e-05 | 1.1956e-05 | 1.2259e-05 | 1.2316e-05 | 1.1867e-05 | 1.6267e-05 | 1.8492e-05 | 1.2489e-05 | 1.298e-05 | 1.3215e-05 | 1.4638e-05 | 1.6891e-05 | 1.3259e-05 | 1.4118e-05 | 1.4869e-05 | 1.0186e-05 | 1.6807e-05 | 1.0961e-05 | 1.4035e-05 | 1.8571e-05 | 1.0134e-05 | 1.3904e-05 | 1.6213e-05 | 1.5557e-05 | 1.3912e-05 | 1.6275e-05 | 1.1392e-05 | 1.0199e-05 | 9.8793e-06 | 1.5216e-05 | 1.2396e-05 | 1.2026e-05 | 1.3204e-05 | 1.2133e-05 | 1.32e-05 | 1.3472e-05 | 1.2463e-05 | 1.5063e-05 | 1.4141e-05 | 1.2382e-05 | 1.6363e-05 | 1.3434e-05 | 1.1218e-05 | 1.7291e-05 | 1.4499e-05 | 2.0003e-05 | 1.1998e-05 | 1.3593e-05 | 1.624e-05 | 1.5591e-05 | 1.2237e-05 | 1.462e-05 | 1.7221e-05 | 1.4663e-05 | 1.9051e-05 | 1.3128e-05 | 1.0863e-05 | 1.0917e-05 | 1.3397e-05 | 1.2675e-05 | 1.2197e-05 | 1.8643e-05 | 1.1323e-05 | 1.1192e-05 | 1.3959e-05 | 1.286e-05 | 1.2835e-05 | 1.8048e-05 | 8.5223e-06 | 1.3693e-05 | 1.3871e-05 | 1.3049e-05 | 1.7052e-05 | 1.1557e-05 | 1.6473e-05 | 1.5599e-05 | 1.4303e-05 | 1.8853e-05 | 1.457e-05 | 1.2428e-05 | 1.2497e-05 | 1.6755e-05 | 1.229e-05 | 1.2826e-05 | 1.3296e-05 | 1.4431e-05 | 1.173e-05 | 1.482e-05 | 1.0459e-05 | 1.1258e-05 | 1.5943e-05 | 1.2472e-05 | 1.51e-05 | 1.4904e-05 | 1.2764e-05 | 1.5939e-05 | 1.6364e-05 | 1.5429e-05 | 1.3555e-05 | 1.2487e-05 | 1.2151e-05 | 1.4372e-05 | 1.5991e-05 | 1.463e-05 | 1.606e-05 | 1.6298e-05 | 1.0901e-05 | 1.8992e-05 | 1.4461e-05 | 1.37e-05 | 1.2893e-05 | 1.0298e-05 | 1.4176e-05 | 1.5197e-05 | 1.1558e-05 | 1.1093e-05 | 1.7474e-05 | 1.5697e-05 | 1.3105e-05 | 1.0967e-05 | 1.5612e-05 | 1.2603e-05 | 1.9288e-05 | 1.9505e-05 | 1.3979e-05 | 1.216e-05 | 1.0614e-05 | 1.5253e-05 | 1.3452e-05 | 1.5284e-05 | 1.5114e-05 | 1.2209e-05 | 1.12e-05 | 1.5682e-05 | 1.3129e-05 | 1.174e-05 | 1.5286e-05 | 1.2593e-05 | 1.0308e-05 | 1.6908e-05 | 1.8149e-05 | 1.4569e-05 | 1.6198e-05 | 1.6947e-05 | 1.5219e-05 | 1.3136e-05 | 1.1993e-05 | 1.6624e-05 | 1.6978e-05 | 1.2018e-05 | 1.4551e-05 | 1.3289e-05 | 1.1745e-05 | 1.2451e-05 | 1.238e-05 | 1.1597e-05 | 1.6424e-05 | 1.789e-05 | 1.3693e-05 | 1.5526e-05 | 1.7287e-05 | 1.4428e-05 | 1.3197e-05 | 1.4391e-05 | 1.6558e-05 | 1.515e-05 | 1.232e-05 | 1.7879e-05 | 1.5639e-05 | 1.509e-05 | 1.6896e-05 | 1.2288e-05 | 1.5175e-05 | 1.1729e-05 | 1.2063e-05 | 1.4421e-05 | 1.1883e-05 | 1.5201e-05 | 1.2989e-05 | 1.7247e-05 | 1.5302e-05 | 1.9613e-05 | 1.047e-05 | 1.5051e-05 | 1.2658e-05 | 1.8571e-05 | 1.5881e-05 | 1.3383e-05 | 1.5679e-05 | 1.394e-05 | 1.5103e-05 | 1.669e-05 | 1.051e-05 | 1.3027e-05 | 1.3171e-05 | 1.1647e-05 | 1.1875e-05 | 1.6923e-05 | 1.2224e-05 | 1.5124e-05 | 1.3152e-05 | 1.476e-05 | 1.2275e-05 | 1.6243e-05 | 1.3545e-05 | 1.3688e-05 | 1.0365e-05 | 1.8803e-05 | 1.6111e-05 | 1.5712e-05 | 1.6866e-05 | 1.4042e-05 | 1.113e-05 | 1.2125e-05 | 1.2296e-05 | 1.2622e-05 | 1.2101e-05 | 1.4738e-05 | 1.2895e-05 | 1.6714e-05 | 1.2291e-05 | 1.7774e-05 | 1.6738e-05 | 1.2308e-05 | 1.3696e-05 | 1.1672e-05 | 1.125e-05 | 1.3168e-05 | 1.1887e-05 | 1.8325e-05 | 1.3042e-05 | 1.4334e-05 | 1.772e-05 | 1.6122e-05 | 1.5897e-05 | 1.2831e-05 | 1.3953e-05 | 1.1803e-05 | 1.1879e-05 | 1.7018e-05 | 1.5374e-05 | 1.2981e-05 | 1.1794e-05 | 1.5403e-05 | 1.6258e-05 | 1.4123e-05 | 1.6724e-05 | 1.5327e-05 | 1.232e-05 | 1.7477e-05 | 1.6445e-05 | 1.0944e-05 | 1.2355e-05 | 1.837e-05 | 1.5753e-05 | 1.9024e-05 | 1.7747e-05 | 1.4638e-05 | 1.4689e-05 | 1.7704e-05 | 1.3142e-05 | 1.2203e-05 | 1.2375e-05 | 1.2797e-05 | 1.2265e-05 | 1.6627e-05 | 1.6228e-05 | 1.5187e-05 | 1.5664e-05 | 1.6286e-05 | 1.3569e-05 | 1.5909e-05 | 1.1623e-05 | 1.6333e-05 | 1.2842e-05 | 1.3084e-05 | 1.8302e-05 | 1.2154e-05 | 1.2183e-05 | 1.3752e-05 | 1.6809e-05 | 1.059e-05 | 1.4197e-05 | 1.3443e-05 | 1.3267e-05 | 1.4552e-05 | 1.1498e-05 | 1.3784e-05 | 1.6933e-05 | 1.429e-05 | 1.3966e-05 | 1.6743e-05 | 1.2258e-05 | 1.1578e-05 | 1.2596e-05 | 1.0241e-05 | 1.2362e-05 | 1.5396e-05 | 1.1779e-05 | 1.8579e-05 | 1.1517e-05 | 1.4771e-05 | 1.2182e-05 | 1.5612e-05 | 1.4946e-05 | 1.5348e-05 | 1.2917e-05 | 1.768e-05 | 1.4149e-05 | 1.8943e-05 | 1.265e-05 | 1.6234e-05 | 1.1222e-05 | 1.1133e-05 | 1.3172e-05 | 1.4123e-05 | 1.3709e-05 | 1.5678e-05 | 1.2754e-05 | 1.6103e-05 | 1.8491e-05 | 1.5728e-05 | 1.7659e-05 | 1.3154e-05 | 1.6851e-05 | 1.163e-05 | 1.1959e-05 | 1.2101e-05 | 1.8186e-05 | 1.9618e-05 | 1.2173e-05 | 1.726e-05 | 1.3468e-05 | 1.2701e-05 | 1.3273e-05 | 1.5158e-05 | 1.2956e-05 | 1.5566e-05 | 1.3891e-05 | 1.3033e-05 | 1.4304e-05 | 1.6756e-05 | 1.4328e-05 | 1.2088e-05 | 1.5779e-05 | 1.0321e-05 | 1.4747e-05 | 1.5803e-05 | 1.1495e-05 | 1.568e-05 | 1.0556e-05 | 1.1093e-05 | 1.3848e-05 | 1.6845e-05 | 1.2956e-05 | 1.3804e-05 | 1.4977e-05 | 1.4238e-05 | 1.8059e-05 | 1.3022e-05 | 1.5136e-05 | 1.1839e-05 | 1.3132e-05 | 1.4532e-05 | 1.4162e-05 | 1.234e-05 | 1.2083e-05 | 1.7717e-05 | 1.2826e-05 | 1.7297e-05 | 1.267e-05 | 1.3846e-05 | 1.4204e-05 | 1.1508e-05 | 1.5874e-05 | 1.2962e-05 | 1.4542e-05 | 1.3261e-05 | 1.1724e-05 | 1.8018e-05 | 1.8492e-05 | 1.2199e-05 | 1.6033e-05 | 1.8731e-05 | 1.4543e-05 | 1.3955e-05 | 1.3795e-05 | 1.2225e-05 | 1.5203e-05 | 9.8349e-06 | 1.5281e-05 | 1.4804e-05 | 1.1538e-05 | 1.4491e-05 | 1.7602e-05 | 1.6294e-05 | 1.5695e-05 | 1.3551e-05 | 1.3362e-05 | 1.612e-05 | 1.3481e-05 | 1.3897e-05 | 1.2897e-05 | 1.292e-05 | 1.2934e-05 | 1.2973e-05 | 1.3245e-05 | 1.0875e-05 | 1.2488e-05 | 1.1206e-05 | 1.4624e-05 | 1.6748e-05 | 1.4305e-05 | 1.3219e-05 | 1.2713e-05 | 1.1229e-05 | 1.3758e-05 | 1.1088e-05 | 1.4069e-05 | 1.2027e-05 | 1.4287e-05 | 1.3562e-05 | 1.4272e-05 | 1.4097e-05 | 1.4733e-05 | 1.4671e-05 | 1.6063e-05 | 1.9822e-05 | 1.3216e-05 | 1.2434e-05 | 1.2663e-05 | 1.1331e-05 | 1.503e-05 | 1.3665e-05 | 1.2942e-05 | 1.5297e-05 | 1.5817e-05 | 1.3974e-05 | 1.1515e-05 | 1.568e-05 | 1.2978e-05 | 1.4349e-05 | 1.3624e-05 | 1.1367e-05 | 1.4345e-05 | 1.6098e-05 | 9.6762e-06 | 1.1203e-05 | 1.225e-05 | 1.5244e-05 | 1.5708e-05 | 1.3609e-05 | 1.5915e-05 | 1.5876e-05 | 1.3381e-05 | 1.4989e-05 | 1.7011e-05 | 1.4676e-05 | 1.0421e-05 | 1.2943e-05 | 1.4056e-05 | 1.2791e-05 | 1.2872e-05 | 1.6916e-05 | 1.3868e-05 | 1.5351e-05 | 1.1722e-05 | 1.7192e-05 | 1.4885e-05 | 1.4626e-05 | 1.4022e-05 | 1.675e-05 | 1.7285e-05 | 1.2252e-05 | 1.1111e-05 | 2.2151e-05 | 1.4371e-05 | 1.5845e-05 | 1.3691e-05 | 1.2782e-05 | 1.0104e-05 | 1.2243e-05 | 8.3879e-06 | 1.5352e-05 | 1.161e-05 | 9.4977e-06 | 1.2106e-05 | 1.1286e-05 | 1.1923e-05 | 1.5717e-05 | 1.5488e-05 | 1.4255e-05 | 9.8417e-06 | 1.3847e-05 | 1.3027e-05 | 1.1184e-05 | 1.1431e-05 | 1.2432e-05 | 1.4569e-05 | 1.536e-05 | 1.1524e-05 | 1.3094e-05 | 1.2548e-05 | 1.3246e-05 | 1.1013e-05 | 9.2199e-06 | 1.5424e-05 | 1.3272e-05 | 1.4203e-05 | 1.4215e-05 | 1.2162e-05 | 1.5379e-05 | 1.7516e-05 | 1.0658e-05 | 1.6869e-05 | 1.1386e-05 | 1.7415e-05 | 1.1281e-05 | 1.3764e-05 | 1.023e-05 | 1.4315e-05 | 1.8319e-05 | 1.4008e-05 | 1.2486e-05 | 1.641e-05 | 1.6845e-05 | 1.6513e-05 | 1.7553e-05 | 1.4929e-05 | 1.9932e-05 | 1.2085e-05 | 1.561e-05 | 1.248e-05 | 1.8327e-05 | 1.1152e-05 | 1.2691e-05 | 1.1912e-05 | 1.3659e-05 | 1.3215e-05 | 1.3807e-05 | 1.6073e-05 | 1.4407e-05 | 1.7979e-05 | 1.6128e-05 | 1.5398e-05 | 1.1356e-05 | 1.4955e-05 | 1.1002e-05 | 1.3441e-05 | 1.2354e-05 | 1.2652e-05 | 1.5632e-05 | 1.5695e-05 | 1.3849e-05 | 1.2574e-05 | 1.3205e-05 | 1.0304e-05 | 1.5826e-05 | 1.6799e-05 | 1.5771e-05 | 1.2196e-05 | 1.3019e-05 | 1.5067e-05 | 1.265e-05 | 1.3111e-05 | 1.3164e-05 | 1.056e-05 | 1.3325e-05 | 1.6417e-05 | 1.7394e-05 | 1.3003e-05 | 1.1339e-05 | 1.2972e-05 | 1.5275e-05 | 1.5665e-05 | 1.3314e-05 | 1.1715e-05 | 1.6604e-05 | 1.1099e-05 | 1.3156e-05 | 1.6538e-05 | 1.2909e-05 | 1.6254e-05 | 1.7399e-05 | 1.2116e-05 | 1.2994e-05 | 1.4e-05 | 1.3383e-05 | 1.3639e-05 | 1.7265e-05 | 1.1393e-05 | 1.5243e-05 | 1.4902e-05 | 1.3167e-05 | 1.8187e-05 | 1.8476e-05 | 1.1601e-05 | 1.4882e-05 | 1.471e-05 | 1.3192e-05 | 1.2837e-05 | 1.5897e-05 | 1.3118e-05 | 1.3318e-05 | 1.0913e-05 | 1.1852e-05 | 1.3625e-05 | 1.1913e-05 | 1.5622e-05 | 1.3655e-05 | 1.7191e-05 | 1.4215e-05 | 1.2906e-05 | 1.1997e-05 | 1.4186e-05 | 1.4428e-05 | 1.3596e-05 | 1.0848e-05 | 1.3695e-05 | 1.4148e-05 | 1.5996e-05 | 1.4199e-05 | 1.2251e-05 | 1.7355e-05 | 1.4678e-05 | 1.6301e-05 | 1.0755e-05 | 1.5509e-05 | 1.4836e-05 | 1.4383e-05 | 1.1649e-05 | 1.4559e-05 | 1.3494e-05 | 1.2475e-05 | 1.4622e-05 | 1.6927e-05 | 1.1548e-05 | 1.1902e-05 | 1.3033e-05 | 1.7277e-05 | 1.5004e-05 | 1.6337e-05 | 1.3252e-05 | 1.716e-05 | 1.6674e-05 | 1.4523e-05 | 1.1335e-05 | 1.638e-05 | 1.5815e-05 | 1.7216e-05 | 1.1655e-05 | 1.6152e-05 | 1.4473e-05 | 1.2025e-05 | 1.7309e-05 | 1.0828e-05 | 1.1512e-05 | 1.6389e-05 | 1.38e-05 | 1.5145e-05 | 1.4299e-05 | 1.3018e-05 | 1.4133e-05 | 1.4814e-05 | 1.3744e-05 | 1.4292e-05 | 1.0085e-05 | 1.782e-05 | 1.7532e-05 | 1.6104e-05 | 1.786e-05 | 1.4464e-05 | 1.3584e-05 | 1.535e-05 | 1.7181e-05 | 1.5104e-05 | 1.5487e-05 | 1.543e-05 | 1.6689e-05 | 1.8201e-05 | 1.4509e-05 | 1.3995e-05 | 1.7272e-05 | 1.5088e-05 | 1.5097e-05 | 1.8633e-05 | 1.4159e-05 | 1.6404e-05 | 1.4256e-05 | 1.1313e-05 | 1.0546e-05 | 1.6119e-05 | 1.11e-05 | 1.2538e-05 | 1.2468e-05 | 1.7227e-05 | 1.2082e-05 | 1.506e-05 | 1.403e-05 | 1.3587e-05 | 1.0422e-05 | 1.1901e-05 | 1.3648e-05 | 1.1101e-05 | 1.7634e-05 | 1.3022e-05 | 1.6528e-05 | 1.4703e-05 | 1.2904e-05 | 1.5018e-05 | 1.4548e-05 | 1.3612e-05 | 1.2011e-05 | 1.7478e-05 | 1.0322e-05 | 1.4885e-05 | 1.5758e-05 | 1.5542e-05 | 1.5577e-05 | 1.4252e-05 | 1.0993e-05 | 1.4685e-05 | 1.2655e-05 | 1.6966e-05 | 2.1678e-05 | 1.3877e-05 | 1.0886e-05 | 1.2982e-05 | 1.1642e-05 | 1.4351e-05 | 1.2791e-05 | 1.1476e-05 | 1.0169e-05 | 1.0327e-05 | 1.5172e-05 | 1.2722e-05 | 1.0933e-05 | 1.7482e-05 | 1.4169e-05 | 1.2346e-05 | 1.4551e-05 | 1.4311e-05 | 1.4254e-05 | 1.4365e-05 | 1.5835e-05 | 1.5537e-05 | 1.2318e-05 | 1.3601e-05 | 1.7545e-05 | 1.2827e-05 | 1.1616e-05 | 1.7367e-05 | 1.4332e-05 | 1.5932e-05 | 1.0526e-05 | 1.1207e-05 | 1.3595e-05 | 1.1545e-05 | 1.4726e-05 | 1.2645e-05 | 1.6127e-05 | 1.5298e-05 | 1.4906e-05 | 1.9803e-05 | 1.4061e-05 | 1.5993e-05 | 1.6219e-05 | 1.6893e-05 | 1.1611e-05 | 1.2781e-05 | 1.0753e-05 | 1.709e-05 | 1.2113e-05 | 1.5602e-05 | 1.2874e-05 | 1.3501e-05 | 1.6217e-05 | 1.3588e-05 | 9.9832e-06 | 1.2972e-05 | 9.8592e-06 | 1.3385e-05 | 1.3247e-05 | 1.5089e-05 | 1.6769e-05 | 1.3198e-05 | 1.7754e-05 | 1.706e-05 | 1.1862e-05 | 1.2182e-05 | 1.5687e-05 | 1.7385e-05 | 9.7127e-06 | 1.247e-05 | 1.6693e-05 | 1.3257e-05 | 1.5419e-05 | 1.7059e-05 | 1.5985e-05 | 1.3848e-05 | 9.5911e-06 | 1.0639e-05 | 1.2177e-05 | 1.3322e-05 | 1.4005e-05 | 1.3476e-05 | 1.3481e-05 | 1.2368e-05 | 1.4055e-05 | 1.0964e-05 | 1.3551e-05 | 1.2414e-05 | 1.3658e-05 | 1.6079e-05 | 1.0839e-05 | 1.4262e-05 | 1.5181e-05 | 1.0803e-05 | 1.1942e-05 | 1.612e-05 | 1.7414e-05 | 1.3302e-05 | 1.3356e-05 | 1.2773e-05 | 1.1693e-05 | 1.4759e-05 | 1.2375e-05 | 1.5711e-05 | 1.0008e-05 | 1.5586e-05 | 1.4976e-05 | 1.7194e-05 | 1.0795e-05 | 1.6016e-05 | 1.47e-05 | 1.5548e-05 | 1.2137e-05 | 1.3968e-05 | 1.2567e-05 | 1.27e-05 | 1.7262e-05 | 1.2618e-05 | 1.1224e-05 | 1.4249e-05 | 1.7889e-05 | 1.2827e-05 | 1.7022e-05 | 1.2304e-05 | 1.5176e-05 | 1.346e-05 | 1.4999e-05 | 1.5152e-05 | 1.6939e-05 | 1.1947e-05 | 8.8039e-06 | 1.6683e-05 | 1.346e-05 | 1.5894e-05 | 1.1099e-05 | 1.6576e-05 | 1.8721e-05 | 1.5926e-05 | 1.6009e-05 | 1.4625e-05 | 1.591e-05 | 1.1488e-05 | 1.1216e-05 | 1.5552e-05 | 1.5932e-05 | 1.5394e-05 | 1.2955e-05 | 1.5454e-05 | 1.9363e-05 | 1.5047e-05 | 1.2107e-05 | 1.1898e-05 | 1.4994e-05 | 1.4286e-05 | 1.295e-05 | 1.5353e-05 | 1.6672e-05 | 1.1955e-05 | 1.3668e-05 | 1.6379e-05 | 1.1955e-05 | 1.1899e-05 | 1.1925e-05 | 1.5641e-05 | 1.8167e-05 | 1.6841e-05 | 1.1615e-05 | 1.5938e-05 | 1.2611e-05 | 1.0808e-05 | 1.1582e-05 | 1.1509e-05 | 1.7791e-05 | 1.5779e-05 | 1.435e-05 | 1.1391e-05 | 1.9064e-05 | 1.628e-05 | 1.7314e-05 | 1.6914e-05 | 1.2508e-05 | 1.5319e-05 | 1.7064e-05 | 1.5714e-05 | 1.4231e-05 | 1.6839e-05 | 1.3316e-05 | 1.241e-05 | 1.5091e-05 | 1.1903e-05 | 1.4453e-05 | 1.5378e-05 | 1.3601e-05 | 1.2783e-05 | 1.2956e-05 | 1.366e-05 | 1.4698e-05 | 1.0095e-05 | 1.2054e-05 | 1.031e-05 | 1.7276e-05 | 1.4773e-05 | 1.1962e-05 | 1.4815e-05 | 1.5761e-05 | 1.4705e-05 | 1.2725e-05 | 1.2555e-05 | 1.5813e-05 | 1.8289e-05 | 1.2682e-05 | 1.2779e-05 | 1.7362e-05 | 1.8817e-05 | 1.2261e-05 | 1.4858e-05 | 1.6291e-05 | 1.5199e-05 | 1.157e-05 | 1.1975e-05 | 1.2307e-05 | 1.0709e-05 | 1.4499e-05 | 1.5544e-05 | 1.3928e-05 | 1.9164e-05 | 1.5756e-05 | 1.0894e-05 | 1.9682e-05 | 1.072e-05 | 1.3233e-05 | 1.7709e-05 | 1.288e-05 | 1.2955e-05 | 1.5525e-05 | 1.2949e-05 | 1.5337e-05 | 1.6741e-05 | 1.3355e-05 | 1.0827e-05 | 1.4059e-05 | 1.8635e-05 | 1.6865e-05 | 1.7505e-05 | 1.653e-05 | 1.2629e-05 | 1.4725e-05 | 1.1037e-05 | 1.7753e-05 | 1.3061e-05 | 1.1916e-05 | 1.3108e-05 | 1.1048e-05 | 1.5672e-05 | 1.6526e-05 | 1.2494e-05 | 1.3532e-05 | 1.4967e-05 | 1.4723e-05 | 1.5639e-05 | 1.3956e-05 | 1.6004e-05 | 1.6276e-05 | 1.5e-05 | 1.4334e-05 | 1.5851e-05 | 1.6452e-05 | 1.0325e-05 | 1.361e-05 | 1.3994e-05 | 1.1865e-05 | 1.3293e-05 | 1.3683e-05 | 1.3556e-05 | 1.4883e-05 | 1.2114e-05 | 1.4177e-05 | 1.5722e-05 | 1.4739e-05 | 1.3976e-05 | 1.5581e-05 | 1.5238e-05 | 1.4344e-05 | 1.3042e-05 | 1.3581e-05 | 9.6437e-06 | 1.8416e-05 | 1.8041e-05 | 1.3895e-05 | 1.606e-05 | 1.8305e-05 | 1.4734e-05 | 1.5152e-05 | 1.436e-05 | 1.4002e-05 | 1.3211e-05 | 1.2946e-05 | 1.0809e-05 | 1.1346e-05 | 1.3405e-05 | 1.5933e-05 | 1.3222e-05 | 1.7163e-05 | 1.5892e-05 | 1.5513e-05 | 1.3375e-05 | 1.6242e-05 | 1.5435e-05 | 1.2936e-05 | 1.1411e-05 | 1.5266e-05 | 1.5556e-05 | 1.1706e-05 | 1.4568e-05 | 1.4432e-05 | 1.644e-05 | 1.5394e-05 | 1.2216e-05 | 1.1079e-05 | 1.3259e-05 | 1.0145e-05 | 1.559e-05 | 1.2005e-05 | 1.4283e-05 | 1.5788e-05 | 1.1723e-05 | 1.5988e-05 | 1.2523e-05 | 1.4657e-05 | 1.3986e-05 | 1.5136e-05 | 1.5658e-05 | 1.6367e-05 | 1.7389e-05 | 1.0563e-05 | 1.1774e-05 | 1.7592e-05 | 1.4199e-05 | 1.759e-05 | 1.4457e-05 | 1.6115e-05 | 1.261e-05 | 1.81e-05 | 1.4105e-05 | 1.653e-05 | 1.5135e-05 | 1.388e-05 | 1.4902e-05 | 1.3539e-05 | 1.6754e-05 | 1.2705e-05 | 1.7389e-05 | 1.2073e-05 | 1.1695e-05 | 1.0121e-05 | 1.4372e-05 | 1.4882e-05 | 1.8214e-05 | 1.163e-05 | 1.0674e-05 | 1.1737e-05 | 1.6332e-05 | 1.4503e-05 | 1.5972e-05 | 1.3688e-05 | 1.8359e-05 | 1.8167e-05 | 1.2358e-05 | 1.4008e-05 | 1.1224e-05 | 1.725e-05 | 1.3522e-05 | 1.6812e-05 | 1.4042e-05 | 9.9005e-06 | 1.1935e-05 | 1.7045e-05 | 1.4144e-05 | 1.668e-05 | 1.515e-05 | 1.5964e-05 | 1.3388e-05 | 1.8166e-05 | 1.4368e-05 | 1.5997e-05 | 1.6244e-05 | 1.5897e-05 | 1.4175e-05 | 1.5518e-05 | 1.2926e-05 | 1.5767e-05 | 1.6811e-05 | 1.5541e-05 | 1.494e-05 | 1.1396e-05 | 1.5707e-05 | 1.6559e-05 | 1.6358e-05 | 1.8685e-05 | 1.7941e-05 | 1.6019e-05 | 1.2134e-05 | 1.2858e-05 | 1.9307e-05 | 1.5358e-05 | 1.2587e-05 | 1.5841e-05 | 1.5826e-05 | 1.6336e-05 | 1.1839e-05 | 1.2636e-05 | 1.2363e-05 | 1.6102e-05 | 1.3801e-05 | 1.1957e-05 | 1.5382e-05 | 2.005e-05 | 1.1297e-05 | 1.3302e-05 | 1.1412e-05 | 1.554e-05 | 1.5957e-05 | 1.2465e-05 | 1.229e-05 | 1.245e-05 | 1.2236e-05 | 1.2071e-05 | 1.5755e-05 | 1.44e-05 | 1.2056e-05 | 1.6331e-05 | 1.217e-05 | 1.6026e-05 | 1.2844e-05 | 1.786e-05 | 1.3611e-05 | 1.3551e-05 | 1.4254e-05 | 1.509e-05 | 1.3932e-05 | 1.318e-05 | 1.4462e-05 | 1.5742e-05 | 1.6362e-05 | 1.528e-05 | 1.1492e-05 | 1.2954e-05 | 1.4181e-05 | 1.3851e-05 | 1.0132e-05 | 1.2156e-05 | 1.5386e-05 | 1.1397e-05 | 1.1444e-05 | 1.1593e-05 | 1.0493e-05 | 1.4448e-05 | 1.4761e-05 | 1.8187e-05 | 1.2948e-05 | 1.3468e-05 | 1.7243e-05 | 1.9178e-05 | 1.3503e-05 | 1.6377e-05 | 1.2015e-05 | 1.1927e-05 | 1.5684e-05 | 1.336e-05 | 1.4948e-05 | 1.5388e-05 | 1.3879e-05 | 1.5611e-05 | 1.2754e-05 | 1.5163e-05 | 1.1725e-05 | 1.5061e-05 | 1.685e-05 | 2.0042e-05 | 1.6777e-05 | 1.4499e-05 | 1.3506e-05 | 1.6535e-05 | 1.4045e-05 | 1.3808e-05 | 1.5523e-05 | 1.2779e-05 | 1.5644e-05 | 1.3167e-05 | 1.617e-05 | 1.3163e-05 | 1.8252e-05 | 1.4304e-05 | 1.3902e-05 | 1.1156e-05 | 1.3462e-05 | 1.1945e-05 | 1.384e-05 | 1.5901e-05 | 1.5676e-05 | 1.6857e-05 | 1.5415e-05 | 1.3086e-05 | 1.2032e-05 | 1.4582e-05 | 1.5728e-05 | 1.3274e-05 | 1.3249e-05 | 1.1891e-05 | 1.6895e-05 | 1.4941e-05 | 1.1892e-05 | 1.6891e-05 | 1.2638e-05 | 1.2524e-05 | 1.6721e-05 | 1.3712e-05 | 1.1449e-05 | 1.2231e-05 | 9.4271e-06 | 1.6281e-05 | 1.3563e-05 | 1.3633e-05 | 1.4801e-05 | 1.3423e-05 | 1.4264e-05 | 1.867e-05 | 1.3153e-05 | 1.1562e-05 | 1.7732e-05 | 1.5489e-05 | 1.2224e-05 | 1.5476e-05 | 1.5527e-05 | 1.4579e-05 | 1.3136e-05 | 1.2677e-05 | 1.2857e-05 | 1.6461e-05 | 1.269e-05 | 1.4579e-05 | 1.2549e-05 | 1.7236e-05 | 9.9768e-06 | 1.6057e-05 | 1.7265e-05 | 1.5397e-05 | 1.2272e-05 | 1.4091e-05 | 1.5712e-05 | 1.3942e-05 | 1.1203e-05 | 1.7803e-05 | 1.4823e-05 | 1.5224e-05 | 1.025e-05 | 1.1658e-05 | 1.3985e-05 | 1.7254e-05 | 1.0342e-05 | 1.3829e-05 | 1.5052e-05 | 1.6271e-05 | 1.6111e-05 | 1.6741e-05 | 1.2794e-05 | 1.143e-05 | 1.6385e-05 | 1.6404e-05 | 1.4594e-05 | 1.1534e-05 | 1.9192e-05 | 1.6533e-05 | 1.5457e-05 | 1.3777e-05 | 1.4102e-05 | 1.1056e-05 | 1.663e-05 | 1.5151e-05 | 1.5281e-05 | 1.2427e-05 | 1.7206e-05 | 1.5616e-05 | 2.072e-05 | 1.1708e-05 | 1.6256e-05 | 1.3008e-05 | 1.4856e-05 | 9.934e-06 | 1.4006e-05 | 1.2608e-05 | 1.4423e-05 | 1.9008e-05 | 1.0888e-05 | 1.5019e-05 | 1.1712e-05 | 1.4345e-05 | 1.5148e-05 | 1.421e-05 | 1.5525e-05 | 9.213e-06 | 1.1558e-05 | 1.5892e-05 | 1.3998e-05 | 1.4264e-05 | 1.5375e-05 | 1.4237e-05 | 1.4486e-05 | 1.2856e-05 | 1.7539e-05 | 1.782e-05 | 1.6253e-05 | 1.2535e-05 | 1.3547e-05 | 1.137e-05 | 1.7168e-05 | 1.0826e-05 | 1.6467e-05 | 1.5473e-05 | 1.4672e-05 | 1.5278e-05 | 1.2434e-05 | 1.5035e-05 | 1.5321e-05 | 1.2411e-05 | 1.2314e-05 | 1.5024e-05 | 1.3007e-05 | 1.0372e-05 | 1.4424e-05 | 1.3468e-05 | 1.5046e-05 | 1.043e-05 | 1.3079e-05 | 1.0058e-05 | 1.4823e-05 | 1.0731e-05 | 1.1097e-05 | 1.3126e-05 | 1.5453e-05 | 1.4988e-05 | 1.4242e-05 | 1.3634e-05 | 1.2018e-05 | 1.3768e-05 | 1.6326e-05 | 1.0614e-05 | 1.2635e-05 | 1.7264e-05 | 1.0506e-05 | 1.247e-05 | 1.6856e-05 | 1.0974e-05 | 1.4889e-05 | 1.697e-05 | 1.5522e-05 | 1.2656e-05 | 1.6219e-05 | 1.9058e-05 | 1.9061e-05 | 1.3172e-05 | 1.2575e-05 | 1.8198e-05 | 1.4588e-05 | 1.3324e-05 | 1.3104e-05 | 1.4915e-05 | 1.3753e-05 | 1.224e-05 | 1.3763e-05 | 1.4797e-05 | 1.161e-05 | 1.9164e-05 | 1.2769e-05 | 1.3418e-05 | 1.4823e-05 | 1.184e-05 | 1.4674e-05 | 1.8069e-05 | 1.4499e-05 | 1.6262e-05 | 1.1815e-05 | 1.1874e-05 | 1.3491e-05 | 1.4062e-05 | 1.5404e-05 | 1.1422e-05 | 1.5055e-05 | 1.3122e-05 | 1.4472e-05 | 1.1748e-05 | 1.3549e-05 | 1.4755e-05 | 1.1972e-05 | 1.59e-05 | 1.3125e-05 | 1.1868e-05 | 1.3542e-05 | 1.3203e-05 | 1.5726e-05 | 1.2838e-05 | 1.0461e-05 | 1.6966e-05 | 1.1926e-05 | 1.1252e-05 | 1.5494e-05 | 1.5805e-05 | 1.2822e-05 | 2.0909e-05 | 1.4977e-05 | 1.3001e-05 | 1.3678e-05 | 1.6743e-05 | 1.1492e-05 | 1.221e-05 | 1.6279e-05 | 1.1575e-05 | 9.5068e-06 | 1.4997e-05 | 1.0155e-05 | 1.1355e-05 | 1.1889e-05 | 1.1634e-05 | 1.2805e-05 | 1.5801e-05 | 1.2378e-05 | 1.6684e-05 | 1.351e-05 | 1.3457e-05 | 1.6991e-05 | 1.019e-05 | 1.4902e-05 | 1.1316e-05 | 1.9437e-05 | 1.2925e-05 | 1.6335e-05 | 1.8456e-05 | 1.2654e-05 | 1.5052e-05 | 1.2797e-05 | 1.0067e-05 | 1.1393e-05 | 1.1584e-05 | 1.8386e-05 | 1.1587e-05 | 1.5246e-05 | 1.3494e-05 | 1.0673e-05 | 1.2068e-05 | 1.4839e-05 | 1.3833e-05 | 1.5331e-05 | 1.1835e-05 | 1.3045e-05 | 1.1311e-05 | 1.486e-05 | 1.1925e-05 | 1.1884e-05 | 1.1308e-05 | 1.4559e-05 | 1.4674e-05 | 1.562e-05 | 1.3319e-05 | 1.4029e-05 | 1.2214e-05 | 1.4601e-05 | 1.6202e-05 | 1.1508e-05 | 1.1951e-05 | 1.5613e-05 | 1.4614e-05 | 1.333e-05 | 1.2657e-05 | 1.5051e-05 | 1.0721e-05 | 1.1935e-05 | 1.274e-05 | 1.6032e-05 | 1.4278e-05 | 1.5794e-05 | 1.0993e-05 | 1.2747e-05 | 1.6235e-05 | 1.3334e-05 | 1.7079e-05 | 1.3677e-05 | 1.7098e-05 | 1.3314e-05 | 1.6386e-05 | 1.485e-05 | 1.4281e-05 | 1.2372e-05 | 1.0619e-05 | 1.2937e-05 | 1.5937e-05 | 1.5385e-05 | 1.0883e-05 | 1.3494e-05 | 1.5335e-05 | 1.6194e-05 | 1.2558e-05 | 1.4251e-05 | 1.6466e-05 | 1.321e-05 | 1.3668e-05 | 1.5792e-05 | 1.4409e-05 | 1.335e-05 | 1.492e-05 | 1.1336e-05 | 1.1874e-05 | 1.4997e-05 | 9.8429e-06 | 1.5295e-05 | 1.3255e-05 | 1.4503e-05 | 1.2045e-05 | 1.3806e-05 | 1.8223e-05 | 1.0551e-05 | 1.4338e-05 | 1.4849e-05 | 1.5875e-05 | 1.3935e-05 | 1.4215e-05 | 1.485e-05 | 1.2187e-05 | 1.203e-05 | 1.4305e-05 | 1.4976e-05 | 1.094e-05 | 1.8255e-05 | 1.3915e-05 | 1.4247e-05 | 1.0863e-05 | 1.2577e-05 | 1.3342e-05 | 1.1881e-05 | 1.4797e-05 | 1.2138e-05 | 1.8104e-05 | 1.1169e-05 | 1.4772e-05 | 1.3088e-05 | 1.526e-05 | 1.2233e-05 | 1.7927e-05 | 1.7386e-05 | 1.2069e-05 | 1.4808e-05 | 1.2626e-05 | 1.2808e-05 | 1.0395e-05 | 1.6047e-05 | 9.8241e-06 | 1.3867e-05 | 1.4133e-05 | 1.5787e-05 | 1.5906e-05 | 1.4863e-05 | 1.8808e-05 | 1.2232e-05 | 1.4653e-05 | 1.5787e-05 | 1.7137e-05 | 1.2633e-05 | 1.1967e-05 | 1.6117e-05 | 1.2798e-05 | 1.636e-05 | 1.6705e-05 | 1.8288e-05 | 1.4959e-05 | 1.7689e-05 | 1.3044e-05 | 1.5517e-05 | 1.037e-05 | 1.7483e-05 | 1.7839e-05 | 1.4616e-05 | 9.6954e-06 | 1.1093e-05 | 1.3946e-05 | 1.5544e-05 | 1.545e-05 | 1.1777e-05 | 1.689e-05 | 1.4452e-05 | 1.3704e-05 | 1.3374e-05 | 1.7674e-05 | 1.1595e-05 | 1.6919e-05 | 1.5597e-05 | 1.1411e-05 | 1.3164e-05 | 1.5753e-05 | 1.3509e-05 | 1.0739e-05 | 1.4949e-05 | 1.4038e-05 | 1.1952e-05 | 1.417e-05 | 1.7172e-05 | 1.1287e-05 | 1.1043e-05 | 1.5066e-05 | 1.3808e-05 | 1.1914e-05 | 1.1908e-05 | 1.6994e-05 | 1.1907e-05 | 1.279e-05 | 1.1151e-05 | 1.2651e-05 | 1.5204e-05 | 1.9892e-05 | 1.527e-05 | 1.4946e-05 | 1.3189e-05 | 1.2332e-05 | 1.2577e-05 | 1.509e-05 | 1.5448e-05 | 1.6276e-05 | 1.0228e-05 | 1.5364e-05 | 1.481e-05 | 1.2211e-05 | 1.3009e-05 | 1.67e-05 | 1.0414e-05 | 9.9157e-06 | 1.2244e-05 | 1.4769e-05 | 1.5521e-05 | 1.5517e-05 | 1.2215e-05 | 1.4541e-05 | 9.5452e-06 | 1.1585e-05 | 1.2853e-05 | 1.0808e-05 | 1.4192e-05 | 1.5065e-05 | 1.2093e-05 | 1.2322e-05 | 1.2937e-05 | 1.7255e-05 | 1.2286e-05 | 1.4905e-05 | 1.5742e-05 | 9.3141e-06 | 1.6323e-05 | 1.6296e-05 | 1.1735e-05 | 1.5047e-05 | 1.5721e-05 | 1.3216e-05 | 1.6178e-05 | 1.5297e-05 | 1.1586e-05 | 1.5784e-05 | 1.3282e-05 | 1.2679e-05 | 1.2422e-05 | 1.2418e-05 | 1.6373e-05 | 1.5011e-05 | 1.5926e-05 | 1.4545e-05 | 1.1848e-05 | 1.365e-05 | 1.5016e-05 | 1.2765e-05 | 1.1263e-05 | 1.1622e-05 | 1.3419e-05 | 1.4425e-05 | 1.325e-05 | 1.2648e-05 | 1.6416e-05 | 1.3497e-05 | 1.7709e-05 | 1.9224e-05 | 1.5225e-05 | 1.0857e-05 | 1.5997e-05 | 1.6468e-05 | 1.7666e-05 | 9.9625e-06 | 1.2954e-05 | 1.4661e-05 | 1.1235e-05 | 1.346e-05 | 1.2981e-05 | 1.3965e-05 | 1.3301e-05 | 1.0962e-05 | 1.2616e-05 | 1.7766e-05 | 1.4164e-05 | 9.4935e-06 | 1.4541e-05 | 1.8941e-05 | 1.0416e-05 | 1.5192e-05 | 1.2544e-05 | 1.1454e-05 | 1.543e-05 | 1.3372e-05 | 1.6124e-05 | 1.3933e-05 | 8.3332e-06 | 1.5321e-05 | 1.5712e-05 | 1.1416e-05 | 1.6415e-05 | 1.1263e-05 | 1.5959e-05 | 1.4987e-05 | 1.7664e-05 | 1.555e-05 | 1.2654e-05 | 1.6187e-05 | 1.1172e-05 | 1.247e-05 | 1.6166e-05 | 1.328e-05 | 1.4911e-05 | 1.5795e-05 | 1.4152e-05 | 1.2324e-05 | 1.6267e-05 | 1.6145e-05 | 1.2078e-05 | 1.7924e-05 | 1.306e-05 | 1.4439e-05 | 1.729e-05 | 1.8878e-05 | 1.1329e-05 | 1.3461e-05 | 1.6187e-05 | 1.153e-05 | 1.2898e-05 | 1.5705e-05 | 1.2819e-05 | 1.5574e-05 | 1.621e-05 | 1.2694e-05 | 1.6921e-05 | 1.4575e-05 | 1.1794e-05 | 9.7275e-06 | 1.4252e-05 | 1.5937e-05 | 1.4502e-05 | 1.2192e-05 | 1.1628e-05 | 1.3275e-05 | 1.3506e-05 | 1.168e-05 | 1.3387e-05 | 1.5019e-05 | 1.3931e-05 | 1.7508e-05 | 1.4495e-05 | 1.3463e-05 | 1.3406e-05 | 1.8062e-05 | 1.4339e-05 | 1.5065e-05 | 1.2839e-05 | 1.2931e-05 | 1.542e-05 | 1.2782e-05 | 1.8622e-05 | 1.2006e-05 | 1.676e-05 | 1.5539e-05 | 9.9795e-06 | 1.2679e-05 | 1.6636e-05 | 1.0891e-05 | 1.7406e-05 | 1.5042e-05 | 1.7374e-05 | 1.2516e-05 | 1.3322e-05 | 1.1777e-05 | 1.1759e-05 | 1.2635e-05 | 1.3795e-05 | 1.131e-05 | 1.9028e-05 | 1.3465e-05 | 1.2246e-05 | 1.1802e-05 | 1.5937e-05 | 1.8865e-05 | 1.2513e-05 | 1.3914e-05 | 1.1408e-05 | 1.6218e-05 | 1.5866e-05 | 1.6056e-05 | 1.3568e-05 | 1.2262e-05 | 1.2515e-05 | 1.5658e-05 | 1.5662e-05 | 1.6115e-05 | 1.7001e-05 | 1.4021e-05 | 1.4876e-05 | 1.5838e-05 | 1.3923e-05 | 1.4421e-05 | 1.3997e-05 | 1.3755e-05 | 1.263e-05 | 1.2051e-05 | 1.1105e-05 | 1.198e-05 | 1.0974e-05 | 1.4194e-05 | 1.3276e-05 | 1.2786e-05 | 1.3935e-05 | 1.3527e-05 | 1.3779e-05 | 1.1349e-05 | 1.077e-05 | 1.399e-05 | 1.7571e-05 | 1.2299e-05 | 1.4763e-05 | 1.6311e-05 | 1.3395e-05 | 1.4406e-05 | 1.4088e-05 | 1.3242e-05 | 1.5636e-05 | 1.3851e-05 | 1.4153e-05 | 1.5491e-05 | 1.78e-05 | 1.5421e-05 | 1.2817e-05 | 1.5174e-05 | 1.5625e-05 | 1.4491e-05 | 1.5737e-05 | 1.1599e-05 | 1.4444e-05 | 1.0655e-05 | 1.726e-05 | 9.6278e-06 | 1.1034e-05 | 1.3625e-05 | 1.404e-05 | 1.3172e-05 | 1.3921e-05 | 1.8332e-05 | 1.6669e-05 | 1.4434e-05 | 1.2933e-05 | 1.313e-05 | 1.6142e-05 | 1.4219e-05 | 1.4544e-05 | 1.4819e-05 | 1.6223e-05 | 1.5122e-05 | 1.389e-05 | 1.486e-05 | 1.2459e-05 | 1.4461e-05 | 1.6039e-05 | 1.2864e-05 | 1.5722e-05 | 1.1528e-05 | 1.6456e-05 | 1.395e-05 | 1.5459e-05 | 1.2531e-05 | 1.5601e-05 | 1.5561e-05 | 1.1333e-05 | 1.0478e-05 | 1.5728e-05 | 1.3938e-05 | 9.9987e-06 | 1.5958e-05 | 1.6497e-05 | 1.073e-05 | 1.4332e-05 | 1.2992e-05 | 9.8893e-06 | 1.2964e-05 | 1.7524e-05 | 1.3191e-05 | 1.7377e-05 | 1.2965e-05 | 1.8524e-05 | 1.3818e-05 | 1.3251e-05 | 1.3838e-05 | 1.4348e-05 | 1.3283e-05 | 1.7026e-05 | 1.5027e-05 | 1.1554e-05 | 1.3801e-05 | 1.6058e-05 | 1.6646e-05 | 1.1083e-05 | 1.054e-05 | 1.7115e-05 | 1.7854e-05 | 1.5988e-05 | 1.5927e-05 | 1.5513e-05 | 1.5676e-05 | 1.576e-05 | 1.2725e-05 | 1.8449e-05 | 1.4882e-05 | 9.4463e-06 | 1.3993e-05 | 1.3842e-05 | 1.6324e-05 | 1.8864e-05 | 1.1731e-05 | 1.3765e-05 | 1.584e-05 | 1.4391e-05 | 1.1579e-05 | 1.3995e-05 | 1.2309e-05 | 1.3493e-05 | 1.155e-05 | 1.7265e-05 | 1.0902e-05 | 1.388e-05 | 1.3249e-05 | 1.2811e-05 | 1.9053e-05 | 1.6119e-05 | 1.7761e-05 | 1.1331e-05 | 1.3413e-05 | 1.4362e-05 | 1.4586e-05 | 1.4601e-05 | 1.1213e-05 | 1.4718e-05 | 1.3286e-05 | 1.6726e-05 | 1.3582e-05 | 1.3349e-05 | 1.5436e-05 | 1.1511e-05 | 1.2934e-05 | 9.8415e-06 | 1.1711e-05 | 1.5156e-05 | 1.1962e-05 | 1.2917e-05 | 1.431e-05 | 1.4114e-05 | 1.279e-05 | 1.5645e-05 | 1.5513e-05 | 1.7269e-05 | 1.0611e-05 | 1.2094e-05 | 2.0472e-05 | 1.2521e-05 | 1.2156e-05 | 1.2012e-05 | 1.4705e-05 | 1.539e-05 | 1.5621e-05 | 1.2606e-05 | 1.5071e-05 | 1.3976e-05 | 1.5743e-05 | 1.6098e-05 | 1.4041e-05 | 1.5582e-05 | 1.0995e-05 | 1.2177e-05 | 1.0949e-05 | 1.283e-05 | 1.2958e-05 | 1.112e-05 | 1.2416e-05 | 1.9317e-05 | 1.1984e-05 | 1.6051e-05 | 1.4481e-05 | 1.4495e-05 | 1.2858e-05 | 1.4075e-05 | 1.6457e-05 | 1.4438e-05 | 1.7447e-05 | 1.352e-05 | 1.8394e-05 | 1.4697e-05 | 1.276e-05 | 1.7228e-05 | 1.3055e-05 | 1.633e-05 | 1.5592e-05 | 1.0956e-05 | 1.5118e-05 | 1.5287e-05 | 1.2231e-05 | 1.2399e-05 | 1.6798e-05 | 1.7616e-05 | 1.4286e-05 | 1.1067e-05 | 1.6819e-05 | 1.255e-05 | 1.3822e-05 | 1.3582e-05 | 1.6017e-05 | 1.4675e-05 | 1.3247e-05 | 1.6715e-05 | 1.5114e-05 | 1.441e-05 | 1.1641e-05 | 1.1401e-05 | 1.6406e-05 | 1.6832e-05 | 1.6899e-05 | 1.4955e-05 | 1.4461e-05 | 1.436e-05 | 1.4129e-05 | 1.3265e-05 | 1.5621e-05 | 1.3265e-05 | 1.2525e-05 | 1.5797e-05 | 1.2939e-05 | 1.5758e-05 | 1.5255e-05 | 1.4487e-05 | 1.0385e-05 | 1.4728e-05 | 1.7933e-05 | 1.9031e-05 | 1.3114e-05 | 1.0441e-05 | 1.1995e-05 | 1.123e-05 | 1.8585e-05 | 1.3679e-05 | 1.1306e-05 | 1.2153e-05 | 1.5619e-05 | 1.3e-05 | 1.4798e-05 | 1.4195e-05 | 1.2924e-05 | 1.4015e-05 | 1.3344e-05 | 1.451e-05 | 1.6779e-05 | 1.4747e-05 | 1.2464e-05 | 1.5986e-05 | 1.1828e-05 | 1.4169e-05 | 1.6777e-05 | 1.6452e-05 | 1.2661e-05 | 1.6559e-05 | 1.6316e-05 | 1.3876e-05 | 1.3177e-05 | 1.7016e-05 | 9.137e-06 | 1.3836e-05 | 1.5419e-05 | 1.3555e-05 | 1.4291e-05 | 1.1124e-05 | 1.4373e-05 | 1.2915e-05 | 1.4245e-05 | 1.2761e-05 | 1.3044e-05 | 1.1139e-05 | 1.2943e-05 | 1.1936e-05 | 1.4366e-05 | 1.6115e-05 | 1.0282e-05 | 1.3049e-05 | 1.5863e-05 | 1.5377e-05 | 1.1196e-05 | 1.1858e-05 | 1.599e-05 | 1.2101e-05 | 1.7904e-05 | 1.0112e-05 | 1.14e-05 | 1.3194e-05 | 1.3937e-05 | 1.219e-05 | 1.213e-05 | 1.065e-05 | 2.0075e-05 | 1.3444e-05 | 1.369e-05 | 1.6089e-05 | 1.8246e-05 | 1.4226e-05 | 1.1707e-05 | 1.6875e-05 | 1.13e-05 | 1.231e-05 | 1.3597e-05 | 1.6729e-05 | 1.7124e-05 | 1.3207e-05 | 1.4712e-05 | 1.4153e-05 | 1.5147e-05 | 1.5494e-05 | 9.6319e-06 | 1.5272e-05 | 1.3063e-05 | 1.5584e-05 | 1.4117e-05 | 1.8411e-05 | 1.353e-05 | 1.656e-05 | 1.1843e-05 | 1.3722e-05 | 1.172e-05 | 1.4011e-05 | 1.1504e-05 | 1.0738e-05 | 1.5142e-05 | 1.242e-05 | 9.0685e-06 | 1.0509e-05 | 1.1853e-05 | 1.4558e-05 | 1.398e-05 | 1.04e-05 | 1.4702e-05 | 1.4628e-05 | 1.4669e-05 | 1.4624e-05 | 1.1857e-05 | 1.2825e-05 | 1.026e-05 | 1.6428e-05 | 1.155e-05 | 1.1139e-05 | 1.6604e-05 | 1.237e-05 | 1.2123e-05 | 1.5524e-05 | 1.1452e-05 | 1.1059e-05 | 1.3278e-05 | 1.4543e-05 | 1.5834e-05 | 1.3999e-05 | 1.4229e-05 | 1.6617e-05 | 1.206e-05 | 1.2297e-05 | 1.4097e-05 | 1.6256e-05 | 1.2242e-05 | 1.3064e-05 | 1.1941e-05 | 1.0243e-05 | 1.8403e-05 | 1.0956e-05 | 1.5867e-05 | 1.4741e-05 | 1.0448e-05 | 1.3617e-05 | 1.2446e-05 | 1.7095e-05 | 1.4358e-05 | 1.6822e-05 | 1.3136e-05 | 1.2869e-05 | 1.4618e-05 | 1.5236e-05 | 1.5998e-05 | 1.2593e-05 | 1.1124e-05 | 1.2961e-05 | 1.3338e-05 | 1.3428e-05 | 1.0988e-05 | 1.5265e-05 | 1.6032e-05 | 1.1655e-05 | 1.6087e-05 | 1.3105e-05 | 1.2084e-05 | 1.5598e-05 | 1.1307e-05 | 1.1808e-05 | 1.3991e-05 | 1.5058e-05 | 1.4625e-05 | 1.3904e-05 | 1.2738e-05 | 1.4043e-05 | 1.6521e-05 | 1.7354e-05 | 1.3298e-05 | 1.5672e-05 | 1.4606e-05 | 1.4838e-05 | 1.5462e-05 | 1.5877e-05 | 1.7429e-05 | 1.6712e-05 | 1.2434e-05 | 1.115e-05 | 1.1965e-05 | 1.211e-05 | 1.5881e-05 | 1.4108e-05 | 1.3749e-05 | 1.4655e-05 | 1.3647e-05 | 1.8608e-05 | 1.4173e-05 | 1.0268e-05 | 1.5958e-05 | 1.4573e-05 | 1.097e-05 | 1.2047e-05 | 1.4928e-05 | 1.2025e-05 | 1.8006e-05 | 1.2758e-05 | 1.216e-05 | 1.4302e-05 | 1.4243e-05 | 1.7665e-05 | 1.5088e-05 | 1.0121e-05 | 1.2478e-05 | 1.213e-05 | 1.675e-05 | 1.2543e-05 | 1.1359e-05 | 1.0815e-05 | 1.4686e-05 | 1.3252e-05 | 1.3146e-05 | 1.3949e-05 | 1.3416e-05 | 1.2508e-05 | 1.061e-05 | 1.3422e-05 | 1.469e-05 | 1.5345e-05 | 1.5817e-05 | 1.5014e-05 | 1.5735e-05 | 1.4915e-05 | 1.7429e-05 | 1.2636e-05 | 1.0618e-05 | 1.4244e-05 | 1.434e-05 | 1.3695e-05 | 1.6107e-05 | 1.2346e-05 | 1.7693e-05 | 9.5996e-06 | 1.7149e-05 | 1.4218e-05 | 1.5304e-05 | 1.3711e-05 | 1.5124e-05 | 1.1476e-05 | 1.4359e-05 | 1.5436e-05 | 1.7105e-05 | 1.2522e-05 | 1.1781e-05 | 1.4367e-05 | 1.5547e-05 | 1.3835e-05 | 1.8485e-05 | 1.4196e-05 | 1.2728e-05 | 1.2469e-05 | 1.5069e-05 | 1.3782e-05 | 1.1972e-05 | 1.6417e-05 | 1.1531e-05 | 1.5295e-05 | 1.2504e-05 | 1.0272e-05 | 1.8137e-05 | 1.9265e-05 | 9.6661e-06 | 1.4636e-05 | 1.0422e-05 | 1.2419e-05 | 1.3813e-05 | 1.5798e-05 | 1.451e-05 | 1.3501e-05 | 1.5524e-05 | 1.3302e-05 | 1.4949e-05 | 1.1213e-05 | 1.6134e-05 | 1.3733e-05 | 1.4754e-05 | 1.394e-05 | 1.3491e-05 | 1.5455e-05 | 1.4573e-05 | 1.3243e-05 | 1.6926e-05 | 1.0691e-05 | 1.4234e-05 | 1.168e-05 | 1.24e-05 | 1.2155e-05 | 1.8147e-05 | 1.2253e-05 | 1.6056e-05 | 1.4568e-05 | 1.6038e-05 | 1.4321e-05 | 1.2971e-05 | 1.6681e-05 | 1.5477e-05 | 1.6363e-05 | 1.6111e-05 | 1.5518e-05 | 1.5737e-05 | 1.3644e-05 | 1.3895e-05 | 1.3703e-05 | 1.52e-05 | 2.1202e-05 | 1.3403e-05 | 1.4022e-05 | 1.5841e-05 | 1.3075e-05 | 1.3393e-05 | 1.428e-05 | 2.0181e-05 | 1.7042e-05 | 1.3008e-05 | 1.4627e-05 | 1.4365e-05 | 1.22e-05 | 1.7414e-05 | 1.5062e-05 | 1.7692e-05 | 1.4711e-05 | 1.5388e-05 | 1.2332e-05 | 1.4043e-05 | 1.18e-05 | 1.3538e-05 | 1.3442e-05 | 1.3514e-05 | 1.109e-05 | 1.5261e-05 | 1.159e-05 | 1.1427e-05 | 1.6173e-05 | 1.2737e-05 | 1.6438e-05 | 1.532e-05 | 1.5006e-05 | 1.1655e-05 | 1.2315e-05 | 1.1803e-05 | 1.0372e-05 | 1.617e-05 | 1.4657e-05 | 1.3578e-05 | 1.4324e-05 | 9.7411e-06 | 1.1077e-05 | 1.1388e-05 | 1.574e-05 | 1.4639e-05 | 1.9065e-05 | 1.3314e-05 | 1.2304e-05 | 1.714e-05 | 1.7279e-05 | 1.3917e-05 | 1.4294e-05 | 1.1013e-05 | 1.4206e-05 | 1.9857e-05 | 1.2291e-05 | 1.2705e-05 | 1.3041e-05 | 1.3121e-05 | 1.889e-05 | 1.5652e-05 | 1.1967e-05 | 1.6941e-05 | 1.4212e-05 | 1.3667e-05 | 1.2686e-05 | 1.4405e-05 | 1.252e-05 | 1.5494e-05 | 1.5678e-05 | 1.4522e-05 | 1.7157e-05 | 1.0969e-05 | 1.3453e-05 | 1.8903e-05 | 1.6065e-05 | 1.5995e-05 | 1.723e-05 | 1.6186e-05 | 1.0356e-05 | 1.7478e-05 | 1.4511e-05 | 1.9516e-05 | 1.3275e-05 | 1.3078e-05 | 1.3538e-05 | 1.5478e-05 | 1.4599e-05 | 1.3229e-05 | 1.5528e-05 | 9.9544e-06 | 1.2337e-05 | 1.3066e-05 | 1.3389e-05 | 1.3139e-05 | 1.5509e-05 | 1.5975e-05 | 1.3473e-05 | 1.2056e-05 | 1.2866e-05 | 1.4563e-05 | 1.277e-05 | 1.4832e-05 | 1.37e-05 | 1.2524e-05 | 1.7325e-05 | 1.2535e-05 | 1.5542e-05 | 1.6092e-05 | 1.5178e-05 | 1.6639e-05 | 1.6464e-05 | 1.1037e-05 | 1.2576e-05 | 1.328e-05 | 1.3783e-05 | 1.0171e-05 | 1.1009e-05 | 1.3411e-05 | 1.0425e-05 | 1.1644e-05 | 1.6544e-05 | 1.3852e-05 | 1.6023e-05 | 1.2649e-05 | 1.2584e-05 | 1.2043e-05 | 1.3225e-05 | 1.2712e-05 | 1.6994e-05 | 1.202e-05 | 1.3874e-05 | 1.1983e-05 | 1.4954e-05 | 1.1956e-05 | 1.5457e-05 | 1.3133e-05 | 1.2822e-05 | 1.0015e-05 | 1.414e-05 | 1.3313e-05 | 1.6497e-05 | 1.2542e-05 | 1.0825e-05 | 1.6648e-05 | 1.4386e-05 | 1.5805e-05 | 1.6038e-05 | 1.5112e-05 | 1.8607e-05 | 1.5547e-05 | 1.3481e-05 | 9.8018e-06 | 1.5864e-05 | 1.2262e-05 | 1.4638e-05 | 1.1799e-05 | 1.2027e-05 | 1.5604e-05 | 1.7235e-05 | 1.6955e-05 | 1.3995e-05 | 1.1359e-05 | 1.5873e-05 | 1.3311e-05 | 1.1186e-05 | 1.2805e-05 | 1.3697e-05 | 1.3682e-05 | 1.9541e-05 | 1.5758e-05 | 1.2936e-05 | 1.3615e-05 | 1.7394e-05 | 1.5672e-05 | 1.3739e-05 | 1.3041e-05 | 1.4206e-05 | 1.3648e-05 | 1.2566e-05 | 1.2936e-05 | 1.4095e-05 | 1.5233e-05 | 1.4275e-05 | 1.554e-05 | 1.5702e-05 | 1.4981e-05 | 1.4364e-05 | 1.4093e-05 | 1.6669e-05 | 1.668e-05 | 1.501e-05 | 1.0934e-05 | 1.4826e-05 | 1.3153e-05 | 1.7482e-05 | 1.6339e-05 | 1.5962e-05 | 1.5564e-05 | 1.6542e-05 | 1.0071e-05 | 1.292e-05 | 1.4512e-05 | 1.205e-05 | 1.5085e-05 | 9.5336e-06 | 1.5082e-05 | 1.5689e-05 | 1.2256e-05 | 1.5319e-05 | 1.5036e-05 | 1.5327e-05 | 1.1569e-05 | 1.7328e-05 | 1.1127e-05 | 1.3908e-05 | 1.4061e-05 | 1.5387e-05 | 1.2464e-05 | 1.1776e-05 | 1.3619e-05 | 1.6562e-05 | 1.3411e-05 | 1.3359e-05 | 1.5202e-05 | 1.4615e-05 | 1.382e-05 | 1.1832e-05 | 1.5012e-05 | 1.6678e-05 | 1.5356e-05 | 1.7044e-05 | 1.8011e-05 | 1.7115e-05 | 1.7262e-05 | 1.5591e-05 | 1.7763e-05 | 1.5882e-05 | 1.4854e-05 | 1.7403e-05 | 1.2565e-05 | 1.1539e-05 | 1.1589e-05 | 1.6616e-05 | 1.441e-05 | 1.3266e-05 | 1.6773e-05 | 1.1474e-05 | 1.4415e-05 | 1.4374e-05 | 1.3093e-05 | 1.2791e-05 | 1.4121e-05 | 1.2359e-05 | 1.5357e-05 | 1.2678e-05 | 1.1349e-05 | 1.3196e-05 | 1.431e-05 | 1.2591e-05 | 1.1284e-05 | 1.5717e-05 | 1.2692e-05 | 1.547e-05 | 1.1066e-05 | 1.5708e-05 | 1.0891e-05 | 1.1362e-05 | 1.0219e-05 | 1.2733e-05 | 1.1893e-05 | 1.3602e-05 | 1.652e-05 | 1.9525e-05 | 1.6975e-05 | 1.2837e-05 | 1.3777e-05 | 1.1397e-05 | 1.6328e-05 | 1.4485e-05 | 1.4186e-05 | 1.2694e-05 | 1.8136e-05 | 1.6145e-05 | 1.3965e-05 | 1.0954e-05 | 1.2993e-05 | 1.7256e-05 | 1.4751e-05 | 1.1716e-05 | 1.4004e-05 | 1.2208e-05 | 1.4868e-05 | 1.2404e-05 | 1.2969e-05 | 1.7689e-05 | 1.6192e-05 | 1.5212e-05 | 1.2016e-05 | 1.0651e-05 | 1.6248e-05 | 1.7875e-05 | 9.4227e-06 | 1.7811e-05 | 1.4456e-05 | 1.5379e-05 | 1.2833e-05 | 1.1528e-05 | 1.2127e-05 | 1.4798e-05 | 1.5897e-05 | 1.7876e-05 | 1.9206e-05 | 1.2262e-05 | 1.2948e-05 | 1.3067e-05 | 1.1334e-05 | 1.4593e-05 | 1.6147e-05 | 1.3731e-05 | 1.6363e-05 | 1.2174e-05 | 1.298e-05 | 1.32e-05 | 1.3776e-05 | 1.5611e-05 | 1.1134e-05 | 1.7967e-05 | 1.6163e-05 | 1.504e-05 | 1.2837e-05 | 1.23e-05 | 1.6315e-05 | 1.5501e-05 | 1.2124e-05 | 1.2009e-05 | 1.286e-05 | 1.0995e-05 | 1.062e-05 | 1.027e-05 | 1.3379e-05 | 1.4073e-05 | 1.1026e-05 | 1.676e-05 | 1.4335e-05 | 1.3513e-05 | 1.4862e-05 | 1.4787e-05 | 1.3897e-05 | 1.3593e-05 | 1.1329e-05 | 1.1425e-05 | 1.6944e-05 | 1.6115e-05 | 1.3627e-05 | 1.7806e-05 | 1.2496e-05 | 1.2895e-05 | 1.3564e-05 | 1.2797e-05 | 1.3528e-05 | 1.5575e-05 | 1.2461e-05 | 1.1368e-05 | 1.3249e-05 | 1.4277e-05 | 1.2402e-05 | 1.0102e-05 | 1.5514e-05 | 1.0746e-05 | 9.0983e-06 | 1.6461e-05 | 1.4571e-05 | 1.1004e-05 | 1.5175e-05 | 1.3855e-05 | 1.2403e-05 | 1.7414e-05 | 1.44e-05 | 1.1006e-05 | 1.6737e-05 | 1.4543e-05 | 1.5304e-05 | 1.6313e-05 | 1.2237e-05 | 1.542e-05 | 1.1382e-05 | 1.3512e-05 | 1.1965e-05 | 1.0556e-05 | 1.3217e-05 | 1.2791e-05 | 1.2812e-05 | 1.2574e-05 | 1.5264e-05 | 1.3947e-05 | 1.2576e-05 | 1.6248e-05 | 1.5599e-05 | 1.2454e-05 | 1.3697e-05 | 1.4863e-05 | 1.3511e-05 | 1.2041e-05 | 1.2139e-05 | 1.3365e-05 | 1.0993e-05 | 1.4351e-05 | 1.6698e-05 | 1.6405e-05 | 1.2452e-05 | 1.456e-05 | 1.3963e-05 | 1.3069e-05 | 1.2135e-05 | 1.1934e-05 | 1.6075e-05 | 1.6519e-05 | 1.4895e-05 | 1.205e-05 | 1.4373e-05 | 1.5746e-05 | 1.1771e-05 | 1.3772e-05 | 1.4617e-05 | 1.3078e-05 | 1.8942e-05 | 1.1804e-05 | 1.6649e-05 | 1.7242e-05 | 1.5832e-05 | 1.6422e-05 | 1.1193e-05 | 9.925e-06 | 1.2453e-05 | 1.1871e-05 | 1.4745e-05 | 1.7458e-05 | 1.1415e-05 | 1.102e-05 | 1.5491e-05 | 1.3308e-05 | 1.5656e-05 | 1.4774e-05 | 1.2854e-05 | 1.4136e-05 | 1.2643e-05 | 1.2749e-05 | 1.6119e-05 | 1.5281e-05 | 1.3917e-05 | 1.1365e-05 | 1.5004e-05 | 1.3753e-05 | 1.2607e-05 | 1.3291e-05 | 1.1715e-05 | 1.9369e-05 | 1.7458e-05 | 1.2125e-05 | 1.5175e-05 | 1.3099e-05 | 1.4782e-05 | 1.368e-05 | 1.4549e-05 | 1.3058e-05 | 1.3547e-05 | 1.5531e-05 | 1.1691e-05 | 1.3099e-05 | 1.1802e-05 | 1.3566e-05 | 1.4792e-05 | 1.3429e-05 | 1.6659e-05 | 1.5274e-05 | 1.2064e-05 | 1.5868e-05 | 1.5599e-05 | 1.2661e-05 | 1.5532e-05 | 1.8743e-05 | 1.3125e-05 | 1.6676e-05 | 1.6575e-05 | 1.4964e-05 | 1.3731e-05 | 1.6572e-05 | 1.286e-05 | 1.4934e-05 | 1.3538e-05 | 1.2561e-05 | 1.1781e-05 | 1.2712e-05 | 1.7138e-05 | 1.6713e-05 | 1.0733e-05 | 1.5243e-05 | 1.3874e-05 | 1.839e-05 | 1.4915e-05 | 1.3756e-05 | 1.4882e-05 | 1.5877e-05 | 1.6777e-05 | 9.986e-06 | 1.4949e-05 | 1.0482e-05 | 1.6968e-05 | 1.6029e-05 | 1.3689e-05 | 1.3342e-05 | 1.747e-05 | 1.5144e-05 | 1.5428e-05 | 1.6588e-05 | 1.447e-05 | 1.4385e-05 | 1.4242e-05 | 1.4109e-05 | 1.4549e-05 | 1.138e-05 | 1.3095e-05 | 1.5085e-05 | 2.1546e-05 | 1.6488e-05 | 1.5711e-05 | 1.5091e-05 | 1.273e-05 | 1.6807e-05 | 1.4416e-05 | 1.4801e-05 | 1.4441e-05 | 1.0725e-05 | 1.2121e-05 | 1.7275e-05 | 1.3904e-05 | 1.4589e-05 | 1.1939e-05 | 1.6998e-05 | 1.5596e-05 | 1.2984e-05 | 1.4521e-05 | 1.7141e-05 | 1.3056e-05 | 1.5316e-05 | 1.0382e-05 | 1.5444e-05 | 1.2487e-05 | 1.4648e-05 | 1.0505e-05 | 1.4423e-05 | 1.3616e-05 | 1.2583e-05 | 1.146e-05 | 1.0801e-05 | 1.6891e-05 | 1.3168e-05 | 1.4608e-05 | 1.7238e-05 | 1.9765e-05 | 1.2846e-05 | 1.133e-05 | 1.4801e-05 | 1.4875e-05 | 1.3684e-05 | 1.3579e-05 | 1.223e-05 | 1.3888e-05 | 1.8272e-05 | 1.0908e-05 | 1.3565e-05 | 1.1429e-05 | 1.4375e-05 | 1.1773e-05 | 1.606e-05 | 1.441e-05 | 1.4066e-05 | 2.0154e-05 | 1.2737e-05 | 1.4654e-05 | 1.3491e-05 | 1.5587e-05 | 1.3966e-05 | 1.3896e-05 | 1.2625e-05 | 1.1509e-05 | 1.3215e-05 | 1.3442e-05 | 1.44e-05 | 1.7402e-05 | 1.3465e-05 | 1.4142e-05 | 1.5169e-05 | 1.2316e-05 | 1.2091e-05 | 1.6976e-05 | 1.3036e-05 | 1.5197e-05 | 1.2711e-05 | 1.4104e-05 | 1.3581e-05 | 1.6684e-05 | 1.2129e-05 | 1.2242e-05 | 1.5476e-05 | 1.4904e-05 | 1.4623e-05 | 1.3351e-05 | 1.6867e-05 | 1.3277e-05 | 1.3832e-05 | 1.3573e-05 | 1.4091e-05 | 1.2266e-05 | 1.1018e-05 | 1.6732e-05 | 1.841e-05 | 1.1001e-05 | 1.4868e-05 | 1.406e-05 | 1.148e-05 | 1.476e-05 | 1.4862e-05 | 1.4393e-05 | 1.7424e-05 | 1.4912e-05 | 1.5037e-05 | 1.8363e-05 | 1.1829e-05 | 1.3894e-05 | 1.401e-05 | 1.5742e-05 | 1.3657e-05 | 1.4026e-05 | 1.2628e-05 | 1.4225e-05 | 1.0727e-05 | 9.4187e-06 | 1.425e-05 | 1.3319e-05 | 1.1618e-05 | 1.8152e-05 | 1.033e-05 | 1.3114e-05 | 1.8386e-05 | 1.3864e-05 | 1.3306e-05 | 1.4697e-05 | 1.615e-05 | 1.219e-05 | 1.2807e-05 | 1.4395e-05 | 1.4583e-05 | 1.686e-05 | 1.5917e-05 | 1.3231e-05 | 1.2474e-05 | 1.5534e-05 | 1.3283e-05 | 1.5879e-05 | 1.4109e-05 | 1.0688e-05 | 1.691e-05 | 1.7656e-05 | 1.3878e-05 | 1.1424e-05 | 1.4683e-05 | 1.8627e-05 | 1.5747e-05 | 1.5489e-05 | 1.3431e-05 | 1.4163e-05 | 1.6698e-05 | 1.2567e-05 | 1.4329e-05 | 1.2697e-05 | 1.7482e-05 | 1.2953e-05 | 1.4366e-05 | 1.0924e-05 | 1.5039e-05 | 1.7978e-05 | 1.6537e-05 | 1.4824e-05 | 1.185e-05 | 1.6838e-05 | 1.8075e-05 | 1.3503e-05 | 1.3664e-05 | 1.4614e-05 | 1.8354e-05 | 1.3656e-05 | 1.2815e-05 | 1.5897e-05 | 1.1773e-05 | 1.292e-05 | 1.5811e-05 | 1.3169e-05 | 1.4379e-05 | 1.2901e-05 | 1.5495e-05 | 1.5186e-05 | 1.3721e-05 | 1.1436e-05 | 1.1958e-05 | 1.0427e-05 | 1.1944e-05 | 1.7591e-05 | 1.0868e-05 | 1.5965e-05 | 1.6508e-05 | 1.3466e-05 | 1.3633e-05 | 9.6884e-06 | 1.4442e-05 | 1.1378e-05 | 1.2692e-05 | 1.9153e-05 | 1.4053e-05 | 1.2023e-05 | 1.0486e-05 | 9.0976e-06 | 1.095e-05 | 1.2933e-05 | 1.2351e-05 | 1.4021e-05 | 1.1372e-05 | 1.422e-05 | 1.1349e-05 | 1.5745e-05 | 1.364e-05 | 1.6028e-05 | 1.3293e-05 | 1.4005e-05 | 1.2264e-05 | 1.2221e-05 | 1.5134e-05 | 1.4263e-05 | 1.686e-05 | 1.7735e-05 | 1.3345e-05 | 1.5601e-05 | 1.488e-05 | 1.3882e-05 | 1.3326e-05 | 1.1181e-05 | 1.5238e-05 | 1.34e-05 | 1.4599e-05 | 1.3772e-05 | 1.6675e-05 | 1.5256e-05 | 1.0951e-05 | 1.5107e-05 | 1.1713e-05 | 1.1262e-05 | 1.5796e-05 | 1.6121e-05 | 1.505e-05 | 1.563e-05 | 1.4028e-05 | 1.2104e-05 | 1.459e-05 | 1.2715e-05 | 1.3417e-05 | 9.6789e-06 | 1.4648e-05 | 1.0169e-05 | 1.3796e-05 | 1.1921e-05 | 1.1463e-05 | 1.6176e-05 | 1.3933e-05 | 1.4893e-05 | 1.5502e-05 | 1.4899e-05 | 1.7164e-05 | 1.4741e-05 | 1.2995e-05 | 1.6399e-05 | 1.4649e-05 | 1.3733e-05 | 1.4288e-05 | 9.9096e-06 | 1.3047e-05 | 1.2743e-05 | 1.6245e-05 | 1.1787e-05 | 1.3064e-05 | 1.3869e-05 | 1.261e-05 | 1.4405e-05 | 1.5449e-05 | 1.2172e-05 | 1.1879e-05 | 1.1028e-05 | 1.6291e-05 | 1.4771e-05 | 1.3393e-05 | 1.8228e-05 | 1.7066e-05 | 1.5321e-05 | 1.7043e-05 | 1.2346e-05 | 1.6295e-05 | 1.2432e-05 | 1.2178e-05 | 1.4121e-05 | 1.7124e-05 | 1.5253e-05 | 1.1713e-05 | 1.9611e-05 | 1.7585e-05 | 1.2131e-05 | 1.2059e-05 | 1.4827e-05 | 1.5517e-05 | 1.9087e-05 | 1.3543e-05 | 1.5731e-05 | 1.267e-05 | 1.6223e-05 | 1.482e-05 | 1.3561e-05 | 1.5802e-05 | 1.4111e-05 | 1.6748e-05 | 1.6519e-05 | 1.3147e-05 | 1.1093e-05 | 1.5055e-05 | 1.5889e-05 | 1.4573e-05 | 1.3557e-05 | 1.3792e-05 | 1.8577e-05 | 1.5722e-05 | 1.2589e-05 | 1.6244e-05 | 1.3323e-05 | 1.7468e-05 | 1.0681e-05 | 1.5111e-05 | 1.2401e-05 | 1.7611e-05 | 1.186e-05 | 1.3139e-05 | 1.4062e-05 | 1.6359e-05 | 1.5533e-05 | 1.3222e-05 | 1.7797e-05 | 1.6035e-05 | 1.6759e-05 | 1.1941e-05 | 1.4911e-05 | 1.0502e-05 | 1.4088e-05 | 1.6953e-05 | 1.3839e-05 | 1.2934e-05 | 1.2951e-05 | 1.3999e-05 | 1.4059e-05 | 1.6677e-05 | 1.5262e-05 | 1.5856e-05 | 1.4882e-05 | 1.4384e-05 | 1.391e-05 | 1.023e-05 | 1.5594e-05 | 1.5201e-05 | 1.2046e-05 | 1.4516e-05 | 1.6551e-05 | 1.2731e-05 | 1.6165e-05 | 1.1537e-05 | 1.6963e-05 | 1.1341e-05 | 1.5897e-05 | 1.3358e-05 | 1.1966e-05 | 1.8432e-05 | 1.5075e-05 | 1.3052e-05 | 1.6784e-05 | 2.0472e-05 | 1.4876e-05 | 1.562e-05 | 1.3953e-05 | 1.4159e-05 | 1.341e-05 | 1.4202e-05 | 1.5027e-05 | 1.7191e-05 | 1.4164e-05 | 1.8164e-05 | 1.242e-05 | 1.3627e-05 | 1.296e-05 | 1.5074e-05 | 1.5112e-05 | 1.4512e-05 | 8.2099e-06 | 1.2785e-05 | 1.6966e-05 | 1.6637e-05 | 1.3142e-05 | 1.7081e-05 | 1.6741e-05 | 1.7884e-05 | 1.1807e-05 | 1.1815e-05 | 1.3481e-05 | 1.1998e-05 | 1.4813e-05 | 1.1467e-05 | 1.1043e-05 | 1.3526e-05 | 1.8691e-05 | 1.3495e-05 | 1.8757e-05 | 1.7783e-05 | 1.3913e-05 | 1.2841e-05 | 1.4855e-05 | 1.7516e-05 | 1.3049e-05 | 1.5106e-05 | 1.5583e-05 | 1.2008e-05 | 1.4967e-05 | 1.145e-05 | 1.2969e-05 | 1.0802e-05 | 1.1321e-05 | 1.0145e-05 | 1.3764e-05 | 1.3454e-05 | 1.1853e-05 | 1.5149e-05 | 1.2396e-05 | 1.2212e-05 | 1.7063e-05 | 1.5975e-05 | 1.1687e-05 | 1.5118e-05 | 9.3465e-06 | 1.5923e-05 | 1.2488e-05 | 1.5585e-05 | 1.3503e-05 | 1.8947e-05 | 1.3775e-05 | 1.677e-05 | 9.3178e-06 | 1.1146e-05 | 1.622e-05 | 1.152e-05 | 1.503e-05 | 1.684e-05 | 1.4771e-05 | 1.3122e-05 | 1.1143e-05 | 1.5214e-05 | 1.0806e-05 | 1.3727e-05 | 1.5953e-05 | 1.6721e-05 | 1.3997e-05 | 1.6363e-05 | 1.3112e-05 | 1.2488e-05 | 1.5444e-05 | 1.5083e-05 | 1.445e-05 | 1.2857e-05 | 1.2684e-05 | 1.1283e-05 | 1.6586e-05 | 1.3237e-05 | 1.5611e-05 | 1.158e-05 | 1.8573e-05 | 1.6358e-05 | 1.334e-05 | 1.5229e-05 | 1.5011e-05 | 1.1931e-05 | 1.1923e-05 | 1.5411e-05 | 1.1523e-05 | 1.4948e-05 | 1.6267e-05 | 1.2332e-05 | 1.1062e-05 | 1.2558e-05 | 1.687e-05 | 1.5438e-05 | 1.8602e-05 | 1.3575e-05 | 1.2812e-05 | 1.0722e-05 | 1.3696e-05 | 1.1983e-05 | 1.2434e-05 | 1.3835e-05 | 1.5936e-05 | 1.3986e-05 | 1.5091e-05 | 1.2405e-05 | 1.2614e-05 | 1.4099e-05 | 1.59e-05 | 1.5847e-05 | 1.1601e-05 | 1.5962e-05 | 9.5389e-06 | 1.2317e-05 | 1.711e-05 | 1.3523e-05 | 1.5175e-05 | 1.5769e-05 | 1.2663e-05 | 1.3955e-05 | 1.9602e-05 | 1.2945e-05 | 1.715e-05 | 1.04e-05 | 1.5815e-05 | 1.5181e-05 | 1.234e-05 | 1.2311e-05 | 1.1801e-05 | 1.0741e-05 | 1.4396e-05 | 1.4702e-05 | 1.5985e-05 | 1.4928e-05 | 1.3816e-05 | 1.433e-05 | 1.4817e-05 | 1.6367e-05 | 1.4776e-05 | 1.6745e-05 | 1.2948e-05 | 1.5663e-05 | 1.7084e-05 | 1.1295e-05 | 1.4383e-05 | 1.664e-05 | 1.2684e-05 | 1.314e-05 | 1.3345e-05 | 1.2374e-05 | 1.4043e-05 | 1.8678e-05 | 1.3085e-05 | 1.7118e-05 | 1.0582e-05 | 1.1994e-05 | 1.4917e-05 | 1.3152e-05 | 1.4647e-05 | 1.227e-05 | 1.5219e-05 | 9.2469e-06 | 1.1279e-05 | 1.127e-05 | 1.1406e-05 | 1.5131e-05 | 1.3304e-05 | 1.4604e-05 | 1.4801e-05 | 1.4842e-05 | 1.3493e-05 | 1.0497e-05 | 1.4266e-05 | 1.5654e-05 | 1.4246e-05 | 1.3401e-05 | 1.4648e-05 | 1.2272e-05 | 1.2263e-05 | 1.5099e-05 | 1.4578e-05 | 1.3622e-05 | 1.2472e-05 | 1.5566e-05 | 1.3177e-05 | 1.3026e-05 | 1.5288e-05 | 1.7326e-05 | 1.439e-05 | 1.8443e-05 | 1.1457e-05 | 1.2448e-05 | 1.5262e-05 | 1.3369e-05 | 1.2139e-05 | 1.9722e-05 | 1.2524e-05 | 1.6263e-05 | 1.1746e-05 | 1.3926e-05 | 1.8525e-05 | 1.5543e-05 | 1.4428e-05 | 1.6202e-05 | 1.5038e-05 | 1.0894e-05 | 1.1826e-05 | 1.3379e-05 | 1.3246e-05 | 1.7177e-05 | 1.4097e-05 | 1.3622e-05 | 1.5573e-05 | 1.2315e-05 | 1.5007e-05 | 1.1798e-05 | 1.3012e-05 | 1.4186e-05 | 1.3561e-05 | 1.0661e-05 | 1.0185e-05 | 1.3539e-05 | 1.4325e-05 | 1.206e-05 | 1.3486e-05 | 1.4534e-05 | 1.5913e-05 | 1.232e-05 | 1.3498e-05 | 1.2753e-05 | 1.7533e-05 | 1.3206e-05 | 1.1583e-05 | 1.1626e-05 | 1.3286e-05 | 1.6686e-05 | 1.3334e-05 | 1.3747e-05 | 1.7823e-05 | 1.6448e-05 | 1.2512e-05 | 1.3574e-05 | 1.1114e-05 | 1.4618e-05 | 1.5556e-05 | 1.5156e-05 | 1.429e-05 | 1.2405e-05 | 1.3256e-05 | 1.8673e-05 | 1.5484e-05 | 1.4585e-05 | 9.501e-06 | 1.2229e-05 | 1.0478e-05 | 1.5758e-05 | 1.3471e-05 | 1.55e-05 | 1.5183e-05 | 1.1096e-05 | 1.6301e-05 | 1.7158e-05 | 2.1498e-05 | 1.7172e-05 | 1.7719e-05 | 1.455e-05 | 1.1385e-05 | 1.4766e-05 | 1.503e-05 | 1.5505e-05 | 1.659e-05 | 1.3783e-05 | 1.738e-05 | 1.5728e-05 | 1.353e-05 | 1.3926e-05 | 1.0721e-05 | 1.5126e-05 | 1.2553e-05 | 1.4145e-05 | 1.2107e-05 | 1.4219e-05 | 1.142e-05 | 1.0583e-05 | 1.8178e-05 | 1.1637e-05 | 1.1725e-05 | 1.3597e-05 | 1.4827e-05 | 1.5316e-05 | 1.4414e-05 | 1.4437e-05 | 1.266e-05 | 1.5465e-05 | 1.3507e-05 | 1.2987e-05 | 1.526e-05 | 1.1128e-05 | 1.2948e-05 | 1.4092e-05 | 1.7712e-05 | 1.0585e-05 | 1.1692e-05 | 1.6528e-05 | 1.799e-05 | 1.2313e-05 | 1.2195e-05 | 1.4657e-05 | 1.4513e-05 | 1.3374e-05 | 1.6442e-05 | 1.4128e-05 | 1.349e-05 | 1.9491e-05 | 1.6518e-05 | 1.5693e-05 | 1.4666e-05 | 1.2582e-05 | 1.7187e-05 | 1.3252e-05 | 1.5981e-05 | 1.5511e-05 | 1.3508e-05 | 1.4552e-05 | 9.4876e-06 | 1.8529e-05 | 1.8165e-05 | 1.1306e-05 | 1.5904e-05 | 1.3246e-05 | 1.4499e-05 | 1.3876e-05 | 1.2753e-05 | 1.5179e-05 | 1.1307e-05 | 1.1097e-05 | 1.2695e-05 | 1.2107e-05 | 1.2544e-05 | 1.1484e-05 | 1.3954e-05 | 1.3565e-05 | 1.4414e-05 | 1.1744e-05 | 1.9106e-05 | 1.8917e-05 | 1.1047e-05 | 1.6986e-05 | 1.3425e-05 | 1.3682e-05 | 1.2853e-05 | 1.3466e-05 | 1.0821e-05 | 1.1529e-05 | 1.3204e-05 | 1.6102e-05 | 1.6328e-05 | 1.1792e-05 | 1.4425e-05 | 1.5441e-05 | 1.3729e-05 | 1.7598e-05 | 1.8631e-05 | 1.6556e-05 | 1.4581e-05 | 1.5883e-05 | 1.4043e-05 | 1.1133e-05 | 1.6086e-05 | 1.4509e-05 | 1.7228e-05 | 1.2079e-05 | 1.429e-05 | 1.2749e-05 | 1.1692e-05 | 1.3775e-05 | 1.3667e-05 | 1.5979e-05 | 1.5551e-05 | 1.3449e-05 | 1.3517e-05 | 1.9234e-05 | 1.4137e-05 | 1.4868e-05 | 1.2606e-05 | 1.622e-05 | 1.4581e-05 | 1.196e-05 | 1.4698e-05 | 1.2747e-05 | 1.193e-05 | 1.2555e-05 | 1.4644e-05 | 1.4798e-05 | 1.5475e-05 | 1.2806e-05 | 1.6825e-05 | 1.4e-05 | 1.6936e-05 | 1.6187e-05 | 1.2858e-05 | 1.3576e-05 | 1.432e-05 | 1.3419e-05 | 1.5579e-05 | 1.7914e-05 | 1.0232e-05 | 1.4692e-05 | 1.223e-05 | 1.049e-05 | 1.561e-05 | 1.3328e-05 | 1.4471e-05 | 1.7792e-05 | 1.5404e-05 | 1.4304e-05 | 1.3551e-05 | 8.8703e-06 | 1.4227e-05 | 1.3912e-05 | 1.4618e-05 | 1.3635e-05 | 1.3458e-05 | 1.4879e-05 | 1.2986e-05 | 1.4527e-05 | 1.5564e-05 | 1.6157e-05 | 1.5397e-05 | 1.4711e-05 | 1.7501e-05 | 1.4863e-05 | 1.8166e-05 | 1.4437e-05 | 1.4444e-05 | 1.0676e-05 | 1.325e-05 | 1.527e-05 | 1.5622e-05 | 1.7777e-05 | 1.5076e-05 | 1.5788e-05 | 1.676e-05 | 1.5376e-05 | 1.3881e-05 | 1.1667e-05 | 1.458e-05 | 1.6005e-05 | 1.3561e-05 | 1.2472e-05 | 1.2723e-05 | 1.065e-05 | 1.6426e-05 | 1.2148e-05 | 1.6389e-05 | 1.4346e-05 | 1.3549e-05 | 1.4162e-05 | 1.4774e-05 | 1.7431e-05 | 1.212e-05 | 1.076e-05 | 1.4807e-05 | 1.3764e-05 | 1.4574e-05 | 1.4245e-05 | 1.2852e-05 | 1.2848e-05 | 8.6919e-06 | 1.5008e-05 | 1.4509e-05 | 1.7147e-05 | 1.1118e-05 | 1.5659e-05 | 1.5542e-05 | 1.6635e-05 | 1.5562e-05 | 1.3016e-05 | 1.3666e-05 | 1.4281e-05 | 1.7774e-05 | 1.4717e-05 | 1.59e-05 | 1.5763e-05 | 1.3379e-05 | 1.7523e-05 | 1.236e-05 | 1.508e-05 | 1.3883e-05 | 1.5401e-05 | 1.6947e-05 | 1.7272e-05 | 1.4884e-05 | 1.1365e-05 | 1.4134e-05 | 1.0672e-05 | 1.0894e-05 | 1.0402e-05 | 1.3989e-05 | 1.4672e-05 | 1.1422e-05 | 1.3113e-05 | 1.4666e-05 | 1.7191e-05 | 1.6638e-05 | 1.334e-05 | 1.3105e-05 | 1.4958e-05 | 1.5021e-05 | 1.3767e-05 | 1.8823e-05 | 1.6926e-05 | 1.0696e-05 | 1.8213e-05 | 1.1521e-05 | 1.381e-05 | 1.3025e-05 | 1.4302e-05 | 1.5812e-05 | 1.3847e-05 | 2.0711e-05 | 1.509e-05 | 1.7028e-05 | 1.6744e-05 | 1.4894e-05 | 1.589e-05 | 1.2476e-05 | 1.2575e-05 | 1.3582e-05 | 1.1001e-05 | 1.6379e-05 | 1.3965e-05 | 1.2249e-05 | 1.6324e-05 | 1.145e-05 | 1.3922e-05 | 1.3652e-05 | 1.1087e-05 | 1.5964e-05 | 1.7707e-05 | 1.6125e-05 | 1.5305e-05 | 1.2255e-05 | 1.619e-05 | 1.5213e-05 | 1.1868e-05 | 1.6573e-05 | 1.752e-05 | 1.1202e-05 | 1.6517e-05 | 1.2817e-05 | 1.33e-05 | 1.4571e-05 | 1.2795e-05 | 1.3617e-05 | 1.4908e-05 | 1.8813e-05 | 1.1211e-05 | 1.4956e-05 | 1.768e-05 | 1.0754e-05 | 1.6091e-05 | 1.5445e-05 | 1.2548e-05 | 1.4689e-05 | 1.4004e-05 | 1.6229e-05 | 1.6542e-05 | 1.0399e-05 | 1.7023e-05 | 1.3478e-05 | 1.4672e-05 | 1.4259e-05 | 1.7524e-05 | 1.0955e-05 | 1.1722e-05 | 1.4223e-05 | 1.1589e-05 | 1.3159e-05 | 1.4718e-05 | 1.4664e-05 | 1.5546e-05 | 1.267e-05 | 1.2871e-05 | 1.4478e-05 | 1.0924e-05 | 1.1131e-05 | 1.4701e-05 | 1.5131e-05 | 1.4574e-05 | 1.1789e-05 | 9.9623e-06 | 1.2688e-05 | 1.3001e-05 | 1.7388e-05 | 1.4877e-05 | 1.4715e-05 | 1.2326e-05 | 9.8447e-06 | 1.1605e-05 | 1.9125e-05 | 1.5927e-05 | 1.5868e-05 | 1.1352e-05 | 1.3388e-05 | 1.2809e-05 | 1.5376e-05 | 1.4513e-05 | 1.5463e-05 | 1.684e-05 | 1.4349e-05 | 1.4317e-05 | 1.2565e-05 | 1.9197e-05 | 1.5129e-05 | 1.264e-05 | 1.473e-05 | 1.3323e-05 | 1.4079e-05 | 1.6549e-05 | 1.3194e-05 | 1.136e-05 | 1.4843e-05 | 1.46e-05 | 1.5153e-05 | 1.2624e-05 | 1.2291e-05 | 1.3485e-05 | 1.5881e-05 | 1.5312e-05 | 1.2556e-05 | 1.1587e-05 | 9.7974e-06 | 1.2896e-05 | 1.2873e-05 | 1.0687e-05 | 1.3849e-05 | 1.1567e-05 | 1.3926e-05 | 1.3346e-05 | 1.5716e-05 | 1.2008e-05 | 1.2798e-05 | 1.2913e-05 | 1.2042e-05 | 1.3188e-05 | 1.5175e-05 | 1.3229e-05 | 1.4106e-05 | 1.1522e-05 | 1.2912e-05 | 1.978e-05 | 1.3701e-05 | 1.2763e-05 | 1.4635e-05 | 1.1862e-05 | 1.8583e-05 | 1.522e-05 | 1.5453e-05 | 1.2599e-05 | 1.0921e-05 | 1.36e-05 | 1.7975e-05 | 1.4823e-05 | 1.1103e-05 | 1.25e-05 | 1.453e-05 | 1.1532e-05 | 1.4432e-05 | 1.4937e-05 | 1.2733e-05 | 1.2647e-05 | 1.2699e-05 | 1.5919e-05 | 1.1111e-05 | 1.285e-05 | 1.6981e-05 | 1.3667e-05 | 1.2474e-05 | 9.9873e-06 | 1.3921e-05 | 1.4376e-05 | 1.3864e-05 | 1.2757e-05 | 1.4603e-05 | 1.2251e-05 | 1.4631e-05 | 1.5741e-05 | 1.1977e-05 | 1.2707e-05 | 1.2107e-05 | 1.3512e-05 | 1.3927e-05 | 1.485e-05 | 2.0397e-05 | 1.5102e-05 | 1.6313e-05 | 1.7127e-05 | 1.1176e-05 | 9.573e-06 | 1.4249e-05 | 1.227e-05 | 1.2368e-05 | 1.7071e-05 | 1.1526e-05 | 1.4309e-05 | 1.7122e-05 | 1.4056e-05 | 1.5008e-05 | 1.2985e-05 | 1.5816e-05 | 1.2788e-05 | 1.4361e-05 | 1.6423e-05 | 1.1861e-05 | 1.1351e-05 | 1.5284e-05 | 1.5001e-05 | 1.2015e-05 | 1.4464e-05 | 1.1723e-05 | 1.1206e-05 | 1.421e-05 | 1.5499e-05 | 1.3982e-05 | 1.1749e-05 | 1.7867e-05 | 1.1062e-05 | 1.3718e-05 | 1.5028e-05 | 1.297e-05 | 1.4301e-05 | 1.3331e-05 | 1.5293e-05 | 1.4789e-05 | 1.4618e-05 | 1.3454e-05 | 1.3505e-05 | 1.3366e-05 | 1.3229e-05 | 1.0871e-05 | 1.2637e-05 | 1.2807e-05 | 1.4856e-05 | 1.2267e-05 | 1.2047e-05 | 1.1379e-05 | 1.4773e-05 | 1.6407e-05 | 1.6656e-05 | 1.4115e-05 | 1.2031e-05 | 1.202e-05 | 1.6525e-05 | 1.9105e-05 | 1.9186e-05 | 1.4674e-05 | 1.6703e-05 | 1.4739e-05 | 1.1653e-05 | 1.4264e-05 | 1.8033e-05 | 1.0365e-05 | 1.2706e-05 | 1.0751e-05 | 1.3896e-05 | 1.6537e-05 | 1.3254e-05 | 1.7063e-05 | 1.7445e-05 | 1.1634e-05 | 1.6813e-05 | 1.3512e-05 | 1.0323e-05 | 1.0431e-05 | 1.1279e-05 | 1.523e-05 | 1.1993e-05 | 1.6616e-05 | 1.1252e-05 | 1.7779e-05 | 1.784e-05 | 1.487e-05 | 1.3216e-05 | 1.3438e-05 | 1.5392e-05 | 1.3591e-05 | 1.3908e-05 | 1.3931e-05 | 1.8101e-05 | 1.5398e-05 | 1.3308e-05 | 1.1389e-05 | 1.3761e-05 | 1.8678e-05 | 1.4851e-05 | 1.3558e-05 | 1.3387e-05 | 1.7678e-05 | 1.4647e-05 | 1.4108e-05 | 1.1098e-05 | 1.1648e-05 | 1.3988e-05 | 1.1446e-05 | 1.7056e-05 | 1.457e-05 | 1.2415e-05 | 1.3625e-05 | 1.5333e-05 | 1.4742e-05 | 1.4014e-05 | 1.6678e-05 | 1.2735e-05 | 9.8599e-06 | 1.4085e-05 | 1.7642e-05 | 1.4992e-05 | 1.336e-05 | 1.3665e-05 | 1.4145e-05 | 1.4346e-05 | 1.3054e-05 | 1.527e-05 | 1.09e-05 | 1.1894e-05 | 1.0651e-05 | 1.3241e-05 | 1.4023e-05 | 1.6814e-05 | 1.0874e-05 | 1.6236e-05 | 1.4102e-05 | 1.3857e-05 | 1.9442e-05 | 1.7229e-05 | 1.4104e-05 | 1.549e-05 | 1.162e-05 | 1.418e-05 | 1.6745e-05 | 1.4295e-05 | 1.4854e-05 | 1.7801e-05 | 1.6651e-05 | 1.2636e-05 | 1.0878e-05 | 1.1448e-05 | 1.2564e-05 | 1.1243e-05 | 1.6259e-05 | 1.6312e-05 | 1.0027e-05 | 1.5967e-05 | 1.1382e-05 | 1.2098e-05 | 1.6719e-05 | 1.2943e-05 | 1.4961e-05 | 1.2499e-05 | 1.6572e-05 | 1.4024e-05 | 1.5608e-05 | 1.4463e-05 | 1.2641e-05 | 1.3343e-05 | 1.229e-05 | 1.0352e-05 | 1.3856e-05 | 1.1866e-05 | 1.8735e-05 | 1.4624e-05 | 1.2307e-05 | 1.2314e-05 | 1.4809e-05 | 1.225e-05 | 1.1348e-05 | 1.0973e-05 | 1.1593e-05 | 1.4397e-05 | 1.71e-05 | 1.2e-05 | 1.4798e-05 | 1.0774e-05 | 1.4434e-05 | 1.1357e-05 | 1.3205e-05 | 1.2311e-05 | 1.8605e-05 | 1.3876e-05 | 1.8048e-05 | 1.1264e-05 | 1.3907e-05 | 1.2688e-05 | 1.0843e-05 | 1.3978e-05 | 1.7264e-05 | 1.6229e-05 | 1.2251e-05 | 1.5539e-05 | 1.836e-05 | 1.3449e-05 | 1.5751e-05 | 1.7109e-05 | 1.2792e-05 | 1.4193e-05 | 1.1625e-05 | 1.078e-05 | 9.8855e-06 | 1.4422e-05 | 1.2335e-05 | 1.4961e-05 | 1.3898e-05 | 1.7995e-05 | 1.6904e-05 | 1.6914e-05 | 1.3925e-05 | 1.5944e-05 | 1.4932e-05 | 1.7836e-05 | 1.4634e-05 | 1.4615e-05 | 1.4018e-05 | 1.2775e-05 | 1.741e-05 | 1.4505e-05 | 1.6767e-05 | 1.7904e-05 | 1.6081e-05 | 1.094e-05 | 1.7408e-05 | 1.188e-05 | 1.5893e-05 | 1.1315e-05 | 1.5333e-05 | 1.5324e-05 | 1.5471e-05 | 1.0817e-05 | 2.0904e-05 | 1.5095e-05 | 1.7107e-05 | 1.1318e-05 | 1.1468e-05 | 1.3025e-05 | 1.7153e-05 | 1.4412e-05 | 1.4009e-05 | 1.2529e-05 | 1.7604e-05 | 1.3325e-05 | 1.3415e-05 | 1.4672e-05 | 1.3532e-05 | 1.301e-05 | 1.2399e-05 | 1.2739e-05 | 1.3167e-05 | 1.6669e-05 | 1.0502e-05 | 1.2667e-05 | 1.5856e-05 | 1.5125e-05 | 1.6956e-05 | 1.2478e-05 | 1.4513e-05 | 1.5965e-05 | 1.431e-05 | 1.6352e-05 | 1.3321e-05 | 1.3429e-05 | 1.6068e-05 | 1.6313e-05 | 9.5495e-06 | 1.5893e-05 | 1.3631e-05 | 1.3716e-05 | 1.0957e-05 | 1.422e-05 | 1.5069e-05 | 1.4613e-05 | 1.1559e-05 | 1.2313e-05 | 1.6268e-05 | 1.5522e-05 | 1.5244e-05 | 1.699e-05 | 1.3956e-05 | 1.4493e-05 | 1.3129e-05 | 1.3296e-05 | 1.6201e-05 | 1.3105e-05 | 1.6717e-05 | 1.4232e-05 | 1.8565e-05 | 1.1513e-05 | 1.3279e-05 | 2.0624e-05 | 1.3205e-05 | 1.6528e-05 | 1.2156e-05 | 1.4572e-05 | 1.6376e-05 | 1.668e-05 | 1.4165e-05 | 1.5729e-05 | 1.3144e-05 | 1.3457e-05 | 1.2216e-05 | 1.9104e-05 | 1.3403e-05 | 1.3687e-05 | 1.1101e-05 | 1.4655e-05 | 1.408e-05 | 1.1182e-05 | 1.3657e-05 | 1.3672e-05 | 1.3462e-05 | 1.128e-05 | 1.953e-05 | 1.4902e-05 | 1.4852e-05 | 1.2598e-05 | 1.5438e-05 | 1.1622e-05 | 1.5239e-05 | 9.8569e-06 | 1.1196e-05 | 1.1363e-05 | 1.9422e-05 | 1.8074e-05 | 1.2988e-05 | 1.5075e-05 | 1.6711e-05 | 1.639e-05 | 1.5096e-05 | 1.6899e-05 | 1.2486e-05 | 1.2839e-05 | 1.5179e-05 | 1.3213e-05 | 1.2441e-05 | 1.0887e-05 | 1.5185e-05 | 1.1234e-05 | 1.2964e-05 | 1.271e-05 | 1.1745e-05 | 1.0512e-05 | 1.5468e-05 | 1.4015e-05 | 1.5601e-05 | 1.1302e-05 | 1.6081e-05 | 1.2739e-05 | 1.4828e-05 | 1.7013e-05 | 1.7577e-05 | 1.334e-05 | 1.5404e-05 | 1.4274e-05 | 1.2846e-05 | 1.3433e-05 | 1.4142e-05 | 1.4238e-05 | 1.3256e-05 | 1.1884e-05 | 1.9417e-05 | 9.8641e-06 | 1.1179e-05 | 1.1999e-05 | 1.3558e-05 | 1.372e-05 | 1.2511e-05 | 1.2742e-05 | 1.5404e-05 | 1.3197e-05 | 1.4309e-05 | 1.4859e-05 | 1.2698e-05 | 1.5776e-05 | 1.5719e-05 | 1.1907e-05 | 1.9507e-05 | 8.5123e-06 | 1.421e-05 | 1.2123e-05 | 1.5507e-05 | 1.1914e-05 | 1.3652e-05 | 1.3911e-05 | 1.4202e-05 | 1.9109e-05 | 1.3832e-05 | 1.8324e-05 | 1.0747e-05 | 1.1133e-05 | 1.8049e-05 | 1.1883e-05 | 1.3352e-05 | 1.4556e-05 | 1.0701e-05 | 1.3438e-05 | 1.9252e-05 | 9.8052e-06 | 1.0959e-05 | 1.1757e-05 | 1.3821e-05 | 1.2734e-05 | 1.3221e-05 | 1.2845e-05 | 1.2467e-05 | 1.2846e-05 | 1.1081e-05 | 1.3942e-05 | 1.2556e-05 | 1.1886e-05 | 1.6896e-05 | 1.7792e-05 | 1.5905e-05 | 1.4871e-05 | 1.5353e-05 | 1.0722e-05 | 1.3362e-05 | 1.4803e-05 | 1.7188e-05 | 1.3132e-05 | 1.5067e-05 | 1.3946e-05 | 1.2308e-05 | 1.2666e-05 | 1.3361e-05 | 9.8742e-06 | 1.3783e-05 | 1.5322e-05 | 1.6274e-05 | 1.1662e-05 | 1.2243e-05 | 9.7788e-06 | 1.4677e-05 | 1.2956e-05 | 1.4841e-05 | 1.6371e-05 | 1.4432e-05 | 1.2136e-05 | 1.6822e-05 | 1.9885e-05 | 1.2891e-05 | 1.6341e-05 | 1.4252e-05 | 1.4639e-05 | 1.2409e-05 | 1.7704e-05 | 1.1742e-05 | 1.6674e-05 | 1.2994e-05 | 1.6807e-05 | 1.3681e-05 | 1.7993e-05 | 1.7777e-05 | 9.7989e-06 | 1.5128e-05 | 9.7414e-06 | 1.1164e-05 | 1.239e-05 | 1.2501e-05 | 1.6519e-05 | 1.064e-05 | 1.5664e-05 | 1.5074e-05 | 1.2172e-05 | 1.439e-05 | 1.6739e-05 | 1.2871e-05 | 1.5638e-05 | 1.2512e-05 | 1.5314e-05 | 1.2115e-05 | 1.6249e-05 | 1.3307e-05 | 1.1704e-05 | 1.5964e-05 | 1.5437e-05 | 1.6745e-05 | 1.2158e-05 | 1.8153e-05 | 1.8662e-05 | 1.2571e-05 | 1.3151e-05 | 1.6365e-05 | 1.2101e-05 | 1.1244e-05 | 1.5285e-05 | 1.6165e-05 | 1.2554e-05 | 1.2382e-05 | 1.5221e-05 | 1.6087e-05 | 1.2345e-05 | 1.3238e-05 | 1.7808e-05 | 1.4086e-05 | 1.1554e-05 | 1.3814e-05 | 9.7064e-06 | 1.0633e-05 | 1.6384e-05 | 1.8483e-05 | 1.4356e-05 | 1.5656e-05 | 1.1118e-05 | 1.4976e-05 | 1.0361e-05 | 1.1419e-05 | 1.0756e-05 | 1.3277e-05 | 1.2884e-05 | 1.4682e-05 | 1.4408e-05 | 1.4705e-05 | 1.5569e-05 | 1.3312e-05 | 1.2788e-05 | 1.4095e-05 | 1.087e-05 | 1.6414e-05 | 1.5351e-05 | 1.5006e-05 | 1.418e-05 | 1.1861e-05 | 1.4677e-05 | 1.4934e-05 | 1.8018e-05 | 1.5145e-05 | 1.3165e-05 | 1.4332e-05 | 1.5625e-05 | 1.444e-05 | 1.0937e-05 | 1.2978e-05 | 1.3214e-05 | 1.2521e-05 | 1.6782e-05 | 1.3518e-05 | 1.5729e-05 | 9.749e-06 | 1.2266e-05 | 1.5485e-05 | 1.161e-05 | 1.3334e-05 | 1.4108e-05 | 1.6201e-05 | 1.5426e-05 | 1.6389e-05 | 1.4926e-05 | 1.287e-05 | 1.4675e-05 | 1.2899e-05 | 1.0107e-05 | 1.0921e-05 | 1.3537e-05 | 1.7279e-05 | 1.1504e-05 | 1.4159e-05 | 1.2786e-05 | 1.1286e-05 | 1.1658e-05 | 1.5318e-05 | 1.5644e-05 | 1.5877e-05 | 1.1523e-05 | 1.326e-05 | 1.2832e-05 | 1.0134e-05 | 1.7322e-05 | 1.332e-05 | 1.2631e-05 | 1.6181e-05 | 1.4783e-05 | 1.2192e-05 | 1.1775e-05 | 1.1802e-05 | 1.2989e-05 | 1.2621e-05 | 1.2294e-05 | 1.6946e-05 | 1.6235e-05 | 1.2503e-05 | 1.2602e-05 | 1.3231e-05 | 1.6152e-05 | 1.3744e-05 | 1.1072e-05 | 1.3406e-05 | 1.2822e-05 | 1.5437e-05 | 1.4513e-05 | 1.4106e-05 | 1.4247e-05 | 1.4132e-05 | 1.7254e-05 | 1.5143e-05 | 1.2887e-05 | 1.5605e-05 | 1.3544e-05 | 1.7976e-05 | 1.5057e-05 | 1.5834e-05 | 1.4144e-05 | 1.5045e-05 | 1.3537e-05 | 1.6159e-05 | 1.4009e-05 | 1.3166e-05 | 1.2138e-05 | 1.6981e-05 | 1.445e-05 | 1.2473e-05 | 1.1237e-05 | 1.66e-05 | 8.1211e-06 | 9.9668e-06 | 1.3668e-05 | 1.7116e-05 | 1.597e-05 | 1.4262e-05 | 1.364e-05 | 1.0527e-05 | 1.8044e-05 | 1.5006e-05 | 1.4915e-05 | 1.4324e-05 | 1.301e-05 | 1.4176e-05 | 1.6166e-05 | 1.3447e-05 | 1.1345e-05 | 1.341e-05 | 1.426e-05 | 1.3583e-05 | 1.269e-05 | 1.1669e-05 | 1.3486e-05 | 1.4312e-05 | 1.4905e-05 | 1.4204e-05 | 1.6754e-05 | 1.1618e-05 | 1.728e-05 | 1.6286e-05 | 1.2536e-05 | 1.3933e-05 | 1.4353e-05 | 1.7447e-05 | 1.1811e-05 | 1.5432e-05 | 1.4878e-05
Overall dilution rate | φ | /s |  |  |  |  | φ | 0.0012301 | 0.0012182 | 0.0019667 | 0.0012259 | 0.0012497 | 0.0012287 | 0.0012313 | 0.0012241 | 0.0012293 | 0.001224 | 0.0012213 | 0.0012322 | 0.0012282 | 0.0012603 | 0.0012344 | 0.0012219 | 0.0012251 | 0.0012221 | 0.0012316 | 0.001221 | 0.001222 | 0.001232 | 0.001234 | 0.001234 | 0.0012304 | 0.0012274 | 0.0012163 | 0.0012314 | 0.0012243 | 0.0012335 | 0.0012225 | 0.0012341 | 0.0012179 | 0.0012302 | 0.0012281 | 0.0012253 | 0.0012165 | 0.0012184 | 0.0012182 | 0.0012318 | 0.0012226 | 0.0013011 | 0.0012153 | 0.0012216 | 0.0012242 | 0.0012294 | 0.0012348 | 0.001229 | 0.0012205 | 0.0013407 | 0.0012306 | 0.0012264 | 0.0012367 | 0.0012272 | 0.0012226 | 0.0012242 | 0.0012191 | 0.0012305 | 0.0012253 | 0.0012233 | 0.0012176 | 0.0012182 | 0.001233 | 0.0012786 | 0.0012228 | 0.0012148 | 0.0012242 | 0.0012253 | 0.0012162 | 0.0012303 | 0.0012187 | 0.0012322 | 0.00122 | 0.0012323 | 0.0012136 | 0.0012303 | 0.0012218 | 0.0012228 | 0.0012296 | 0.0012231 | 0.001226 | 0.0012147 | 0.0012251 | 0.0012284 | 0.0012282 | 0.0012292 | 0.0012195 | 0.0012185 | 0.001233 | 0.0012326 | 0.0012196 | 0.001224 | 0.0012283 | 0.0012225 | 0.0012252 | 0.0012176 | 0.0012263 | 0.001215 | 0.001219 | 0.0014462 | 0.0012436 | 0.0012194 | 0.0012166 | 0.001215 | 0.001242 | 0.0012333 | 0.0012282 | 0.0012261 | 0.0012251 | 0.0012282 | 0.0012253 | 0.0012336 | 0.0012161 | 0.0012206 | 0.0012308 | 0.0012214 | 0.0012241 | 0.001223 | 0.0012284 | 0.001228 | 0.0012239 | 0.0012265 | 0.0012219 | 0.0012267 | 0.0012304 | 0.0012179 | 0.0012194 | 0.0012283 | 0.0012163 | 0.0012152 | 0.0012164 | 0.0012235 | 0.0012294 | 0.0012303 | 0.001225 | 0.0012206 | 0.0012286 | 0.0012302 | 0.0012199 | 0.0012303 | 0.0012218 | 0.0012236 | 0.0012188 | 0.0012357 | 0.0012227 | 0.0012187 | 0.0015514 | 0.0012199 | 0.0012248 | 0.0012531 | 0.0012223 | 0.0012335 | 0.001224 | 0.0012148 | 0.0012198 | 0.0012199 | 0.0012153 | 0.0012235 | 0.0012184 | 0.0012288 | 0.0012147 | 0.0012226 | 0.001232 | 0.0012211 | 0.0012234 | 0.0012181 | 0.0012279 | 0.0012285 | 0.0012203 | 0.0012246 | 0.001223 | 0.0012212 | 0.0012164 | 0.0013051 | 0.0012306 | 0.00122 | 0.0012258 | 0.0012204 | 0.0012288 | 0.0012236 | 0.0012455 | 0.0012172 | 0.0012331 | 0.0012459 | 0.001216 | 0.0012143 | 0.0012217 | 0.0012155 | 0.001238 | 0.0012351 | 0.0012338 | 0.0012207 | 0.0012217 | 0.0012187 | 0.0012307 | 0.0012191 | 0.0012257 | 0.0012237 | 0.0012201 | 0.0012188 | 0.0012269 | 0.0012233 | 0.0012308 | 0.001217 | 0.001244 | 0.001224 | 0.0012212 | 0.0012195 | 0.0012181 | 0.001233 | 0.0012378 | 0.0012276 | 0.0012224 | 0.0012345 | 0.0012266 | 0.0012214 | 0.0012195 | 0.0012323 | 0.0012253 | 0.0012318 | 0.0012224 | 0.0012186 | 0.0012149 | 0.0012234 | 0.001302 | 0.0012248 | 0.0012328 | 0.0012167 | 0.0012216 | 0.0012299 | 0.0012232 | 0.0012231 | 0.0012165 | 0.001222 | 0.0012213 | 0.0012276 | 0.0012501 | 0.0012164 | 0.0012272 | 0.0012267 | 0.0012152 | 0.0012747 | 0.0012317 | 0.0012305 | 0.0012281 | 0.0012297 | 0.0012226 | 0.0012203 | 0.0012268 | 0.00123 | 0.0012314 | 0.0012163 | 0.0012191 | 0.0012599 | 0.0012306 | 0.0012141 | 0.0012293 | 0.0012189 | 0.0012288 | 0.0012183 | 0.0012197 | 0.0012293 | 0.0012338 | 0.0012224 | 0.0012258 | 0.0012294 | 0.0012275 | 0.0012283 | 0.0012324 | 0.0013079 | 0.00122 | 0.0012168 | 0.0012296 | 0.0012238 | 0.0015494 | 0.0012171 | 0.0013827 | 0.0012361 | 0.001227 | 0.0012179 | 0.0012283 | 0.0012323 | 0.0012287 | 0.0012203 | 0.001225 | 0.0012265 | 0.0012247 | 0.0012147 | 0.0012237 | 0.0012205 | 0.0013059 | 0.001227 | 0.0012299 | 0.0012187 | 0.0012305 | 0.0012317 | 0.001225 | 0.0012215 | 0.0012231 | 0.0012326 | 0.0012191 | 0.0012323 | 0.0012181 | 0.0012332 | 0.0012218 | 0.0012321 | 0.0012266 | 0.001221 | 0.0012144 | 0.001238 | 0.0012167 | 0.0012343 | 0.0012225 | 0.0012157 | 0.0012149 | 0.0012287 | 0.0012184 | 0.0012196 | 0.0012477 | 0.0012203 | 0.0012215 | 0.0012201 | 0.0012324 | 0.0012374 | 0.0012226 | 0.0012314 | 0.0012622 | 0.0012255 | 0.0013276 | 0.0012281 | 0.0012331 | 0.001227 | 0.0012296 | 0.0012185 | 0.0012309 | 0.0012287 | 0.0012262 | 0.0012331 | 0.0012344 | 0.00122 | 0.0012327 | 0.0012264 | 0.001227 | 0.0012291 | 0.0012155 | 0.0012429 | 0.0012265 | 0.0012244 | 0.0012273 | 0.0012163 | 0.0012233 | 0.001218 | 0.0012251 | 0.0012172 | 0.001225 | 0.0012211 | 0.0016288 | 0.0012239 | 0.0012365 | 0.0012328 | 0.0012274 | 0.0012274 | 0.0012173 | 0.0012262 | 0.0012242 | 0.0012182 | 0.0012175 | 0.0012288 | 0.0012251 | 0.0012271 | 0.0012226 | 0.0012277 | 0.0012235 | 0.0012255 | 0.0012368 | 0.001233 | 0.0012314 | 0.0012309 | 0.0012258 | 0.0012242 | 0.0012212 | 0.0012257 | 0.0012218 | 0.0012271 | 0.0012232 | 0.0012243 | 0.0012214 | 0.0012238 | 0.0012177 | 0.001232 | 0.0012263 | 0.0012371 | 0.0012337 | 0.001219 | 0.0012496 | 0.0012173 | 0.0012134 | 0.0012287 | 0.0012236 | 0.0012287 | 0.0012289 | 0.0012238 | 0.0012324 | 0.0012259 | 0.0012184 | 0.0012287 | 0.0012267 | 0.0012378 | 0.0012208 | 0.0012237 | 0.0012269 | 0.0012317 | 0.0012278 | 0.0012262 | 0.0012318 | 0.0012343 | 0.001221 | 0.0012322 | 0.0012148 | 0.0012317 | 0.0012293 | 0.0012314 | 0.0012256 | 0.0012311 | 0.001216 | 0.0012308 | 0.0012163 | 0.0012231 | 0.0012188 | 0.0012238 | 0.001224 | 0.0012274 | 0.0012219 | 0.001222 | 0.0012246 | 0.0012335 | 0.0012263 | 0.0012317 | 0.0014197 | 0.0012293 | 0.0012231 | 0.0012328 | 0.0012204 | 0.0012205 | 0.0012356 | 0.0012239 | 0.0012331 | 0.0012275 | 0.0012209 | 0.0012329 | 0.0012275 | 0.0012309 | 0.0012245 | 0.0012219 | 0.0012248 | 0.0012467 | 0.0012295 | 0.0012255 | 0.0012258 | 0.0012263 | 0.0012309 | 0.0012353 | 0.0012193 | 0.0012173 | 0.0012186 | 0.0012312 | 0.001222 | 0.0012245 | 0.0014326 | 0.0012297 | 0.0012282 | 0.0012168 | 0.0012238 | 0.0012182 | 0.0012123 | 0.0012769 | 0.0012206 | 0.0012209 | 0.0012291 | 0.0012254 | 0.0012254 | 0.001219 | 0.0012321 | 0.0012158 | 0.0012463 | 0.0012229 | 0.0014356 | 0.0012281 | 0.0012762 | 0.0012168 | 0.0012209 | 0.0012355 | 0.0012219 | 0.001223 | 0.0012194 | 0.0012212 | 0.0012342 | 0.0012265 | 0.0013487 | 0.0012166 | 0.0012176 | 0.0012239 | 0.001231 | 0.001223 | 0.0012196 | 0.0012639 | 0.0012279 | 0.0012298 | 0.0012204 | 0.0012133 | 0.0012243 | 0.001221 | 0.0012303 | 0.0012299 | 0.0012227 | 0.0012191 | 0.0012179 | 0.001227 | 0.0012165 | 0.0012304 | 0.0012316 | 0.0012395 | 0.0012249 | 0.0012156 | 0.0012183 | 0.0012355 | 0.0012264 | 0.0012311 | 0.0012274 | 0.0012591 | 0.0012243 | 0.0012191 | 0.0012188 | 0.001231 | 0.0012898 | 0.0012248 | 0.0012233 | 0.0012186 | 0.0012162 | 0.0012235 | 0.0012271 | 0.0012347 | 0.0012145 | 0.0012228 | 0.0012239 | 0.0012206 | 0.0012277 | 0.0012357 | 0.0063178 | 0.0012169 | 0.0012375 | 0.0012145 | 0.0012314 | 0.0012228 | 0.0012196 | 0.0012266 | 0.0012583 | 0.0012242 | 0.0012294 | 0.0012217 | 0.0012356 | 0.0012257 | 0.0012214 | 0.0012224 | 0.0012282 | 0.0012227 | 0.0012359 | 0.0012326 | 0.0012298 | 0.0012224 | 0.0012724 | 0.0019302 | 0.0012406 | 0.0012265 | 0.0012204 | 0.0012602 | 0.0012245 | 0.001235 | 0.0012464 | 0.0012289 | 0.0012219 | 0.0012177 | 0.001938 | 0.0012294 | 0.0012303 | 0.0012219 | 0.00123 | 0.0012292 | 0.0012392 | 0.0012272 | 0.0012353 | 0.001236 | 0.0056707 | 0.001221 | 0.0012148 | 0.0012229 | 0.0012575 | 0.0013218 | 0.0012263 | 0.0012206 | 0.0013822 | 0.0012252 | 0.0012189 | 0.0012291 | 0.001379 | 0.0012245 | 0.0012165 | 0.0012228 | 0.001226 | 0.0012274 | 0.0012194 | 0.0012272 | 0.001231 | 0.0025704 | 0.0012255 | 0.0012225 | 0.0012314 | 0.0012515 | 0.0012138 | 0.0012216 | 0.0012323 | 0.0014581 | 0.0012371 | 0.0012161 | 0.0012192 | 0.0012289 | 0.0012323 | 0.0012193 | 0.0012253 | 0.0013544 | 0.0012454 | 0.0012366 | 0.0012221 | 0.0012288 | 0.0012361 | 0.0012294 | 0.0012341 | 0.0012243 | 0.0012236 | 0.0012159 | 0.0012224 | 0.001629 | 0.0012414 | 0.0012313 | 0.0012138 | 0.0012208 | 0.0012187 | 0.001232 | 0.0012162 | 0.0012197 | 0.0012138 | 0.0012203 | 0.0012298 | 0.0012267 | 0.0012276 | 0.001224 | 0.0012258 | 0.0012263 | 0.0012295 | 0.0012307 | 0.0012205 | 0.0012288 | 0.021606 | 0.0012181 | 0.0012305 | 0.0017731 | 0.0012281 | 0.0012258 | 0.0012358 | 0.0012218 | 0.0012224 | 0.0012245 | 0.0012282 | 0.0012222 | 0.0012327 | 0.0012548 | 0.0012273 | 0.0012318 | 0.0012224 | 0.0012199 | 0.0012236 | 0.0013036 | 0.0012192 | 0.0012241 | 0.0012274 | 0.0012298 | 0.0012204 | 0.0012192 | 0.001234 | 0.0012658 | 0.0012276 | 0.0012311 | 0.0012182 | 0.0012201 | 0.0012153 | 0.0012175 | 0.0012239 | 0.001223 | 0.0012317 | 0.0012311 | 0.0012283 | 0.0012264 | 0.0012171 | 0.0012801 | 0.0012365 | 0.0012257 | 0.0012174 | 0.0012306 | 0.0012214 | 0.013388 | 0.0012328 | 0.0012304 | 0.0012531 | 0.0012375 | 0.0013699 | 0.0012193 | 0.0012243 | 0.001217 | 0.0012227 | 0.0012306 | 0.0012209 | 0.0012177 | 0.0012262 | 0.0012326 | 0.0012282 | 0.0012254 | 0.0012199 | 0.0012283 | 0.0012285 | 0.0012308 | 0.0012163 | 0.0012187 | 0.0012279 | 0.0012216 | 0.0012264 | 0.0012279 | 0.0012315 | 0.0012432 | 0.001225 | 0.0012339 | 0.0012169 | 0.0012264 | 0.0012303 | 0.001232 | 0.0012318 | 0.0012194 | 0.0012832 | 0.0012409 | 0.0012194 | 0.0012202 | 0.0012254 | 0.0012255 | 0.0013402 | 0.0012337 | 0.0012406 | 0.0012171 | 0.0012276 | 0.0012375 | 0.001222 | 0.0012253 | 0.0012294 | 0.0012282 | 0.0012284 | 0.001226 | 0.001232 | 0.0013187 | 0.0012337 | 0.0012475 | 0.0012294 | 0.0012184 | 0.0012189 | 0.0013808 | 0.0012312 | 0.0012218 | 0.001233 | 0.0012309 | 0.0012217 | 0.0012225 | 0.001232 | 0.0012252 | 0.0012242 | 0.0012273 | 0.0012205 | 0.0012183 | 0.0012277 | 0.0012283 | 0.0012298 | 0.0012324 | 0.0012339 | 0.0012316 | 0.0012249 | 0.0012207 | 0.0012182 | 0.0012364 | 0.0012186 | 0.0012211 | 0.0012196 | 0.001231 | 0.0012932 | 0.0012305 | 0.0012193 | 0.0012341 | 0.0012619 | 0.0012192 | 0.0012256 | 0.0012184 | 0.0044198 | 0.0012184 | 0.0012273 | 0.0012167 | 0.0012326 | 0.0012573 | 0.0012248 | 0.0012217 | 0.001221 | 0.0012295 | 0.0012198 | 0.0012181 | 0.0012256 | 0.0012282 | 0.001221 | 0.0012326 | 0.0012321 | 0.0012625 | 0.001229 | 0.0012655 | 0.0012171 | 0.001234 | 0.0014168 | 0.0012343 | 0.0012277 | 0.0012244 | 0.001224 | 0.0012223 | 0.0012167 | 0.0012228 | 0.0012353 | 0.0012291 | 0.0012329 | 0.0012229 | 0.0012267 | 0.0012213 | 0.0012218 | 0.0012782 | 0.0012225 | 0.0012223 | 0.0012223 | 0.0012254 | 0.0012292 | 0.001227 | 0.00123 | 0.0012283 | 0.0012435 | 0.0012146 | 0.0012241 | 0.0012258 | 0.0012294 | 0.001229 | 0.0012325 | 0.0012276 | 0.0012313 | 0.0012195 | 0.0012206 | 0.0012328 | 0.0012197 | 0.0012179 | 0.0012221 | 0.001218 | 0.0012298 | 0.0012163 | 0.0012224 | 0.0012334 | 0.0012322 | 0.0012279 | 0.0012183 | 0.0012298 | 0.0012282 | 0.0012197 | 0.0018957 | 0.0012262 | 0.0012206 | 0.0012267 | 0.0012284 | 0.0013343 | 0.001218 | 0.0038408 | 0.0012355 | 0.0012415 | 0.0012294 | 0.0012298 | 0.0012249 | 0.0012223 | 0.0012316 | 0.0012156 | 0.0012186 | 0.0012338 | 0.0012151 | 0.0012266 | 0.0012293 | 0.0012319 | 0.0012676 | 0.0012346 | 0.0012307 | 0.00123 | 0.0012279 | 0.001379 | 0.0012339 | 0.0012431 | 0.0012291 | 0.0012324 | 0.001228 | 0.0012362 | 0.0012426 | 0.0012298 | 0.0012202 | 0.0012291 | 0.0012667 | 0.0012264 | 0.0012269 | 0.0012192 | 0.0012224 | 0.0012289 | 0.0012296 | 0.0012308 | 0.001441 | 0.0012214 | 0.0012269 | 0.0012175 | 0.0012224 | 0.0012345 | 0.0012245 | 0.0012303 | 0.0012248 | 0.0012163 | 0.0012237 | 0.0012245 | 0.0012277 | 0.0012261 | 0.0012268 | 0.0014162 | 0.0012255 | 0.0012414 | 0.0012214 | 0.001231 | 0.0012299 | 0.0012263 | 0.0012129 | 0.001227 | 0.0013115 | 0.001224 | 0.0012135 | 0.0014525 | 0.0012174 | 0.0012306 | 0.0012202 | 0.0012555 | 0.0012196 | 0.0012313 | 0.0012226 | 0.0012224 | 0.0012188 | 0.0012252 | 0.0012206 | 0.0012284 | 0.0012322 | 0.0012347 | 0.0012271 | 0.0012195 | 0.00123 | 0.0012264 | 0.0012202 | 0.0012197 | 0.0012239 | 0.0012306 | 0.0012183 | 0.0012322 | 0.0012148 | 0.0012288 | 0.0012327 | 0.0012237 | 0.0012258 | 0.0012341 | 0.0012115 | 0.0012243 | 0.0012148 | 0.0012239 | 0.0012195 | 0.0012339 | 0.0012324 | 0.0012338 | 0.0012193 | 0.0018146 | 0.0012305 | 0.0012266 | 0.0012306 | 0.0012255 | 0.0012339 | 0.00123 | 0.0012244 | 0.0012279 | 0.001223 | 0.0012337 | 0.0014077 | 0.0012771 | 0.001215 | 0.0012211 | 0.0012821 | 0.0012324 | 0.0012189 | 0.0012175 | 0.0012313 | 0.0012453 | 0.0012309 | 0.0012287 | 0.0012255 | 0.0013177 | 0.0012182 | 0.0012298 | 0.0012256 | 0.0012228 | 0.0012333 | 0.0012284 | 0.0012204 | 0.0012222 | 0.0012198 | 0.0012259 | 0.0012162 | 0.0012184 | 0.0012216 | 0.0014829 | 0.0028263 | 0.0012337 | 0.0012147 | 0.001223 | 0.0012357 | 0.0012251 | 0.0012232 | 0.0012271 | 0.0012525 | 0.0012353 | 0.0012208 | 0.0012308 | 0.0012279 | 0.001228 | 0.0012245 | 0.0012388 | 0.0012196 | 0.001222 | 0.0012151 | 0.0012222 | 0.0012168 | 0.0012131 | 0.0012238 | 0.0012321 | 0.0012197 | 0.0012319 | 0.0012294 | 0.0012328 | 0.0012314 | 0.0012175 | 0.0012247 | 0.0012236 | 0.0012327 | 0.0012297 | 0.0012283 | 0.0012337 | 0.001226 | 0.0012128 | 0.0012286 | 0.001244 | 0.0012179 | 0.0012333 | 0.0012372 | 0.0012223 | 0.0012147 | 0.0012214 | 0.0012199 | 0.0012148 | 0.001217 | 0.0012215 | 0.0012183 | 0.0012301 | 0.0012196 | 0.0012218 | 0.0012547 | 0.0012303 | 0.0012157 | 0.0012254 | 0.0012211 | 0.001228 | 0.0012268 | 0.0012221 | 0.0012277 | 0.0012301 | 0.0012296 | 0.0012331 | 0.0012185 | 0.0012213 | 0.0012266 | 0.0012412 | 0.0012342 | 0.0012224 | 0.0012183 | 0.0012314 | 0.0012285 | 0.0012267 | 0.0012321 | 0.0012243 | 0.0012251 | 0.0012237 | 0.0012311 | 0.0012272 | 0.0012298 | 0.0012259 | 0.0012342 | 0.0012236 | 0.0012302 | 0.0013269 | 0.0012209 | 0.0012261 | 0.0012253 | 0.001222 | 0.0012208 | 0.0012231 | 0.0012288 | 0.0012184 | 0.0012231 | 0.0012232 | 0.0012325 | 0.0012166 | 0.0012193 | 0.0012499 | 0.0012318 | 0.0012188 | 0.0012186 | 0.0012264 | 0.001218 | 0.0012272 | 0.001225 | 0.0022217 | 0.0012271 | 0.0020088 | 0.0012287 | 0.0012374 | 0.0012145 | 0.0012241 | 0.0012846 | 0.0012323 | 0.0012324 | 0.0012189 | 0.0012255 | 0.0012308 | 0.0012251 | 0.0012253 | 0.0012209 | 0.0012325 | 0.0012314 | 0.0012161 | 0.0012226 | 0.0012164 | 0.0012265 | 0.001227 | 0.0012218 | 0.0012231 | 0.001219 | 0.0012265 | 0.001228 | 0.0012203 | 0.0012515 | 0.0012224 | 0.0012175 | 0.0012261 | 0.0012188 | 0.001221 | 0.0012206 | 0.0012188 | 0.001228 | 0.0012265 | 0.0012277 | 0.0012318 | 0.0012272 | 0.0012347 | 0.001224 | 0.0012345 | 0.0012248 | 0.0012329 | 0.0014386 | 0.0012262 | 0.0012328 | 0.0012254 | 0.0012353 | 0.0012275 | 0.0012311 | 0.0012227 | 0.0012185 | 0.0012854 | 0.0012161 | 0.0012967 | 0.0012182 | 0.0012235 | 0.0012215 | 0.0012234 | 0.0012385 | 0.0012397 | 0.0012314 | 0.0012318 | 0.0012278 | 0.0012227 | 0.0012161 | 0.0012209 | 0.0012282 | 0.00122 | 0.0012229 | 0.001221 | 0.0012328 | 0.0012327 | 0.0012218 | 0.0048526 | 0.0012159 | 0.00122 | 0.0012267 | 0.0012298 | 0.0012148 | 0.0012314 | 0.0012146 | 0.0013222 | 0.0012264 | 0.0012295 | 0.001218 | 0.0012293 | 0.0012149 | 0.0012236 | 0.0012294 | 0.0012298 | 0.0015321 | 0.0012984 | 0.0012224 | 0.0012262 | 0.0012262 | 0.0012208 | 0.0012702 | 0.0012207 | 0.0012158 | 0.0012911 | 0.001223 | 0.001219 | 0.0012325 | 0.0012276 | 0.0012247 | 0.0012286 | 0.0012156 | 0.0012326 | 0.0012182 | 0.0012345 | 0.0012156 | 0.0012193 | 0.001219 | 0.0012304 | 0.001397 | 0.0012337 | 0.0012286 | 0.0012366 | 0.0012305 | 0.0012188 | 0.0012202 | 0.0012201 | 0.0012281 | 0.0012158 | 0.001388 | 0.001236 | 0.0012248 | 0.0012256 | 0.0012238 | 0.0012233 | 0.0012216 | 0.0012201 | 0.0012307 | 0.001218 | 0.0012311 | 0.0012966 | 0.001224 | 0.0012239 | 0.0012229 | 0.001224 | 0.0012322 | 0.0012751 | 0.0012207 | 0.001219 | 0.0012289 | 0.0012302 | 0.0012348 | 0.0012259 | 0.0012299 | 0.0012179 | 0.0012204 | 0.0012225 | 0.0012318 | 0.0012329 | 0.0012271 | 0.001325 | 0.0012222 | 0.0012325 | 0.0012235 | 0.001219 | 0.0012191 | 0.0012171 | 0.0012217 | 0.0012384 | 0.0012348 | 0.0012286 | 0.0012289 | 0.0012213 | 0.0012208 | 0.0012277 | 0.0012332 | 0.0012286 | 0.0013432 | 0.0012241 | 0.0012248 | 0.0012239 | 0.0012318 | 0.0012208 | 0.0012361 | 0.0012221 | 0.0012154 | 0.001223 | 0.0012271 | 0.0012228 | 0.0012115 | 0.00123 | 0.0012209 | 0.0012268 | 0.0012329 | 0.0012143 | 0.0012255 | 0.0012295 | 0.0012293 | 0.0012248 | 0.0012258 | 0.0012195 | 0.0013411 | 0.001224 | 0.0012173 | 0.0012331 | 0.0012634 | 0.0012203 | 0.0012184 | 0.0012192 | 0.0015638 | 0.0012358 | 0.0012223 | 0.0012284 | 0.0012224 | 0.0012259 | 0.0012164 | 0.0012293 | 0.0012296 | 0.0012208 | 0.0012299 | 0.0012953 | 0.0012179 | 0.0012188 | 0.0012214 | 0.0012305 | 0.0012283 | 0.0012158 | 0.0012164 | 0.0012225 | 0.0012301 | 0.0012604 | 0.0012401 | 0.0012194 | 0.0012238 | 0.0012341 | 0.0012159 | 0.0012261 | 0.0012242 | 0.001225 | 0.0012267 | 0.0012224 | 0.0012289 | 0.0012175 | 0.0012213 | 0.0012255 | 0.001224 | 0.0012225 | 0.0012203 | 0.0012283 | 0.0012195 | 0.0012295 | 0.0012255 | 0.0012424 | 0.0012207 | 0.0012163 | 0.001222 | 0.0012329 | 0.0012195 | 0.0012221 | 0.0012293 | 0.0012296 | 0.0012291 | 0.001242 | 0.0012242 | 0.0012165 | 0.0012146 | 0.0012262 | 0.0012187 | 0.0012262 | 0.0012213 | 0.0012281 | 0.0012301 | 0.0012234 | 0.0012335 | 0.0012155 | 0.0012241 | 0.0012303 | 0.0012323 | 0.0012262 | 0.0012608 | 0.0012264 | 0.0012269 | 0.0012183 | 0.0012243 | 0.0012306 | 0.0012296 | 0.0012238 | 0.0012296 | 0.0012301 | 0.0012261 | 0.0012171 | 0.0012232 | 0.0012335 | 0.0012291 | 0.0012272 | 0.001241 | 0.0012252 | 0.0012352 | 0.0012245 | 0.0012259 | 0.0012313 | 0.0012618 | 0.0012307 | 0.0012228 | 0.0012183 | 0.0012304 | 0.0013959 | 0.0012556 | 0.0012332 | 0.002093 | 0.0012276 | 0.001232 | 0.0012297 | 0.0012304 | 0.0012232 | 0.0012329 | 0.0012156 | 0.0012302 | 0.0012301 | 0.0014305 | 0.0012498 | 0.0012255 | 0.0012166 | 0.0012708 | 0.001222 | 0.0012221 | 0.0012219 | 0.0012316 | 0.0012242 | 0.0012185 | 0.0012223 | 0.0012165 | 0.0012162 | 0.0012196 | 0.0012253 | 0.0012328 | 0.0012282 | 0.0012319 | 0.0012309 | 0.0013738 | 0.0012212 | 0.0012197 | 0.0012302 | 0.0012952 | 0.0012163 | 0.0013857 | 0.0012232 | 0.0012149 | 0.0012329 | 0.001234 | 0.0012291 | 0.0012308 | 0.0015988 | 0.0012245 | 0.0012196 | 0.0012245 | 0.0012172 | 0.0012208 | 0.0012349 | 0.0012231 | 0.0012305 | 0.0012202 | 0.0012197 | 0.0012358 | 0.0020832 | 0.0012279 | 0.0012348 | 0.0012766 | 0.0012309 | 0.0012254 | 0.001236 | 0.0012265 | 0.001223 | 0.001235 | 0.0012405 | 0.0012198 | 0.0012268 | 0.0012246 | 0.0012362 | 0.0012281 | 0.001226 | 0.0012179 | 0.0012153 | 0.0012243 | 0.0012365 | 0.0012183 | 0.0012323 | 0.0012269 | 0.0012163 | 0.0012237 | 0.0012279 | 0.001218 | 0.0012293 | 0.0012316 | 0.0012246 | 0.0012218 | 0.0012207 | 0.0012277 | 0.0012506 | 0.0012279 | 0.0012153 | 0.0012161 | 0.0012292 | 0.0012268 | 0.0012199 | 0.0012278 | 0.0012238 | 0.0012285 | 0.001224 | 0.0012239 | 0.0012366 | 0.0012325 | 0.0012285 | 0.0012193 | 0.0012298 | 0.0012293 | 0.0012856 | 0.0012373 | 0.001224 | 0.0012137 | 0.0012201 | 0.001223 | 0.001293 | 0.0012269 | 0.0012167 | 0.0013498 | 0.0012187 | 0.0012319 | 0.0012155 | 0.0012306 | 0.001218 | 0.0012303 | 0.0012179 | 0.0012237 | 0.0012165 | 0.0012179 | 0.0012209 | 0.0012203 | 0.0012423 | 0.0012349 | 0.0012317 | 0.0012298 | 0.0012252 | 0.0012193 | 0.0012367 | 0.0012285 | 0.0012829 | 0.0012255 | 0.0012143 | 0.0012187 | 0.0012258 | 0.0012138 | 0.0012185 | 0.0012297 | 0.0012178 | 0.001227 | 0.0012207 | 0.0012169 | 0.0012291 | 0.0012278 | 0.0012244 | 0.0012301 | 0.0012282 | 0.001219 | 0.0012216 | 0.0012333 | 0.0012325 | 0.0012305 | 0.0012251 | 0.0012205 | 0.0012303 | 0.0012272 | 0.0012177 | 0.0012245 | 0.0012248 | 0.001216 | 0.0012139 | 0.0012204 | 0.0012232 | 0.0012139 | 0.0012342 | 0.0012362 | 0.0012197 | 0.0012197 | 0.0012271 | 0.0012284 | 0.0012255 | 0.0012213 | 0.0012278 | 0.0012298 | 0.001232 | 0.0012293 | 0.0012228 | 0.0012539 | 0.0012314 | 0.0012172 | 0.0012199 | 0.0012247 | 0.0012166 | 0.0012191 | 0.0012186 | 0.0012246 | 0.0012294 | 0.0012184 | 0.0013654 | 0.0012193 | 0.0012274 | 0.0012263 | 0.0012185 | 0.0018959 | 0.0012246 | 0.0012307 | 0.0012226 | 0.001237 | 0.0012275 | 0.0012292 | 0.0012325 | 0.0012156 | 0.0012419 | 0.001227 | 0.0012152 | 0.0012225 | 0.0012244 | 0.001226 | 0.0012245 | 0.0012235 | 0.0012362 | 0.001217 | 0.0012219 | 0.0012295 | 0.0012186 | 0.0012294 | 0.0012291 | 0.0012301 | 0.0012223 | 0.0012173 | 0.0012312 | 0.0012304 | 0.00122 | 0.0012335 | 0.001225 | 0.0012163 | 0.0012235 | 0.0012298 | 0.0012161 | 0.0012273 | 0.001233 | 0.0012252 | 0.0012278 | 0.0012207 | 0.0012171 | 0.0012414 | 0.0012291 | 0.0012215 | 0.0012978 | 0.0012355 | 0.0012166 | 0.0012252 | 0.0012219 | 0.0012477 | 0.0012333 | 0.0012245 | 0.0012253 | 0.0012256 | 0.0012366 | 0.0012365 | 0.0012292 | 0.0012341 | 0.0012292 | 0.0012305 | 0.0012204 | 0.0012185 | 0.0012221 | 0.0012229 | 0.0012315 | 0.0012269 | 0.0012372 | 0.0012283 | 0.0012201 | 0.0012295 | 0.0012254 | 0.0012304 | 0.0012286 | 0.0012247 | 0.0012497 | 0.0012305 | 0.0012164 | 0.0012269 | 0.0012266 | 0.0012243 | 0.0024155 | 0.0012152 | 0.0012183 | 0.001234 | 0.0012309 | 0.001219 | 0.001223 | 0.001221 | 0.0012341 | 0.0012412 | 0.0012334 | 0.0012346 | 0.0012286 | 0.0012311 | 0.0012199 | 0.0012295 | 0.001227 | 0.0012199 | 0.0012297 | 0.0012272 | 0.0012234 | 0.0012221 | 0.0012233 | 0.0012285 | 0.0012265 | 0.0012357 | 0.0012347 | 0.0012157 | 0.0012216 | 0.0012298 | 0.0012286 | 0.0012189 | 0.0012291 | 0.0012239 | 0.0012349 | 0.0012239 | 0.0013701 | 0.0012326 | 0.0012216 | 0.0012311 | 0.0012276 | 0.0012402 | 0.0012325 | 0.0012304 | 0.001226 | 0.001222 | 0.001225 | 0.0012278 | 0.0012277 | 0.0012271 | 0.0012222 | 0.0012277 | 0.0012358 | 0.0012336 | 0.0012268 | 0.0012246 | 0.0012185 | 0.0012358 | 0.0012269 | 0.0012242 | 0.0012306 | 0.0012184 | 0.001229 | 0.0012222 | 0.0012226 | 0.0012165 | 0.001221 | 0.001225 | 0.0012329 | 0.0022386 | 0.0012327 | 0.0012318 | 0.0012175 | 0.0012214 | 0.0012195 | 0.0012233 | 0.0012154 | 0.0012461 | 0.0012228 | 0.0012324 | 0.0012156 | 0.0012201 | 0.0012302 | 0.0012225 | 0.0012321 | 0.0012326 | 0.0012241 | 0.0012364 | 0.0012246 | 0.0012166 | 0.0012168 | 0.0012345 | 0.0012694 | 0.0012569 | 0.001228 | 0.0013642 | 0.0012323 | 0.0012342 | 0.0012267 | 0.0012284 | 0.0012293 | 0.0012241 | 0.0012191 | 0.0012315 | 0.0012302 | 0.0012371 | 0.0012222 | 0.001226 | 0.0012191 | 0.0012286 | 0.0012323 | 0.0012265 | 0.0012261 | 0.0012211 | 0.0012279 | 0.0012309 | 0.0012246 | 0.0012181 | 0.0012172 | 0.0012196 | 0.0012278 | 0.0012356 | 0.0012191 | 0.0012174 | 0.0012269 | 0.0012238 | 0.0012271 | 0.0012586 | 0.0012248 | 0.001547 | 0.0012191 | 0.0012206 | 0.0012273 | 0.0012168 | 0.0012282 | 0.001219 | 0.0012285 | 0.0012172 | 0.0012237 | 0.001219 | 0.0012208 | 0.0013089 | 0.001235 | 0.001279 | 0.0012163 | 0.0012175 | 0.001232 | 0.0015076 | 0.0012174 | 0.0012328 | 0.0012258 | 0.0012185 | 0.0012278 | 0.0012186 | 0.0012208 | 0.0012319 | 0.0012272 | 0.0012248 | 0.0012205 | 0.0012234 | 0.0012245 | 0.0012268 | 0.0012135 | 0.0012284 | 0.0012178 | 0.001221 | 0.001223 | 0.0012154 | 0.001237 | 0.0012289 | 0.0012416 | 0.0013563 | 0.0012144 | 0.0012254 | 0.0012302 | 0.0012218 | 0.0012925 | 0.001217 | 0.0012248 | 0.0032881 | 0.0012341 | 0.0012354 | 0.0012229 | 0.0012317 | 0.0012279 | 0.0012298 | 0.0012283 | 0.0012207 | 0.0012173 | 0.0012267 | 0.0012311 | 0.0012325 | 0.0012266 | 0.0012183 | 0.0012357 | 0.001224 | 0.0012257 | 0.0012156 | 0.0012221 | 0.0012265 | 0.001225 | 0.0012297 | 0.0012316 | 0.0012203 | 0.0012227 | 0.0012225 | 0.0012199 | 0.0012162 | 0.0012188 | 0.0012349 | 0.001231 | 0.72672 | 0.0012207 | 0.0012194 | 0.0012213 | 0.0012271 | 0.0012305 | 0.0012352 | 0.0012278 | 0.001317 | 0.0012208 | 0.0012203 | 0.0012578 | 0.0012333 | 0.0012944 | 0.0012307 | 0.0012264 | 0.0012152 | 0.0012189 | 0.0012368 | 0.0012174 | 0.0012321 | 0.0012323 | 0.0012271 | 0.0012193 | 0.0012284 | 0.0012328 | 0.0012255 | 0.0012434 | 0.0012298 | 0.0012345 | 0.0012195 | 0.0012207 | 0.0012284 | 0.0012139 | 0.0012365 | 0.0012199 | 0.001225 | 0.0012313 | 0.0012486 | 0.001232 | 0.001227 | 0.0012313 | 0.0012258 | 0.0012125 | 0.0014802 | 0.0012334 | 0.0012204 | 0.001217 | 0.0012281 | 0.0012271 | 0.0012198 | 0.0012346 | 0.0012138 | 0.0050767 | 0.0012198 | 0.0012767 | 0.0012185 | 0.0012331 | 0.0012169 | 0.0012378 | 0.0012203 | 0.0012183 | 0.0012277 | 0.0012379 | 0.0012245 | 0.0012312 | 0.0012285 | 0.001224 | 0.0012326 | 0.0012296 | 0.0012167 | 0.0012305 | 0.0012162 | 0.0012205 | 0.001217 | 0.0012256 | 0.0012287 | 0.001221 | 0.0012246 | 0.0012318 | 0.0012147 | 0.0012248 | 0.0012229 | 0.0012228 | 0.0012285 | 0.001224 | 0.001241 | 0.0012182 | 0.0012683 | 0.0012244 | 0.001218 | 0.001216 | 0.0012383 | 0.001218 | 0.0012294 | 0.0012207 | 0.0012187 | 0.0012184 | 0.0012152 | 0.0012252 | 0.0012304 | 0.0012178 | 0.0012129 | 0.0012225 | 0.0012143 | 0.0012254 | 0.0012444 | 0.0012328 | 0.0012268 | 0.0012396 | 0.0012935 | 0.0012259 | 0.0012356 | 0.0012185 | 0.0012331 | 0.0012303 | 0.0012257 | 0.0012213 | 0.0012275 | 0.0012999 | 0.0012232 | 0.0012237 | 0.0012271 | 0.0012256 | 0.0012261 | 0.0012328 | 0.0012175 | 0.0012195 | 0.0012295 | 0.0012184 | 0.0012341 | 0.0012299 | 0.0012237 | 0.0012197 | 0.001227 | 0.0012155 | 0.0012224 | 0.0012192 | 0.0012199 | 0.0012323 | 0.0012263 | 0.0012166 | 0.0012296 | 0.0012333 | 0.0012186 | 0.0012306 | 0.0012318 | 0.0012292 | 0.0012181 | 0.0012196 | 0.0012314 | 0.001227 | 0.0012301 | 0.0012292 | 0.00123 | 0.0012175 | 0.0012273 | 0.0012186 | 0.0012207 | 0.0012218 | 0.0012174 | 0.0012306 | 0.0012149 | 0.0012165 | 0.0012224 | 0.0012353 | 0.0012346 | 0.0012178 | 0.0012187 | 0.0012215 | 0.0012238 | 0.001227 | 0.0012207 | 0.0012155 | 0.0012265 | 0.0012173 | 0.0012198 | 0.0012192 | 0.0012307 | 0.0012157 | 0.0012185 | 0.0012216 | 0.0012241 | 0.0012241 | 0.0012254 | 0.0012304 | 0.0012313 | 0.0012249 | 0.0012377 | 0.0012243 | 0.0012264 | 0.0012251 | 0.0012322 | 0.0012202 | 0.0012284 | 0.0012301 | 0.0012169 | 0.0012308 | 0.0012346 | 0.0012306 | 0.0012254 | 0.0012307 | 0.0012295 | 0.0012292 | 0.0012249 | 0.0012279 | 0.0012281 | 0.001218 | 0.0012266 | 0.0012394 | 0.0013129 | 0.0012496 | 0.0012251 | 0.0012173 | 0.0012182 | 0.0012211 | 0.001228 | 0.0012257 | 0.0012157 | 0.0012331 | 0.0012196 | 0.0012169 | 0.0012278 | 0.0012273 | 0.0012518 | 0.0018224 | 0.0012553 | 0.0012236 | 0.0012168 | 0.0012206 | 0.001217 | 0.0012298 | 0.0012205 | 0.0012231 | 0.0012231 | 0.0012187 | 0.001221 | 0.0012252 | 0.0012256 | 0.0012287 | 0.0012238 | 0.0012473 | 0.0012153 | 0.0012304 | 0.0012199 | 0.0012167 | 0.0012228 | 0.0012394 | 0.00123 | 0.001229 | 0.0012273 | 0.0012239 | 0.0012274 | 0.0012223 | 0.0012287 | 0.0012215 | 0.0012235 | 0.0012324 | 0.0012245 | 0.0012355 | 0.0012898 | 0.0012151 | 0.001231 | 0.0012338 | 0.0012213 | 0.0012221 | 0.0012272 | 0.0012263 | 0.0012315 | 0.0012161 | 0.0012239 | 0.0012346 | 0.0012178 | 0.0012225 | 0.0012226 | 0.0012243 | 0.0012312 | 0.001225 | 0.0012215 | 0.0013463 | 0.0012248 | 0.0012264 | 0.0012193 | 0.0012321 | 0.0012324 | 0.0012223 | 0.0012309 | 0.0016565 | 0.001295 | 0.0012348 | 0.0012261 | 0.0012291 | 0.0012277 | 0.0017254 | 0.0012193 | 0.0012322 | 0.0012204 | 0.0012218 | 0.0012213 | 0.0012321 | 0.001223 | 0.0012199 | 0.0012247 | 0.0012303 | 0.0012288 | 0.0012305 | 0.0012143 | 0.0012389 | 0.0012289 | 0.0012284 | 0.001223 | 0.0012155 | 0.0012208 | 0.0012198 | 0.0012223 | 0.0012315 | 0.0012321 | 0.0012283 | 0.001232 | 0.0012346 | 0.00122 | 0.0012223 | 0.0012276 | 0.0012214 | 0.0012226 | 0.0012271 | 0.0012181 | 0.0012212 | 0.0012165 | 0.0012266 | 0.0012278 | 0.0012252 | 0.0014933 | 0.001265 | 0.0012237 | 0.0012182 | 0.0012225 | 0.0012128 | 0.0012255 | 0.0012337 | 0.0012216 | 0.0012242 | 0.0015684 | 0.0012202 | 0.0012201 | 0.001224 | 0.0012218 | 0.001221 | 0.0012271 | 0.0012309 | 0.0012257 | 0.0012188 | 0.0012312 | 0.0012219 | 0.0012207 | 0.001235 | 0.0012293 | 0.0012271 | 0.0012272 | 0.0012188 | 0.0012334 | 0.0012192 | 0.0012261 | 0.0012206 | 0.0012191 | 0.0012264 | 0.0012262 | 0.001224 | 0.0012285 | 0.0012266 | 0.0012222 | 0.0012225 | 0.0012176 | 0.0012186 | 0.0012253 | 0.0012271 | 0.0012238 | 0.001231 | 0.0012198 | 0.0012305 | 0.0012227 | 0.0012307 | 0.0012254 | 0.0012274 | 0.0012312 | 0.0012252 | 0.0012276 | 0.001221 | 0.0012224 | 0.0012266 | 0.0012263 | 0.0012187 | 0.0012286 | 0.0012235 | 0.0012762 | 0.0012386 | 0.0012284 | 0.0012243 | 0.001215 | 0.0012147 | 0.0012267 | 0.0012319 | 0.0012269 | 0.0012205 | 0.0012192 | 0.001231 | 0.0012202 | 0.0012409 | 0.0012244 | 0.0012282 | 0.0012309 | 0.0012222 | 0.0013267 | 0.0012355 | 0.0012293 | 0.001229 | 0.0012155 | 0.0012242 | 0.0012183 | 0.0012321 | 0.0012759 | 0.0012223 | 0.001215 | 0.0012328 | 0.0012304 | 0.0012265 | 0.0012303 | 0.0012237 | 0.0012332 | 0.0012344 | 0.0012178 | 0.0012598 | 0.0012198 | 0.0012276 | 0.0012149 | 0.0012296 | 0.0012224 | 0.0012293 | 0.0012216 | 0.0012224 | 0.0012252 | 0.0012339 | 0.0012208 | 0.001234 | 0.0012323 | 0.0012315 | 0.001219 | 0.0012131 | 0.0012195 | 0.0012294 | 0.0012183 | 0.001217 | 0.0012365 | 0.0012159 | 0.0012292 | 0.0012304 | 0.0012126 | 0.0012259 | 0.0012149 | 0.0012438 | 0.0012334 | 0.00122 | 0.0037717 | 0.0012522 | 0.0012196 | 0.0012264 | 0.0012295 | 0.0012312 | 0.0012227 | 0.0012479 | 0.0012276 | 0.0012156 | 0.00122 | 0.0012168 | 0.0012226 | 0.0012299 | 0.0012175 | 0.0012269 | 0.0012229 | 0.0012159 | 0.0012295 | 0.0012244 | 0.0012223 | 0.0012201 | 0.0012292 | 0.0012242 | 0.0012649 | 0.0012306 | 0.0012294 | 0.0012287 | 0.0012285 | 0.0012302 | 0.001225 | 0.0012213 | 0.0012165 | 0.0012235 | 0.0012268 | 0.0012287 | 0.0012231 | 0.00123 | 0.0028116 | 0.0012336 | 0.0012302 | 0.0012296 | 0.0012235 | 0.0012172 | 0.0012225 | 0.0012173 | 0.0012211 | 0.0012221 | 0.0012222 | 0.0012323 | 0.0012321 | 0.001237 | 0.0012295 | 0.0012326 | 0.001232 | 0.0012299 | 0.001236 | 0.0012312 | 0.0012243 | 0.0012258 | 0.0012202 | 0.0012214 | 0.0012288 | 0.0012188 | 0.0012196 | 0.0012212 | 0.001221 | 0.0012258 | 0.0012217 | 0.0012171 | 0.0012327 | 0.0012265 | 0.0012325 | 0.0012307 | 0.0012227 | 0.001238 | 0.0012355 | 0.0012217 | 0.0012302 | 0.001233 | 0.0012294 | 0.0012312 | 0.0012184 | 0.001225 | 0.0012165 | 0.001254 | 0.0012196 | 0.001231 | 0.0012333 | 0.0012185 | 0.001227 | 0.001231 | 0.0012264 | 0.0012329 | 0.0012271 | 0.0012312 | 0.0012281 | 0.0012265 | 0.0012178 | 0.0012242 | 0.001226 | 0.0012193 | 0.0012178 | 0.0012339 | 0.0012247 | 0.0012191 | 0.0012219 | 0.0012329 | 0.0012196 | 0.0012228 | 0.001223 | 0.0012469 | 0.0012345 | 0.0012322 | 0.0012343 | 0.0016253 | 0.0012194 | 0.0012319 | 0.0012266 | 0.0012321 | 0.0012249 | 0.0012175 | 0.0012201 | 0.0012278 | 0.0012425 | 0.0012417 | 0.0012208 | 0.0012243 | 0.0012266 | 0.0012236 | 0.0012172 | 0.001222 | 0.0012227 | 0.0012303 | 0.0012464 | 0.0012379 | 0.0012258 | 0.0012378 | 0.00123 | 0.0012275 | 0.0012848 | 0.0012194 | 0.0012311 | 0.0012273 | 0.0012284 | 0.0012162 | 0.0012319 | 0.0012216 | 0.0012294 | 0.0012203 | 0.0012291 | 0.0012331 | 0.0012243 | 0.0012167 | 0.0012185 | 0.0012319 | 0.0012294 | 0.0012242 | 0.0012183 | 0.0012197 | 0.0012277 | 0.0012283 | 0.0012251 | 0.0012215 | 0.0012381 | 0.0012146 | 0.0012639 | 0.0012211 | 0.0012169 | 0.001224 | 0.0012252 | 0.0012566 | 0.0012343 | 0.0012223 | 0.0012515 | 0.001217 | 0.0012226 | 0.0012302 | 0.0012179 | 0.0012716 | 0.0012153 | 0.0012185 | 0.0012152 | 0.00122 | 0.0012189 | 0.0012168 | 0.0012319 | 0.0012289 | 0.0012173 | 0.0012222 | 0.0012206 | 0.0012294 | 0.0012215 | 0.0012322 | 0.0012206 | 0.0012178 | 0.0012246 | 0.0012245 | 0.0012361 | 0.001233 | 0.0024041 | 0.0012238 | 0.0012253 | 0.0012332 | 0.0012247 | 0.0012199 | 0.0012189 | 0.0012185 | 0.001229 | 0.0012365 | 0.0012217 | 0.0012246 | 0.0012225 | 0.0012302 | 0.0012269 | 0.0012203 | 0.0012296 | 0.0012282 | 0.0012288 | 0.0012218 | 0.001232 | 0.0012158 | 0.0012194 | 0.0012231 | 0.0012173 | 0.0012225 | 0.001212 | 0.0012198 | 0.0012239 | 0.0012276 | 0.0012268 | 0.0012331 | 0.0012285 | 0.0012218 | 0.0012205 | 0.0012362 | 0.0018318 | 0.0012191 | 0.001226 | 0.001228 | 0.0012217 | 0.0012323 | 0.0012325 | 0.0012249 | 0.0012279 | 0.0012148 | 0.001232 | 0.0012411 | 0.0012164 | 0.0012121 | 0.0012233 | 0.0012332 | 0.0012281 | 0.0012369 | 0.001234 | 0.0012217 | 0.001219 | 0.0012164 | 0.0012225 | 0.0012276 | 0.0012199 | 0.0012236 | 0.0012375 | 0.0012242 | 0.0012229 | 0.0012464 | 0.0012159 | 0.0012147 | 0.0044816 | 0.0012234 | 0.0012215 | 0.0012338 | 0.0012316 | 0.0012302 | 0.0012357 | 0.0012189 | 0.0012328 | 0.0012242 | 0.0012237 | 0.001224 | 0.0012292 | 0.001231 | 0.001217 | 0.0012206 | 0.0012203 | 0.0012274 | 0.0012169 | 0.0012275 | 0.0016083 | 0.0012306 | 0.0012346 | 0.0012179 | 0.0012211 | 0.001219 | 0.0012219 | 0.0012237 | 0.0012214 | 0.0012324 | 0.0012145 | 0.0012212 | 0.0012251 | 0.0012185 | 0.0012759 | 0.0012261 | 0.0022438 | 0.0012287 | 0.001218 | 0.001215 | 0.0012244 | 0.0012504 | 0.0012277 | 0.0012291 | 0.0012262 | 0.0012297 | 0.0012209 | 0.0012437 | 0.001228 | 0.00122 | 0.0012259 | 0.0012212 | 0.0012311 | 0.0012509 | 0.0012242 | 0.0012215 | 0.0012278 | 0.0013086 | 0.0012213 | 0.0012249 | 0.0012298 | 0.0012351 | 0.0012316 | 0.0012273 | 0.0013328 | 0.0012235 | 0.0012138 | 0.0012157 | 0.0012217 | 0.0012232 | 0.0012618 | 0.0012251 | 0.0012452 | 0.0012211 | 0.0012238 | 0.0012283 | 0.0012184 | 0.0012282 | 0.0012147 | 0.0012257 | 0.0012342 | 0.0012176 | 0.001217 | 0.0012225 | 0.0012264 | 0.0012262 | 0.0012233 | 0.0012276 | 0.0012294 | 0.0012261 | 0.0012258 | 0.0012246 | 0.0012329 | 0.0012168 | 0.0038844 | 0.0012266 | 0.0012239 | 0.0012344 | 0.0012243 | 0.0012175 | 0.0012503 | 0.0012234 | 0.0012215 | 0.0012227 | 0.0012418 | 0.001233 | 0.0012308 | 0.0012253 | 0.0012258 | 0.001232 | 0.0012297 | 0.0012208 | 0.0012324 | 0.0012364 | 0.0012328 | 0.0012506 | 0.0012273 | 0.0012319 | 0.001273 | 0.0012267 | 0.0012145 | 0.0012184 | 0.0012874 | 0.0012225 | 0.0012201 | 0.0012194 | 0.0012328 | 0.0012389 | 0.0012287 | 0.0012278 | 0.0012271 | 0.0012169 | 0.0012278 | 0.0012322 | 0.0012215 | 0.0012323 | 0.0012205 | 0.001256 | 0.0012348 | 0.0012309 | 0.0012267 | 0.0013294 | 0.0012294 | 0.0012158 | 0.0012218 | 0.0012161 | 0.001226 | 0.0012135 | 0.0012215 | 0.0012467 | 0.0012162 | 0.0012325 | 0.0012312 | 0.0012286 | 0.0012264 | 0.0015094 | 0.0012293 | 0.0012285 | 0.0012346 | 0.001231 | 0.0012291 | 0.0012281 | 0.0012296 | 0.0012272 | 0.0012219 | 0.0012304 | 0.0012271 | 0.0012436 | 0.0012404 | 0.0012155 | 0.0012261 | 0.0012178 | 0.0012309 | 0.0012317 | 0.0012242 | 0.0012232 | 0.0012318 | 0.0012207 | 0.0012228 | 0.0012262 | 0.0012236 | 0.001217 | 0.0012158 | 0.0012939 | 0.0012312 | 0.0012165 | 0.0012332 | 0.0012951 | 0.0012349 | 0.0012366 | 0.00238 | 0.0012226 | 0.001224 | 0.0012361 | 0.0012134 | 0.0012369 | 0.0012311 | 0.0012241 | 0.0012289 | 0.0012351 | 0.0012363 | 0.0012192 | 0.0012307 | 0.0012336 | 0.0012396 | 0.0012249 | 0.001217 | 0.0012173 | 0.001229 | 0.0012196 | 0.0012311 | 0.0012176 | 0.0012222 | 0.0012299 | 0.0012307 | 0.0012238 | 0.0012212 | 0.0012329 | 0.0012193 | 0.0022208 | 0.0012245 | 0.0015682 | 0.001235 | 0.0012178 | 0.0012183 | 0.0012262 | 0.0012223 | 0.0012163 | 0.001234 | 0.0012257 | 0.0012198 | 0.0012217 | 0.0012315 | 0.0012205 | 0.0015378 | 0.0117 | 0.0012201 | 0.0012143 | 0.0012229 | 0.0012247 | 0.0012253 | 0.0012339 | 0.0015722 | 0.0012162 | 0.0012403 | 0.0012323 | 0.0012228 | 0.0012252 | 0.0012436 | 0.0012219 | 0.0012205 | 0.0012164 | 0.001314 | 0.0012273 | 0.0012283 | 0.0012311 | 0.0012277 | 0.001221 | 0.0012331 | 0.0012218 | 0.0012223 | 0.0012157 | 0.0012233 | 0.0012235 | 0.0055011 | 0.0012338 | 0.0012194 | 0.0012209 | 0.0013167 | 0.0012282 | 0.0012249 | 0.0012352 | 0.0012177 | 0.0012154 | 0.0012223 | 0.0012267 | 0.0012364 | 0.0012288 | 0.0012224 | 0.0012365 | 0.0012251 | 0.0015627 | 0.0012229 | 0.0012194 | 0.0012272 | 0.0012422 | 0.0012287 | 0.0012113 | 0.0013812 | 0.017009 | 0.0012295 | 0.0012263 | 0.0012284 | 0.0067129 | 0.0012184 | 0.0012244 | 0.00123 | 0.0012256 | 0.0012179 | 0.0012379 | 0.0012353 | 0.0012311 | 0.0012238 | 0.0012207 | 0.0012295 | 0.0012226 | 0.0012259 | 0.00123 | 0.0012289 | 0.0012167 | 0.0012292 | 0.0012234 | 0.0012307 | 0.0012282 | 0.0012206 | 0.001216 | 0.0012335 | 0.0012202 | 0.0012183 | 0.0012136 | 0.0012323 | 0.0012151 | 0.0012463 | 0.0012228 | 0.0012247 | 0.0012262 | 0.0012179 | 0.0012355 | 0.0012154 | 0.0012164 | 0.0012227 | 0.0012399 | 0.0012263 | 0.0012306 | 0.001314 | 0.0012211 | 0.0012235 | 0.0012998 | 0.0012238 | 0.0012318 | 0.0012345 | 0.0012178 | 0.0012226 | 0.001232 | 0.0012239 | 0.0012256 | 0.0012515 | 0.0012213 | 0.0012309 | 0.0012287 | 0.0012202 | 0.001225 | 0.0012739 | 0.0012342 | 0.0012381 | 0.0012244 | 0.0012298 | 0.0012236 | 0.001232 | 0.0012221 | 0.0012399 | 0.0012153 | 0.0012251 | 0.0012317 | 0.0012253 | 0.0012327 | 0.0012453 | 0.0012271 | 0.0012341 | 0.0012243 | 0.0012185 | 0.0012253 | 0.0012269 | 0.0012252 | 0.0012322 | 0.0012267 | 0.0027058 | 0.0012355 | 0.0012172 | 0.0012179 | 0.001231 | 0.0012243 | 0.0012487 | 0.0012297 | 0.0012218 | 0.0012225 | 0.0012163 | 0.0012227 | 0.001233 | 0.001215 | 0.0012236 | 0.0012267 | 0.0012235 | 0.0012617 | 0.0012358 | 0.0012291 | 0.0012302 | 0.0012154 | 0.0012236 | 0.0012315 | 0.0012366 | 0.0012285 | 0.001238 | 0.0012227 | 0.0012276 | 0.0012936 | 0.0012303 | 0.0012188 | 0.0012154 | 0.0012296 | 0.0012384 | 0.0012297 | 0.0012174 | 0.0012205 | 0.0012281 | 0.0012193 | 0.0012309 | 0.0012188 | 0.0012632 | 0.0015419 | 0.0012208 | 0.0012969 | 0.0012256 | 0.0012328 | 0.0012283 | 0.0012254 | 0.0012342 | 0.0012264 | 0.0012322 | 0.0012306 | 0.0012262 | 0.0012224 | 0.0012199 | 0.0012336 | 0.0012254 | 0.0012321 | 0.0012155 | 0.001222 | 0.0012193 | 0.0012203 | 0.0012264 | 0.0012311 | 0.0012258 | 0.0012351 | 0.0012625 | 0.0012165 | 0.0012229 | 0.0012134 | 0.0012196 | 0.0012255 | 0.0012249 | 0.0012187 | 0.0012272 | 0.0012301 | 0.0016725 | 0.0012315 | 0.0012234 | 0.0012232 | 0.0012264 | 0.001282 | 0.0012236 | 0.0012255 | 0.0012185 | 0.0012347 | 0.0012311 | 0.0012255 | 0.0012185 | 0.0012304 | 0.0012525 | 0.001213 | 0.0012217 | 0.0012265 | 0.0012179 | 0.0012284 | 0.0012317 | 0.0012176 | 0.0012378 | 0.0012303 | 0.0012141 | 0.0012251 | 0.0012306 | 0.0012209 | 0.0012323 | 0.0012327 | 0.001236 | 0.0012252 | 0.0012368 | 0.001221 | 0.0012228 | 0.0012294 | 0.0012194 | 0.001218 | 0.0012205 | 0.0012271 | 0.001231 | 0.0019278 | 0.0012259 | 0.0012274 | 0.0029669 | 0.0012755 | 0.0012381 | 0.001366 | 0.0012256 | 0.0012278 | 0.001225 | 0.0012254 | 0.0012273 | 0.0012171 | 0.0012266 | 0.0012245 | 0.0012169 | 0.0012284 | 0.0012247 | 0.0012269 | 0.0021725 | 0.0012207 | 0.001218 | 0.0012276 | 0.0012192 | 0.0012304 | 0.0012181 | 0.001233 | 0.0012278 | 0.0012391 | 0.0012145 | 0.0012368 | 0.001219 | 0.0012218 | 0.0012247 | 0.0012167 | 0.0012187 | 0.0012184 | 0.0012215 | 0.0012467 | 0.001223 | 0.0012267 | 0.0012397 | 0.0012202 | 0.0012306 | 0.0012166 | 0.0012284 | 0.0012327 | 0.001225 | 0.0012286 | 0.0012315 | 0.0012384 | 0.0012283 | 0.0012273 | 0.0012251 | 0.0012321 | 0.0012279 | 0.0012313 | 0.0012218 | 0.0012286 | 0.0012194 | 0.0012228 | 0.0012786 | 0.0012182 | 0.0012223 | 0.0012273 | 0.0012215 | 0.0012197 | 0.0012315 | 0.0012277 | 0.0012271 | 0.0012275 | 0.0012226 | 0.0012312 | 0.0012285 | 0.0012315 | 0.0012433 | 0.0012231 | 0.0013288 | 0.0012156 | 0.0012207 | 0.0012339 | 0.00123 | 0.0012327 | 0.0012325 | 0.001225 | 0.0012348 | 0.0012168 | 0.0012326 | 0.0012193 | 0.0012328 | 0.0012297 | 0.0012266 | 0.0012269 | 0.0012299 | 0.0012191 | 0.0012246 | 0.0012218 | 0.0012205 | 0.0012184 | 0.0012134 | 0.0012181 | 0.0012209 | 0.0012167 | 0.0012239 | 0.0012194 | 0.0012218 | 0.001229 | 0.0012301 | 0.0012846 | 0.0012852 | 0.08775 | 0.001227 | 0.0012264 | 0.001228 | 0.0012188 | 0.0012347 | 0.001233 | 0.0012205 | 0.0012248 | 0.001222 | 0.0012276 | 0.0012234 | 0.0012345 | 0.0012135 | 0.0012656 | 0.0012169 | 0.0017178 | 0.0012294 | 0.0012231 | 0.0012363 | 0.0012136 | 0.0012346 | 0.0012318 | 0.0012294 | 0.0012202 | 0.0012301 | 0.001218 | 0.0012215 | 0.0012308 | 0.0012511 | 0.0012194 | 0.0012249 | 0.0012185 | 0.0012298 | 0.0012264 | 0.001234 | 0.0012249 | 0.0012162 | 0.0012221 | 0.00122 | 0.0012257 | 0.0012744 | 0.0012342 | 0.0012335 | 0.0012306 | 0.0012289 | 0.0012295 | 0.0012297 | 0.0012303 | 0.0012211 | 0.0012339 | 0.0012244 | 0.0012238 | 0.0012226 | 0.0012204 | 0.0012327 | 0.001221 | 0.0012139 | 0.0012321 | 0.0012166 | 0.00123 | 0.0012231 | 0.0012392 | 0.0012332 | 0.0012281 | 0.0012333 | 0.0012337 | 0.001235 | 0.0012255 | 0.0018923 | 0.0012218 | 0.001216 | 0.0012338 | 0.00123 | 0.0012303 | 0.0012365 | 0.0012284 | 0.0012146 | 0.0012176 | 0.0012316 | 0.0012318 | 0.0012204 | 0.0032161 | 0.0012213 | 0.0012316 | 0.0012489 | 0.0012257 | 0.0012217 | 0.0012262 | 0.0012251 | 0.0050224 | 0.0012201 | 0.0012808 | 0.0012303 | 0.0012174 | 0.0012251 | 0.0012215 | 0.001214 | 0.0012312 | 0.0012156 | 0.0012412 | 0.0012286 | 0.0012215 | 0.0012191 | 0.0012335 | 0.001279 | 0.0012255 | 0.0012344 | 0.0012194 | 0.0012234 | 0.0012262 | 0.0012134 | 0.0012296 | 0.0012223 | 0.0012244 | 0.001229 | 0.001231 | 0.0012263 | 0.0012243 | 0.0012218 | 0.0012273 | 0.0012227 | 0.0012179 | 0.0012131 | 0.0012196 | 0.0012243 | 0.0012308 | 0.0012345 | 0.0012295 | 0.00122 | 0.0012211 | 0.0012299 | 0.0012309 | 0.0012247 | 0.0012497 | 0.0012349 | 0.0012184 | 0.0012313 | 0.0012554 | 0.0012125 | 0.0012203 | 0.001245 | 0.0015598 | 0.0012305 | 0.0013944 | 0.0012274 | 0.0012259 | 0.0012277 | 0.001248 | 0.0012297 | 0.0012304 | 0.0012288 | 0.0012357 | 0.0012533 | 0.0012274 | 0.0012283 | 0.0012267 | 0.001226 | 0.0012265 | 0.0012175 | 0.0012217 | 0.0012251 | 0.0012199 | 0.0012302 | 0.0012172 | 0.0012293 | 0.0012217 | 0.0012225 | 0.0012432 | 0.0012213 | 0.0012162 | 0.0012313 | 0.0012275 | 0.0012261 | 0.001229 | 0.0012248 | 0.0012334 | 0.0028273 | 0.0012282 | 0.0012173 | 0.0012171 | 0.0012198 | 0.0012307 | 0.0012183 | 0.0012264 | 0.0012337 | 0.0012186 | 0.0012585 | 0.0012292 | 0.0012281 | 0.0012302 | 0.0012205 | 0.001225 | 0.0012226 | 0.0012168 | 0.0012212 | 0.0012201 | 0.0016724 | 0.0012258 | 0.00123 | 0.0012298 | 0.0012246 | 0.0012341 | 0.0012322 | 0.0012215 | 0.0012261 | 0.001229 | 0.0012267 | 0.0012348 | 0.0012311 | 0.0012346 | 0.0012265 | 0.0012176 | 0.0012161 | 0.0012256 | 0.0012303 | 0.0012321 | 0.0012288 | 0.00123 | 0.0012296 | 0.0012257 | 0.0012538 | 0.0012179 | 0.0012364 | 0.0012492 | 0.0012154 | 0.0012301 | 0.0012116 | 0.0012275 | 0.0012329 | 0.001219 | 0.001234 | 0.0014174 | 0.0012247 | 0.0012426 | 0.0012636 | 0.0012272 | 0.0012199 | 0.0012141 | 0.0012281 | 0.0012219 | 0.0012262 | 0.0012194 | 0.001231 | 0.0012308 | 0.0012192 | 0.0012183 | 0.0012316 | 0.0012202 | 0.0012215 | 0.0012257 | 0.0012271 | 0.0012329 | 0.0012272 | 0.0012216 | 0.0012205 | 0.0012262 | 0.0012219 | 0.0012173 | 0.0012262 | 0.001219 | 0.0012316 | 0.0012211 | 0.0012183 | 0.0012322 | 0.0012158 | 0.0012351 | 0.001229 | 0.0012303 | 0.0016278 | 0.0012201 | 0.0013735 | 0.0012223 | 0.0012356 | 0.0012325 | 0.0012185 | 0.0012181 | 0.0012211 | 0.0012236 | 0.0012234 | 0.0012207 | 0.0012304 | 0.0012232 | 0.0012229 | 0.0012289 | 0.0012425 | 0.0012307 | 0.0012324 | 0.0012359 | 0.0012244 | 0.0012228 | 0.0012163 | 0.0012273 | 0.0012376 | 0.0012341 | 0.0012136 | 0.001233 | 0.0012224 | 0.0012279 | 0.001227 | 0.0012583 | 0.0012272 | 0.0012249 | 0.0012317 | 0.00123 | 0.0012712 | 0.0012189 | 0.0012302 | 0.0012243 | 0.001883 | 0.0012354 | 0.0012243 | 0.0012157 | 0.0012251 | 0.0012303 | 0.0012284 | 0.0012333 | 0.0012274 | 0.0012128 | 0.0012271 | 0.0012226 | 0.0012606 | 0.0012162 | 0.001212 | 0.0012229 | 0.001219 | 0.001274 | 0.0012223 | 0.0012188 | 0.0012216 | 0.0012168 | 0.0012406 | 0.0012268 | 0.0013491 | 0.0012173 | 0.0012258 | 0.0012225 | 0.0012279 | 0.0012206 | 0.0012414 | 0.0012229 | 0.0012147 | 0.0012726 | 0.0012354 | 0.0012182 | 0.0012195 | 0.0012177 | 0.001223 | 0.0012261 | 0.0012173 | 0.0012743 | 0.0012268 | 0.0012249 | 0.0012301 | 0.0012241 | 0.0012208 | 0.0012619 | 0.0012134 | 0.0012249 | 0.0012287 | 0.0012353 | 0.0012279 | 0.0012353 | 0.0012195 | 0.0012328 | 0.0012317 | 0.001227 | 0.0012188 | 0.0012207 | 0.0012271 | 0.0012221 | 0.0012219 | 0.001445 | 0.0012286 | 0.0012363 | 0.001231 | 0.0012199 | 0.0012293 | 0.0013487 | 0.0012192 | 0.0012193 | 0.0012318 | 0.0012255 | 0.0012281 | 0.0012274 | 0.026093 | 0.0012283 | 0.0012162 | 0.0012208 | 0.0012119 | 0.0012158 | 0.0012187 | 0.0012199 | 0.0012274 | 0.0012144 | 0.0012141 | 0.0012423 | 0.0012299 | 0.0012195 | 0.0012287 | 0.0012163 | 0.001231 | 0.0012273 | 0.0012208 | 0.0012153 | 0.0012178 | 0.0012175 | 0.0012158 | 0.0012241 | 0.0012162 | 0.0016408 | 0.0016391 | 0.0012446 | 0.010206 | 0.0012452 | 0.0012283 | 0.0012208 | 0.001217 | 0.0012274 | 0.0014267 | 0.0012307 | 0.0012182 | 0.0012246 | 0.0012314 | 0.0012158 | 0.00123 | 0.001224 | 0.0012208 | 0.0012237 | 0.0012275 | 0.0012189 | 0.0012202 | 0.0012198 | 0.0012299 | 0.0012187 | 0.0012258 | 0.0012194 | 0.0012214 | 0.0012441 | 0.0012197 | 0.0012246 | 0.0012214 | 0.0012249 | 0.0012241 | 0.0012244 | 0.0012312 | 0.0012243 | 0.0012232 | 0.0012229 | 0.0012268 | 0.0012197 | 0.0012353 | 0.0012231 | 0.0012163 | 0.001225 | 0.0012327 | 0.0012261 | 0.0014209 | 0.0012197 | 0.0012247 | 0.0012297 | 0.0012334 | 0.0012266 | 0.0012179 | 0.0012452 | 0.0012259 | 0.0012202 | 0.0012177 | 0.0012263 | 0.0012313 | 0.0012323 | 0.0012222 | 0.0012532 | 0.0012381 | 0.001229 | 0.0012143 | 0.0012355 | 0.0012406 | 0.0012188 | 0.0012277 | 0.001232 | 0.0012274 | 0.0013645 | 0.0012314 | 0.0012213 | 0.0012141 | 0.0012366 | 0.0012138 | 0.0012281 | 0.0012318 | 0.0012356 | 0.0012366 | 0.0012257 | 0.0012184 | 0.0012204 | 0.0012198 | 0.0012245 | 0.0012239 | 0.0012352 | 0.0012344 | 0.0012253 | 0.0012206 | 0.0012229 | 0.0012274 | 0.0012198 | 0.0012275 | 0.0012265 | 0.0012263 | 0.0013159 | 0.0012323 | 0.0012266 | 0.0012157 | 0.0012233 | 0.0012374 | 0.0012231 | 0.0012239 | 0.0013354 | 0.0012302 | 0.0012307 | 0.0012226 | 0.0012188 | 0.0012166 | 0.0012214 | 0.0012252 | 0.0012158 | 0.0012334 | 0.0012313 | 0.0012347 | 0.0012367 | 0.0012317 | 0.0012308 | 0.0012262 | 0.0012381 | 0.0012305 | 0.0012216 | 0.0012313 | 0.0012272 | 0.0012299 | 0.0013962 | 0.0012295 | 0.0012316 | 0.0012163 | 0.0012312 | 0.0012217 | 0.0012279 | 0.001268 | 0.0012278 | 0.0012188 | 0.0012191 | 0.0012241 | 0.0012385 | 0.0012283 | 0.0012776 | 0.0013134 | 0.0012241 | 0.0012191 | 0.001222 | 0.0012737 | 0.0012288 | 0.0012202 | 0.0012158 | 0.0012323 | 0.0012246 | 0.0012213 | 0.0012288 | 0.0012235 | 0.0012175 | 0.0012329 | 0.0012304 | 0.0012407 | 0.0012169 | 0.0012284 | 0.0012186 | 0.0012223 | 0.0012175 | 0.0012268 | 0.0012339 | 0.0012254 | 0.0012322 | 0.0012225 | 0.0012255 | 0.0012289 | 0.0012237 | 0.0012351 | 0.0012239 | 0.001235 | 0.0012212 | 0.001222 | 0.0012304 | 0.0012293 | 0.0012242 | 0.0012128 | 0.0012279 | 0.0012241 | 0.0012285 | 0.0012133 | 0.0012332 | 0.0012153 | 0.0012308 | 0.001231 | 0.0012217 | 0.0012204 | 0.0012276 | 0.001221 | 0.0012502 | 0.0012251 | 0.0012363 | 0.001218 | 0.001218 | 0.0012533 | 0.0029566 | 0.0012266 | 0.0012346 | 0.0012213 | 0.0012227 | 0.0012204 | 0.0012226 | 0.0012185 | 0.0012168 | 0.0012247 | 0.0012552 | 0.0012217 | 0.0012571 | 0.001229 | 0.0012368 | 0.0012263 | 0.0012222 | 0.0012254 | 0.0012216 | 0.0012324 | 0.0012241 | 0.0012198 | 0.0012302 | 0.0012213 | 0.0012322 | 0.0012189 | 0.0012257 | 0.0012237 | 0.001255 | 0.0012209 | 0.0012303 | 0.0012164 | 0.0012202 | 0.001228 | 0.0012259 | 0.0012244 | 0.0012196 | 0.0012193 | 0.0012339 | 0.0012161 | 0.0012251 | 0.0012199 | 0.0012334 | 0.0012281 | 0.0012215 | 0.0052369 | 0.0012288 | 0.0012241 | 0.0012185 | 0.0012288 | 0.001229 | 0.0012244 | 0.0012287 | 0.0012179 | 0.0012165 | 0.0012187 | 0.0012261 | 0.0012252 | 0.0012325 | 0.0012321 | 0.0012224 | 0.0012211 | 0.0012343 | 0.0012322 | 0.0012252 | 0.0012191 | 0.0012307 | 0.0012218 | 0.0012292 | 0.0013712 | 0.0012216 | 0.0012354 | 0.0012196 | 0.001221 | 0.0012189 | 0.0012957 | 0.0012188 | 0.0012197 | 0.0012273 | 0.001229 | 0.0012284 | 0.0012185 | 0.001232 | 0.0012227 | 0.0012292 | 0.0012214 | 0.0012249 | 0.0012304 | 0.0012185 | 0.0012159 | 0.001227 | 0.0012294 | 0.0012223 | 0.0012282 | 0.0012329 | 0.0012303 | 0.0012129 | 0.0012181 | 0.0012195 | 0.0012273 | 0.0012225 | 0.001215 | 0.0012287 | 0.0012295 | 0.0012321 | 0.0012364 | 0.0012968 | 0.0012143 | 0.001225 | 0.0012221 | 0.001229 | 0.0012232 | 0.0012366 | 0.0012277 | 0.0012166 | 0.0012164 | 0.0012313 | 0.0012202 | 0.0012179 | 0.0012137 | 0.0012345 | 0.0012197 | 0.001226 | 0.0012356 | 0.0012327 | 0.0012253 | 0.0012259 | 0.0012778 | 0.0013463 | 0.0012178 | 0.0012316 | 0.001223 | 0.0012253 | 0.0012271 | 0.0012234 | 0.0012234 | 0.0012252 | 0.0012185 | 0.0012266 | 0.0012304 | 0.0031025 | 0.0012244 | 0.001232 | 0.0012194 | 0.0012265 | 0.0012157 | 0.0012235 | 0.0012269 | 0.0012293 | 0.0012281 | 0.00123 | 0.0012281 | 0.0012336 | 0.0012269 | 0.0012154 | 0.0012272 | 0.0012214 | 0.0012325 | 0.0012258 | 0.0012271 | 0.0012217 | 0.0012286 | 0.0012182 | 0.0012276 | 0.0012365 | 0.0012412 | 0.0012259 | 0.0012323 | 0.0012219 | 0.0012262 | 0.0012262 | 0.0012345 | 0.0012202 | 0.0012209 | 0.001224 | 0.0012245 | 0.0012227 | 0.0019058 | 0.0012179 | 0.0012344 | 0.0012173 | 0.0012305 | 0.0012216 | 0.0012467 | 0.0012322 | 0.001222 | 0.0012296 | 0.0012346 | 0.0012272 | 0.0012276 | 0.0012299 | 0.0012259 | 0.0012305 | 0.0012206 | 0.0012201 | 0.001411 | 0.0012338 | 0.0012166 | 0.0012269 | 0.0012214 | 0.0012306 | 0.0012258 | 0.001221 | 0.0012153 | 0.0012169 | 0.0012294 | 0.0012201 | 0.0012223 | 0.0012226 | 0.0012269 | 0.035911 | 0.0012252 | 0.0012171 | 0.0012221 | 0.0012157 | 0.00122 | 0.0012309 | 0.0012274 | 0.0012603 | 0.0013437 | 0.001227 | 0.0012304 | 0.0012312 | 0.0012212 | 0.001231 | 0.0012289 | 0.0012289 | 0.0012221 | 0.0012285 | 0.0012232 | 0.0012263 | 0.0012158 | 0.0012245 | 0.0012241 | 0.0012336 | 0.0012214 | 0.0012271 | 0.0012327 | 0.0012359 | 0.0012162 | 0.0022553 | 0.0012183 | 0.0012304 | 0.0012178 | 0.0012332 | 0.0012125 | 0.001228 | 0.0012277 | 0.0014181 | 0.0012333 | 0.0012286 | 0.0012323 | 0.0012259 | 0.0012296 | 0.0012255 | 0.0012201 | 0.0012318 | 0.0012226 | 0.0012181 | 0.0012578 | 0.0012795 | 0.0012203 | 0.0012247 | 0.0012405 | 0.0012317 | 0.0012162 | 0.0012301 | 0.0012877 | 0.0012436 | 0.001232 | 0.0012225 | 0.001226 | 0.0012176 | 0.0012236 | 0.0012311 | 0.0012178 | 0.0012216 | 0.0012212 | 0.0012253 | 0.001235 | 0.0012196 | 0.0012229 | 0.0012558 | 0.0012179 | 0.0012188 | 0.0012284 | 0.0012288 | 0.0012147 | 0.0012302 | 0.0012362 | 0.0012302 | 0.0012172 | 0.0012204 | 0.001225 | 0.0012291 | 0.0012378 | 0.0012296 | 0.0012287 | 0.0012337 | 0.0012186 | 0.0012186 | 0.0012338 | 0.0012284 | 0.001224 | 0.0012336 | 0.0014797 | 0.0012245 | 0.0012276 | 0.0012159 | 0.0012374 | 0.0012164 | 0.0012196 | 0.0012309 | 0.0012196 | 0.0012168 | 0.0012142 | 0.0012256 | 0.0012247 | 0.0012315 | 0.00122 | 0.0012308 | 0.0012152 | 0.0018937 | 0.0012323 | 0.0012249 | 0.0012233 | 0.0012335 | 0.00123 | 0.0012269 | 0.0012225 | 0.0012339 | 0.0012179 | 0.0012193 | 0.0012201 | 0.0012219 | 0.0012659 | 0.0015484 | 0.0012246 | 0.0012206 | 0.00122 | 0.0012216 | 0.0012198 | 0.0012301 | 0.0012239 | 0.0012162 | 0.0012168 | 0.0012298 | 0.0012459 | 0.001233 | 0.0012279 | 0.00122 | 0.0012206 | 0.0012301 | 0.0012964 | 0.0019857 | 0.0012308 | 0.0012174 | 0.0013236 | 0.0012279 | 0.0012178 | 0.0012297 | 0.0012333 | 0.0012228 | 0.0012327 | 0.0012265 | 0.0012226 | 0.0012265 | 0.0012202 | 0.0012322 | 0.0012331 | 0.0012182 | 0.0012249 | 0.0012273 | 0.001223 | 0.0012208 | 0.0012166 | 0.0013375 | 0.0012173 | 0.0012185 | 0.0012261 | 0.0012198 | 0.0012254 | 0.001366 | 0.001225 | 0.0013073 | 0.0012368 | 0.0012164 | 0.0012182 | 0.0012226 | 0.0012339 | 0.0012181 | 0.0012277 | 0.0012168 | 0.0012194 | 0.0012235 | 0.0012146 | 0.001227 | 0.0012207 | 0.0012182 | 0.0020323 | 0.0012293 | 0.0012294 | 0.0012438 | 0.0012206 | 0.001227 | 0.0012327 | 0.0012269 | 0.0012159 | 0.0012141 | 0.0012165 | 0.0012194 | 0.0012199 | 0.0012206 | 0.0012322 | 0.0012213 | 0.0012293 | 0.0012254 | 0.0012258 | 0.0012257 | 0.0012334 | 0.0012265 | 0.0012284 | 0.0012172 | 0.0012241 | 0.0012392 | 0.0012307 | 0.0012594 | 0.0012214 | 0.0012191 | 0.001233 | 0.0012385 | 0.0012231 | 0.0012192 | 0.0013647 | 0.0012127 | 0.0012168 | 0.0012217 | 0.001234 | 0.0012275 | 0.0012236 | 0.0012273 | 0.0012357 | 0.0012165 | 0.0012295 | 0.0012252 | 0.0013179 | 0.0012295 | 0.0012267 | 0.0012187 | 0.0013924 | 0.0012244 | 0.0012304 | 0.0012368 | 0.0012316 | 0.0012269 | 0.0012159 | 0.0018696 | 0.0012167 | 0.0012245 | 0.0012304 | 0.0012299 | 0.0012452 | 0.0012329 | 0.0012293 | 0.001223 | 0.0012163 | 0.0012218 | 0.0012203 | 0.001227 | 0.0012308 | 0.0012339 | 0.0012191 | 0.00123 | 0.0012181 | 0.0012181 | 0.0013334 | 0.0013716 | 0.0012279 | 0.0012172 | 0.0012172 | 0.0012395 | 0.0012303 | 0.0012238 | 0.0012211 | 0.0012261 | 0.0012234 | 0.0012235 | 0.0012239 | 0.0012263 | 0.0012223 | 0.0012329 | 0.0012276 | 0.001227 | 0.0012364 | 0.0012315 | 0.0012291 | 0.0012231 | 0.0012343 | 0.0012193 | 0.0012152 | 0.0012143 | 0.0012272 | 0.0013055 | 0.0012156 | 0.0012243 | 0.0012222 | 0.0012255 | 0.0012165 | 0.0012217 | 0.0012319 | 0.001276 | 0.0012254 | 0.0012327 | 0.0012192 | 0.0012183 | 0.0012254 | 0.0012312 | 0.0012668 | 0.0012265 | 0.0012351 | 0.0012261 | 0.0012281 | 0.00122 | 0.0012182 | 0.0012286 | 0.0012206 | 0.0012295 | 0.0012165 | 0.0012244 | 0.0012245 | 0.0012184 | 0.0012291 | 0.0012352 | 0.0012347 | 0.0012199 | 0.0012232 | 0.0012194 | 0.0012285 | 0.0012239 | 0.001234 | 0.0012151 | 0.0026011 | 0.0012296 | 0.0012303 | 0.0012222 | 0.0012848 | 0.0012452 | 0.0012202 | 0.0012345 | 0.0012201 | 0.00123 | 0.0012372 | 0.0012183 | 0.0016849 | 0.001217 | 0.0012173 | 0.0012207 | 0.0012177 | 0.0012353 | 0.0012363 | 0.0012276 | 0.00126 | 0.0012267 | 0.0012257 | 0.0012308 | 0.0012304 | 0.0012248 | 0.0012323 | 0.0012231 | 0.0012303 | 0.0012192 | 0.0012343 | 0.0012289 | 0.0012156 | 0.001227 | 0.0012515 | 0.0012288 | 0.0012308 | 0.0012238 | 0.001226 | 0.0012158 | 0.0012218 | 0.0012248 | 0.0012326 | 0.0012253 | 0.0012255 | 0.0012181 | 0.0012175 | 0.0012317 | 0.0012187 | 0.0012258 | 0.0012306 | 0.001214 | 0.0012251 | 0.0012197 | 0.0012222 | 0.0012213 | 0.0012191 | 0.0012213 | 0.0012277 | 0.001232 | 0.0012222 | 0.0012227 | 0.0012161 | 0.0012249 | 0.0012275 | 0.0013277 | 0.0012226 | 0.0012281 | 0.0012443 | 0.0012221 | 0.0012235 | 0.0018341 | 0.001225 | 0.0012205 | 0.001225 | 0.001233 | 0.0012357 | 0.0012152 | 0.0012375 | 0.0012307 | 0.00122 | 0.0012398 | 0.0012278 | 0.0012277 | 0.0012339 | 0.0012138 | 0.0012247 | 0.0012296 | 0.0012306 | 0.0012329 | 0.0012192 | 0.0012284 | 0.0012157 | 0.0012299 | 0.0012251 | 0.0012149 | 0.0012328 | 0.0012196 | 0.0012275 | 0.001226 | 0.0012327 | 0.0012186 | 0.0012252 | 0.001236 | 0.0012295 | 0.0012257 | 0.0012354 | 0.0012212 | 0.001423 | 0.0012494 | 0.001285 | 0.0012309 | 0.0012293 | 0.0012227 | 0.0012314 | 0.001218 | 0.0012297 | 0.0012285 | 0.0012202 | 0.0012166 | 0.0012168 | 0.0012212 | 0.0012334 | 0.0012316 | 0.0012305 | 0.0012204 | 0.0012312 | 0.0012222 | 0.0012559 | 0.0012327 | 0.0012184 | 0.0012281 | 0.0012147 | 0.0012687 | 0.0012301 | 0.001224 | 0.0012278 | 0.0012226 | 0.0012324 | 0.0012223 | 0.0012227 | 0.0012217 | 0.0012274 | 0.00122 | 0.001227 | 0.0012234 | 0.0012173 | 0.0012214 | 0.0012416 | 0.0012219 | 0.0012695 | 0.0012354 | 0.0012325 | 0.0012251 | 0.0015137 | 0.0012321 | 0.0012227 | 0.0012294 | 0.0012242 | 0.0012154 | 0.001326 | 0.0012432 | 0.0012364 | 0.0012186 | 0.0012309 | 0.001227 | 0.001228 | 0.0012513 | 0.0012233 | 0.0012225 | 0.00123 | 0.001222 | 0.0012216 | 0.0012311 | 0.0012254 | 0.001222 | 0.0012223 | 0.0012259 | 0.0012274 | 0.0012252 | 0.0012363 | 0.0012213 | 0.0012272 | 0.0012341 | 0.0012146 | 0.001217 | 0.001227 | 0.0012348 | 0.0012258 | 0.0012229 | 0.0012601 | 0.0012193 | 0.0012278 | 0.0012183 | 0.0012235 | 0.0012256 | 0.0012277 | 0.0012209 | 0.001235 | 0.0012356 | 0.001223 | 0.0012279 | 0.0012236 | 0.001214 | 0.0012286 | 0.0012219 | 0.0012232 | 0.001226 | 0.001223 | 0.0012245 | 0.0012159 | 0.0012301 | 0.0012359 | 0.0012209 | 0.0012379 | 0.0012349 | 0.0012228 | 0.0012255 | 0.0012231 | 0.0012539 | 0.001228 | 0.0012224 | 0.0012257 | 0.0012296 | 0.0013483 | 0.0012309 | 0.0012227 | 0.0012248 | 0.0012302 | 0.0012265 | 0.0012281 | 0.0012211 | 0.0019568 | 0.0012219 | 0.0012437 | 0.0012304 | 0.0012302 | 0.0012205 | 0.001225 | 0.0012204 | 0.0012219 | 0.0012164 | 0.001225 | 0.0012283 | 0.0012215 | 0.0012321 | 0.0012347 | 0.0012194 | 0.0012551 | 0.0012293 | 0.0012271 | 0.001222 | 0.0012271 | 0.0012361 | 0.0012187 | 0.0012259 | 0.0012291 | 0.0012154 | 0.0012183 | 0.0012254 | 0.0012334 | 0.0012424 | 0.0012218 | 0.0012218 | 0.0012329 | 0.0012196 | 0.0012177 | 0.0012422 | 0.0012212 | 0.0012276 | 0.0012323 | 0.0012231 | 0.0012253 | 0.0012243 | 0.0012179 | 0.0012174 | 0.001228 | 0.0012194 | 0.001245 | 0.0012307 | 0.001231 | 0.0012176 | 0.0013011 | 0.0012204 | 0.0012227 | 0.0012315 | 0.0012211 | 0.0012235 | 0.0012508 | 0.0012358 | 0.0012186 | 0.0012234 | 0.0012229 | 0.0012374 | 0.0012196 | 0.0012221 | 0.0012277 | 0.001217 | 0.0012255 | 0.0012219 | 0.0012214 | 0.001232 | 0.0012258 | 0.0012213 | 0.0012181 | 0.0012168 | 0.0012285 | 0.0012197 | 0.0012273 | 0.0012292 | 0.0012328 | 0.0015889 | 0.0012212 | 0.0012161 | 0.0012385 | 0.0012556 | 0.0012244 | 0.001228 | 0.0023659 | 0.0012261 | 0.0015436 | 0.0012258 | 0.0012194 | 0.0012142 | 0.0012255 | 0.001265 | 0.0012113 | 0.0012193 | 0.0012291 | 0.0012339 | 0.0012237 | 0.0012211 | 0.0012277 | 0.0012244 | 0.0012283 | 0.0012322 | 0.001233 | 0.0012331 | 0.0012315 | 0.0012304 | 0.0012285 | 0.0019548 | 0.0012282 | 0.0012191 | 0.0012227 | 0.0015689 | 0.0012483 | 0.0012203 | 0.0012233 | 0.001226 | 0.0012238 | 0.0012357 | 0.0012292 | 0.0012301 | 0.001235 | 0.0012257 | 0.0012198 | 0.0012288 | 0.0012281 | 0.0012256 | 0.0012286 | 0.0012249 | 0.0012244 | 0.0012324 | 0.0012806 | 0.001215 | 0.0012285 | 0.0012306 | 0.0012245 | 0.0013083 | 0.0012459 | 0.0012306 | 0.0012359 | 0.0012196 | 0.0012274 | 0.0012306 | 0.0012321 | 0.0012162 | 0.0012165 | 0.0012281 | 0.0012987 | 0.0012201 | 0.0012437 | 0.0012293 | 0.0012154 | 0.0012304 | 0.001233 | 0.0012186 | 0.0012194 | 0.0012252 | 0.0012204 | 0.0012316 | 0.0012279 | 0.0012278 | 0.0012106 | 0.00122 | 0.0013103 | 0.0012341 | 0.0012416 | 0.0012174 | 0.0012176 | 0.0012334 | 0.0012544 | 0.001227 | 0.0012213 | 0.0012259 | 0.0013669 | 0.0012312 | 0.0012298 | 0.0012324 | 0.0012362 | 0.0012214 | 0.0012266 | 0.0012212 | 0.001218 | 0.0012267 | 0.0012242 | 0.0012258 | 0.0012266 | 0.0012232 | 0.0012294 | 0.0012205 | 0.0012272 | 0.0012345 | 0.0012297 | 0.0012258 | 0.0012216 | 0.0012297 | 0.0012685 | 0.0012257 | 0.0012243 | 0.0012254 | 0.0012254 | 0.00123 | 0.0012334 | 0.0012471 | 0.0012157 | 0.0012269 | 0.0012299 | 0.0012273 | 0.0012275 | 0.0012215 | 0.0012269 | 0.0012281 | 0.0012168 | 0.0012155 | 0.0012246 | 0.0012194 | 0.0012293 | 0.0012259 | 0.0012319 | 0.0012318 | 0.0012204 | 0.0012193 | 0.0012341 | 0.0012225 | 0.0012224 | 0.0014057 | 0.0012354 | 0.0012289 | 0.0012314 | 0.0012276 | 0.0012317 | 0.0012233 | 0.0021672 | 0.0012213 | 0.0012333 | 0.0012267 | 0.0012252 | 0.0012296 | 0.0012153 | 0.0012422 | 0.0012234 | 0.0012325 | 0.0012301 | 0.0012239 | 0.0012311 | 0.0012204 | 0.0012189 | 0.0012278 | 0.0012224 | 0.001225 | 0.001216 | 0.0012192 | 0.0012316 | 0.0012141 | 0.0012263 | 0.001219 | 0.0012306 | 0.0012218 | 0.0012236 | 0.0012239 | 0.0012166 | 0.0012209 | 0.0012254 | 0.0012357 | 0.0012172 | 0.0012212 | 0.0012261 | 0.0012303 | 0.0012158 | 0.0012172 | 0.0012234 | 0.001219 | 0.0012165 | 0.0013105 | 0.0012318 | 0.0012342 | 0.0012402 | 0.0012267 | 0.0012196 | 0.0012277 | 0.0012407 | 0.0012298 | 0.0012293 | 0.0012292 | 0.0012307 | 0.10772 | 0.0012418 | 0.0012175 | 0.001226 | 0.0012259 | 0.0012197 | 0.0012314 | 0.0012159 | 0.0012289 | 0.0012299 | 0.0012293 | 0.0012268 | 0.0012185 | 0.0012621 | 0.0012282 | 0.001222 | 0.0012332 | 0.0012254 | 0.0012147 | 0.0012158 | 0.0012217 | 0.016572 | 0.0014824 | 0.0012254 | 0.0012393 | 0.0012258 | 0.0012352 | 0.001601 | 0.0012211 | 0.0012331 | 0.0012235 | 0.0012156 | 0.0012324 | 0.001222 | 0.0012349 | 0.0012215 | 0.001233 | 0.0012293 | 0.0012234 | 0.0012291 | 0.0012296 | 0.0012279 | 0.0012347 | 0.001608 | 0.0012262 | 0.0012212 | 0.0012275 | 0.0012262 | 0.0012277 | 0.0012307 | 0.0012302 | 0.001275 | 0.0012282 | 0.0012301 | 0.0012225 | 0.0012135 | 0.0012398 | 0.0012228 | 0.0012286 | 0.0012227 | 0.001232 | 0.0012167 | 0.0012163 | 0.0012262 | 0.0012238 | 0.0012186 | 0.0012236 | 0.0012289 | 0.0012232 | 0.0012337 | 0.0012275 | 0.0012286 | 0.0012282 | 0.0012205 | 0.0012191 | 0.0012257 | 0.0012214 | 0.0012235 | 0.0012267 | 0.0012224 | 0.0012294 | 0.0012201 | 0.0012266 | 0.0012194 | 0.0012128 | 0.0012307 | 0.0012291 | 0.0012193 | 0.0012346 | 0.0012267 | 0.00122 | 0.0012322 | 0.0012308 | 0.0012305 | 0.0012158 | 0.001228 | 0.0012264 | 0.0012288 | 0.0012268 | 0.0012249 | 0.0012278 | 0.0012276 | 0.001233 | 0.0012318 | 0.0012169 | 0.0012306 | 0.0012305 | 0.0012237 | 0.0012268 | 0.0012368 | 0.0012179 | 0.0012201 | 0.0012134 | 0.0012299 | 0.0012285 | 0.001222 | 0.0012379 | 0.0012227 | 0.0012163 | 0.0012212 | 0.0012201 | 0.001232 | 0.0012229 | 0.0012292 | 0.001232 | 0.001219 | 0.0012265 | 0.0012245 | 0.0012216 | 0.0012238 | 0.0012222 | 0.0012316 | 0.0012251 | 0.0012189 | 0.0012278 | 0.0012232 | 0.001224 | 0.001226 | 0.0012426 | 0.0012162 | 0.0012163 | 0.00123 | 0.0012638 | 0.0012261 | 0.0012218 | 0.0012172 | 0.0012209 | 0.001232 | 0.0012292 | 0.0012268 | 0.0012583 | 0.0012142 | 0.0012292 | 0.0012277 | 0.0012223 | 0.0012143 | 0.0012307 | 0.0012151 | 0.0012266 | 0.0012272 | 0.001346 | 0.0012247 | 0.0012307 | 0.0012277 | 0.0012233 | 0.0012294 | 0.0012338 | 0.0012401 | 0.0012218 | 0.0012234 | 0.0012236 | 0.0012291 | 0.0012172 | 0.0012319 | 0.0012333 | 0.0012195 | 0.0012265 | 0.001234 | 0.0012241 | 0.0012287 | 0.0012194 | 0.0012258 | 0.0012289 | 0.0012273 | 0.0012214 | 0.0012253 | 0.0012146 | 0.0012424 | 0.001219 | 0.0012321 | 0.0012166 | 0.0012286 | 0.0012345 | 0.0012187 | 0.0012271 | 0.001216 | 0.0012332 | 0.0012248 | 0.001227 | 0.0012286 | 0.0012287 | 0.0012319 | 0.0012205 | 0.001232 | 0.0012292 | 0.0012167 | 0.001313 | 0.0012263 | 0.0012274 | 0.0012183 | 0.0012201 | 0.0012196 | 0.0012374 | 0.0012225 | 0.0012408 | 0.001219 | 0.0013276 | 0.0012321 | 0.0012239 | 0.0012168 | 0.0012219 | 0.0012248 | 0.001338 | 0.0013048 | 0.0012327 | 0.0012298 | 0.0012288 | 0.0012241 | 0.0012188 | 0.0012289 | 0.001221 | 0.0012335 | 0.0012269 | 0.0012312 | 0.0012367 | 0.001222 | 0.001224 | 0.0012174 | 0.0012212 | 0.00125 | 0.0012186 | 0.0012224 | 0.0012257 | 0.0012293 | 0.0012307 | 0.001229 | 0.0012281 | 0.0012218 | 0.0012192 | 0.0012209 | 0.0012192 | 0.0012301 | 0.001229 | 0.0012166 | 0.0012168 | 0.001224 | 0.0012208 | 0.0012205 | 0.0012299 | 0.0012252 | 0.001229 | 0.001225 | 0.0012264 | 0.0012308 | 0.0012342 | 0.0012344 | 0.001219 | 0.0012233 | 0.0012277 | 0.0012206 | 0.0012436 | 0.0012654 | 0.0012229 | 0.0012332 | 0.0012163 | 0.0012286 | 0.0012173 | 0.0012154 | 0.0012234 | 0.0012376 | 0.0012284 | 0.0012254 | 0.0012289 | 0.001221 | 0.0012154 | 0.0012251 | 0.0012392 | 0.0012203 | 0.001842 | 0.0012234 | 0.0012301 | 0.014383 | 0.0012211 | 0.0012197 | 0.0014397 | 0.0012194 | 0.0012277 | 0.001234 | 0.0012267 | 0.0012316 | 0.0012405 | 0.0012311 | 0.001214 | 0.0012175 | 0.0012285 | 0.0012236 | 0.0012322 | 0.0012197 | 0.0012164 | 0.001223 | 0.0012317 | 0.0016357 | 0.0012308 | 0.0012275 | 0.0012368 | 0.0015373 | 0.001246 | 0.0012484 | 0.0012179 | 0.0012236 | 0.0012245 | 0.001225 | 0.0012214 | 0.0012284 | 0.0012319 | 0.001265 | 0.0012263 | 0.0012279 | 0.001229 | 0.0014933 | 0.0012272 | 0.00122 | 0.0012156 | 0.0012229 | 0.0012293 | 0.0012915 | 0.0012301 | 0.001324 | 0.0012238 | 0.0012174 | 0.0012829 | 0.0012286 | 0.0012134 | 0.0012264 | 0.0012328 | 0.0012285 | 0.0012317 | 0.0013211 | 0.001225 | 0.0012297 | 0.0012201 | 0.0012251 | 0.0012158 | 0.0012275 | 0.0012286 | 0.00123 | 0.0012391 | 0.0012236 | 0.001221 | 0.0012236 | 0.0012265 | 0.0012248 | 0.001218 | 0.0012287 | 0.0012282 | 0.0012302 | 0.0012309 | 0.0012263 | 0.0012317 | 0.0012263 | 0.0012373 | 0.001227 | 0.0012226 | 0.0012311 | 0.0012231 | 0.0012346 | 0.0012178 | 0.0012282 | 0.0012328 | 0.0012313 | 0.0012232 | 0.0012191 | 0.0012208 | 0.0012734 | 0.0012338 | 0.0012286 | 0.0012248 | 0.0012191 | 0.0012312 | 0.0012316 | 0.0012237 | 0.0012262 | 0.0012176 | 0.0012336 | 0.0012285 | 0.0012278 | 0.0012288 | 0.0012274 | 0.0012322 | 0.0012263 | 0.0012269 | 0.0012162 | 0.0012162 | 0.0012309 | 0.0012302 | 0.0012253 | 0.0012216 | 0.0012232 | 0.0012275 | 0.0012364 | 0.0012728 | 0.0012262 | 0.0012359 | 0.0012254 | 0.0012277 | 0.0012212 | 0.0012226 | 0.0012167 | 0.0012169 | 0.0012312 | 0.0012297 | 0.0012319 | 0.0012263 | 0.0012273 | 0.0012281 | 0.0012246 | 0.0012303 | 0.0012313 | 0.0012242 | 0.0012257 | 0.0012162 | 0.0012366 | 0.0012302 | 0.001221 | 0.0012178 | 0.0013135 | 0.0012248 | 0.0012167 | 0.0012269 | 0.0012205 | 0.0012211 | 0.0012288 | 0.0012697 | 0.001224 | 0.0012211 | 0.001242 | 0.0012275 | 0.0012249 | 0.001254 | 0.0012162 | 0.0012214 | 0.001229 | 0.0012225 | 0.0012214 | 0.0012312 | 0.0016224 | 0.0012206 | 0.0012251 | 0.0012234 | 0.0012296 | 0.0012179 | 0.0012305 | 0.0012725 | 0.0012188 | 0.0012343 | 0.0012287 | 0.0012896 | 0.0012171 | 0.0012267 | 0.0012231 | 0.0012283 | 0.0012129 | 0.0012219 | 0.0012203 | 0.0012248 | 0.0012444 | 0.0012211 | 0.0012344 | 0.0012218 | 0.0012305 | 0.0012274 | 0.0012338 | 0.0012186 | 0.0012218 | 0.0014827 | 0.0012213 | 0.0012268 | 0.0012314 | 0.0012367 | 0.0012278 | 0.0012291 | 0.0012152 | 0.0012282 | 0.001223 | 0.0012201 | 0.0012179 | 0.0012169 | 0.0012166 | 0.0012307 | 0.0012251 | 0.001225 | 0.00123 | 0.0012267 | 0.0012314 | 0.0013374 | 0.0012197 | 0.001231 | 0.0012348 | 0.0012281 | 0.0012292 | 0.0012234 | 0.0012335 | 0.0012296 | 0.0012185 | 0.0012279 | 0.0012192 | 0.001229 | 0.0012235 | 0.0012256 | 0.0012373 | 0.0012334 | 0.0012241 | 0.0012157 | 0.0012249 | 0.0012298 | 0.0012281 | 0.0012253 | 0.0012204 | 0.0012229 | 0.001215 | 0.0012266 | 0.0012313 | 0.0012388 | 0.001227 | 0.001224 | 0.0013872 | 0.0035968 | 0.0013054 | 0.0012292 | 0.001229 | 0.0012161 | 0.0012192 | 0.0012368 | 0.0012342 | 0.0012241 | 0.0012235 | 0.0012226 | 0.0012194 | 0.0012363 | 0.00123 | 0.0012302 | 0.0012292 | 0.0012256 | 0.0012271 | 0.0012217 | 0.0012137 | 0.0012246 | 0.0012549 | 0.0012862 | 0.0012204 | 0.0012522 | 0.0012243 | 0.0012238 | 0.0012187 | 0.0012214 | 0.0012352 | 0.001219 | 0.0014222 | 0.0012342 | 0.0012241 | 0.001232 | 0.0012324 | 0.0012325 | 0.001235 | 0.0012261 | 0.0012324 | 0.0012362 | 0.0012209 | 0.0012304 | 0.0012245 | 0.0012212 | 0.0012319 | 0.0012305 | 0.0012187 | 0.0012254 | 0.0012303 | 0.0012183 | 0.0018351 | 0.0012316 | 0.001233 | 0.0012178 | 0.0012562 | 0.0012188 | 0.001231 | 0.001226 | 0.001227 | 0.0012237 | 0.0012344 | 0.0022874 | 0.0012192 | 0.0012348 | 0.0012315 | 0.0012214 | 0.0012282 | 0.0012333 | 0.0012233 | 0.0012212 | 0.0012186 | 0.0012279 | 0.0012284 | 0.0012227 | 0.0012255 | 0.0012343 | 0.0012389 | 0.0012257 | 0.0012196 | 0.00122 | 0.0012247 | 0.0012194 | 0.0012186 | 0.0012266 | 0.0012222 | 0.0012311 | 0.001232 | 0.0012372 | 0.001234 | 0.0012273 | 0.0012543 | 0.0012181 | 0.001213 | 0.0012185 | 0.0012149 | 0.0012392 | 0.0012311 | 0.0012218 | 0.0012278 | 0.0016097 | 0.0012326 | 0.0012265 | 0.0012259 | 0.0012193 | 0.0012299 | 0.0012353 | 0.0012364 | 0.001242 | 0.0012174 | 0.0012294 | 0.0012347 | 0.0012262 | 0.0012187 | 0.0012263 | 0.0012232 | 0.0012321 | 0.0012385 | 0.0012176 | 0.0012229 | 0.0012216 | 0.0012183 | 0.0012332 | 0.0012239 | 0.0012332 | 0.0012202 | 0.0012239 | 0.001223 | 0.001225 | 0.0012152 | 0.0012157 | 0.00122 | 0.001219 | 0.0012216 | 0.0012174 | 0.0012218 | 0.001221 | 0.0012288 | 0.0012298 | 0.001322 | 0.0012342 | 0.0012258 | 0.0018949 | 0.0012429 | 0.0012274 | 0.0012285 | 0.0012329 | 0.0012327 | 0.0012142 | 0.0012245 | 0.0012571 | 0.0012152 | 0.0012276 | 0.0012203 | 0.0012334 | 0.0012204 | 0.0012163 | 0.0012243 | 0.0046931 | 0.0012243 | 0.0012518 | 0.0012173 | 0.0012154 | 0.0012268 | 0.001226 | 0.0012193 | 0.0012294 | 0.0012158 | 0.0012229 | 0.0012194 | 0.001229 | 0.0012168 | 0.0012295 | 0.0012155 | 0.0012257 | 0.0012279 | 0.0012314 | 0.0012266 | 0.0012347 | 0.0012864 | 0.001216 | 0.0012285 | 0.0012323 | 0.0012279 | 0.0012318 | 0.0012254 | 0.001235 | 0.0012209 | 0.0012893 | 0.0012285 | 0.00123 | 0.001234 | 0.0012231 | 0.0012147 | 0.0012314 | 0.0012251 | 0.0012352 | 0.0012262 | 0.0012257 | 0.0012161 | 0.0012274 | 0.0012171 | 0.0012286 | 0.0012265 | 0.0014882 | 0.0012345 | 0.0012267 | 0.0012172 | 0.0012229 | 0.0012203 | 0.0012168 | 0.0012255 | 0.0012269 | 0.0012289 | 0.0012277 | 0.0012246 | 0.0012179 | 0.0012177 | 0.001227 | 0.0012243 | 0.001227 | 0.0012265 | 0.0012319 | 0.0012177 | 0.0012222 | 0.0012352 | 0.0012301 | 0.0012289 | 0.0012188 | 0.0012238 | 0.0012175 | 0.0012239 | 0.0012295 | 0.0012215 | 0.0012268 | 0.0012214 | 0.0012345 | 0.0012233 | 0.0012302 | 0.0012238 | 0.0012171 | 0.0012322 | 0.001229 | 0.0012245 | 0.0012335 | 0.001223 | 0.0012259 | 0.001233 | 0.0012264 | 0.0012347 | 0.0012344 | 0.0012242 | 0.0012205 | 0.0012332 | 0.0012201 | 0.0012235 | 0.0012197 | 0.0012253 | 0.0012229 | 0.0012277 | 0.0012312 | 0.0012313 | 0.0012354 | 0.0014697 | 0.0012175 | 0.0012197 | 0.0012313 | 0.0012151 | 0.0012205 | 0.0012255 | 0.0012204 | 0.0012168 | 0.001215 | 0.0012298 | 0.0012195 | 0.0012245 | 0.0012231 | 0.0012264 | 0.0012343 | 0.0012314 | 0.0012328 | 0.0012198 | 0.0012154 | 0.0012253 | 0.0013182 | 0.0012229 | 0.0012204 | 0.0012241 | 0.0012321 | 0.0012331 | 0.0012186 | 0.0012341 | 0.0012167 | 0.0012217 | 0.0012321 | 0.0012331 | 0.0012199 | 0.0012261 | 0.0012186 | 0.0012403 | 0.0012253 | 0.001215 | 0.001227 | 0.0012875 | 0.0012474 | 0.0012267 | 0.0013101 | 0.0012322 | 0.0012621 | 0.0012567 | 0.0012231 | 0.0012238 | 0.001225 | 0.0012261 | 0.0012135 | 0.0012152 | 0.0012319 | 0.0012227 | 0.001223 | 0.0012309 | 0.0012296 | 0.0012266 | 0.0012258 | 0.0012253 | 0.0012174 | 0.0012144 | 0.0012318 | 0.0012981 | 0.0012252 | 0.0012292 | 0.0012392 | 0.00123 | 0.0012238 | 0.001232 | 0.0012207 | 0.0012221 | 0.0012229 | 0.0012179 | 0.0012336 | 0.0012226 | 0.0012251 | 0.0013289 | 0.0012347 | 0.0012172 | 0.0012339 | 0.0012325 | 0.001223 | 0.0012129 | 0.0012154 | 0.0012153 | 0.0012315 | 0.001213 | 0.0012257 | 0.0012159 | 0.0012574 | 0.0012215 | 0.0012586 | 0.0012296 | 0.0022018 | 0.001215 | 0.0012264 | 0.0012322 | 0.0012305 | 0.0012419 | 0.001227 | 0.0012332 | 0.0012342 | 0.0012243 | 0.0012245 | 0.0012225 | 0.0012815 | 0.0012267 | 0.0012151 | 0.0012174 | 0.0012411 | 0.0012245 | 0.0012322 | 0.0012258 | 0.0012203 | 0.0013315 | 0.0012205 | 0.0012708 | 0.0012335 | 0.0012364 | 0.0012321 | 0.0012208 | 0.0012253 | 0.001226 | 0.0012266 | 0.0012266 | 0.0012193 | 0.0012264 | 0.0012218 | 0.001251 | 0.0012199 | 0.0012407 | 0.0012369 | 0.0012249 | 0.0015686 | 0.0012757 | 0.0013383 | 0.0012184 | 0.0012253 | 0.0012782 | 0.0012306 | 0.0012148 | 0.0012377 | 0.0017435 | 0.0012244 | 0.0012474 | 0.0012247 | 0.0012232 | 0.0012187 | 0.0012328 | 0.0012294 | 0.0012323 | 0.0012159 | 0.0012244 | 0.0012345 | 0.0012305 | 0.0012223 | 0.0012207 | 0.0012272 | 0.0012277 | 0.001221 | 0.0012259 | 0.0012348 | 0.0012483 | 0.0012582 | 0.0012293 | 0.0012296 | 0.0012274 | 0.0012179 | 0.0012283 | 0.0012227 | 0.0012189 | 0.0012367 | 0.0012316 | 0.0012149 | 0.0012278 | 0.0012259 | 0.0012303 | 0.0012231 | 0.0012251 | 0.0012204 | 0.0012179 | 0.0012273 | 0.0013479 | 0.0012177 | 0.0012293 | 0.0012197 | 0.0012277 | 0.0012277 | 0.0012227 | 0.0012255 | 0.0012226 | 0.0012258 | 0.0012555 | 0.0012213 | 0.00122 | 0.0012188 | 0.0012356 | 0.001235 | 0.0012156 | 0.0012308 | 0.0012249 | 0.0012287 | 0.0012253 | 0.0012229 | 0.0012288 | 0.0012265 | 0.0012173 | 0.0012156 | 0.0012254 | 0.001218 | 0.0012592 | 0.0012234 | 0.0012229 | 0.0012311 | 0.0012248 | 0.0012152 | 0.0012268 | 0.0012252 | 0.0012315 | 0.0012235 | 0.0012279 | 0.0012318 | 0.0012269 | 0.0012409 | 0.0012153 | 0.0012316 | 0.0012316 | 0.001225 | 0.0012235 | 0.0012205 | 0.0012327 | 0.0012216 | 0.001225 | 0.0012321 | 0.0012201 | 0.0012248 | 0.0012288 | 0.0012267 | 0.0012288 | 0.0012333 | 0.0012301 | 0.0012336 | 0.00122 | 0.0012285 | 0.0012303 | 0.0012224 | 0.001228 | 0.0012191 | 0.0012187 | 0.0012225 | 0.00122 | 0.0012192 | 0.0012171 | 0.0012283 | 0.0012287 | 0.0012298 | 0.0012194 | 0.0012277 | 0.0012303 | 0.0012302 | 0.0012303 | 0.0012294 | 0.0013421 | 0.0012172 | 0.0012278 | 0.0012749 | 0.0012277 | 0.0012319 | 0.0012385 | 0.0012282 | 0.0012322 | 0.0012477 | 0.0012282 | 0.0012215 | 0.0012169 | 0.0012279 | 0.0012347 | 0.00123 | 0.0012214 | 0.0012186 | 0.0012327 | 0.0012216 | 0.0012269 | 0.0012274 | 0.0012246 | 0.0012211 | 0.0012175 | 0.001228 | 0.0012243 | 0.0012308 | 0.0012251 | 0.001228 | 0.0012215 | 0.0012219 | 0.0012174 | 0.0012185 | 0.001223 | 0.0012241 | 0.0012294 | 0.0012336 | 0.0012431 | 0.0012268 | 0.0012124 | 0.0012187 | 0.0012577 | 0.0012199 | 0.0012345 | 0.0012195 | 0.0012197 | 0.0012298 | 0.0012286 | 0.0013269 | 0.0012274 | 0.0012159 | 0.0012224 | 0.0012198 | 0.0012262 | 0.0012274 | 0.0012185 | 0.0012282 | 0.001223 | 0.001216 | 0.001221 | 0.0012298 | 0.0012562 | 0.0012189 | 0.0012288 | 0.001222 | 0.0012195 | 0.0012598 | 0.0012203 | 0.0012207 | 0.001225 | 0.0013033 | 0.0012205 | 0.0012176 | 0.0012194 | 0.0012162 | 0.0012306 | 0.0012283 | 0.0012305 | 0.0012192 | 0.0012261 | 0.0012261 | 0.0012231 | 0.0012275 | 0.0012462 | 0.0012273 | 0.0012346 | 0.0012199 | 0.0012294 | 0.0012203 | 0.0012208 | 0.0012329 | 0.001222 | 0.0012311 | 0.00122 | 0.0012212 | 0.0012278 | 0.0012297 | 0.0012184 | 0.0012306 | 0.0012329 | 0.0012313 | 0.0012196 | 0.0012307 | 0.0012242 | 0.0012307 | 0.0012352 | 0.0012286 | 0.0012195 | 0.0012251 | 0.001223 | 0.0012223 | 0.0012254 | 0.0012272 | 0.0012331 | 0.0012222 | 0.0012341 | 0.0012274 | 0.0012181 | 0.00122 | 0.0012232 | 0.0012161 | 0.0012345 | 0.0012296 | 0.001235 | 0.0012315 | 0.0060849 | 0.0012348 | 0.001216 | 0.0012252 | 0.0012253 | 0.0012257 | 0.0012222 | 0.0012398 | 0.0012337 | 0.0012202 | 0.0012302 | 0.0012216 | 0.0012214 | 0.0012339 | 0.0012185 | 0.0012248 | 0.0012226 | 0.0012154 | 0.0012178 | 0.0012319 | 0.0012303 | 0.0012316 | 0.0012297 | 0.0012401 | 0.0012281 | 0.0013396 | 0.0012235 | 0.0012237 | 0.0012584 | 0.0012273 | 0.00122 | 0.0012157 | 0.0012622 | 0.0012202 | 0.001407 | 0.001228 | 0.0012281 | 0.0012329 | 0.0012207 | 0.0012271 | 0.0012164 | 0.0012238 | 0.0012281 | 0.0012245 | 0.0012247 | 0.0012273 | 0.0012124 | 0.0012334 | 0.0012234 | 0.0012184 | 0.0012297 | 0.0012254 | 0.0012305 | 0.001561 | 0.0012299 | 0.0012252 | 0.0012275 | 0.0012218 | 0.0012265 | 0.0012232 | 0.0012216 | 0.0012226 | 0.001217 | 0.0012463 | 0.0012338 | 0.0012189 | 0.001226 | 0.0012263 | 0.0012255 | 0.0012281 | 0.0012313 | 0.0012407 | 0.0012175 | 0.016162 | 0.0012221 | 0.0012207 | 0.0012176 | 0.0012285 | 0.0012229 | 0.0012191 | 0.0012129 | 0.0012227 | 0.0012728 | 0.0012244 | 0.001218 | 0.0012253 | 0.0012275 | 0.0012454 | 0.0012144 | 0.0012204 | 0.001285 | 0.0012292 | 0.0012474 | 0.0012309 | 0.0012226 | 0.0012312 | 0.001282 | 0.0012183 | 0.0012225 | 0.0012323 | 0.0012315 | 0.0012336 | 0.001234 | 0.0012295 | 0.0012198 | 0.001221 | 0.0012152 | 0.0012246 | 0.0012215 | 0.0013885 | 0.0012273 | 0.0012256 | 0.0012174 | 0.0012203 | 0.0012349 | 0.0012314 | 0.0012313 | 0.0012196 | 0.0012282 | 0.0012324 | 0.0012199 | 0.001234 | 0.0012244 | 0.0012761 | 0.0012258 | 0.001228 | 0.00122 | 0.0012221 | 0.0012242 | 0.0012484 | 0.0012269 | 0.0012222 | 0.0012415 | 0.0012261 | 0.001232 | 0.0012532 | 0.00123 | 0.0012169 | 0.0012268 | 0.0012231 | 0.0014399 | 0.0012267 | 0.0012319 | 0.0012232 | 0.0012275 | 0.0012175 | 0.0014407 | 0.0012266 | 0.0012179 | 0.0012315 | 0.0012266 | 0.0012659 | 0.0012182 | 0.0012585 | 0.0012325 | 0.001227 | 0.0012251 | 0.0012198 | 0.0012152 | 0.0012162 | 0.0012177 | 0.0012275 | 0.0012218 | 0.0012225 | 0.0012261 | 0.0012231 | 0.0012327 | 0.0012169 | 0.0012245 | 0.0012249 | 0.0012164 | 0.0012264 | 0.0012403 | 0.0012193 | 0.0012197 | 0.0012313 | 0.0012313 | 0.0013624 | 0.001218 | 0.0012202 | 0.0012243 | 0.001225 | 0.0012218 | 0.0012247 | 0.0012173 | 0.0012295 | 0.0012273 | 0.0012239 | 0.0012243 | 0.0012297 | 0.0012235 | 0.0012189 | 0.0012351 | 0.0012159 | 0.0012348 | 0.001231 | 0.0012224 | 0.0012218 | 0.0012328 | 0.0012212 | 0.0012351 | 0.0012223 | 0.0012266 | 0.0012322 | 0.0012339 | 0.0012209 | 0.0012196 | 0.0012159 | 0.0012191 | 0.0013179 | 0.0012185 | 0.0012284 | 0.0012335 | 0.0012213 | 0.0012307 | 0.0012202 | 0.0012251 | 0.0012218 | 0.0012181 | 0.0012308 | 0.0012287 | 0.0012203 | 0.0012242 | 0.0012272 | 0.0012251 | 0.0012224 | 0.0012281 | 0.0012353 | 0.0012411 | 0.0012182 | 0.0012428 | 0.0012172 | 0.0012297 | 0.0012203 | 0.0012227 | 0.0012159 | 0.0012462 | 0.0012158 | 0.0012252 | 0.001223 | 0.0012366 | 0.0012309 | 0.0012323 | 0.001227 | 0.0012901 | 0.001226 | 0.0012308 | 0.0012356 | 0.0012276 | 0.0012248 | 0.0012264 | 0.0012286 | 0.0012287 | 0.0012288 | 0.0012319 | 0.0012199 | 0.0012239 | 0.0012216 | 0.0012282 | 0.0012297 | 0.0012204 | 0.0012166 | 0.0012235 | 0.0012169 | 0.0012203 | 0.0012191 | 0.0012289 | 0.0012334 | 0.0012289 | 0.0012199 | 0.00124 | 0.0012308 | 0.0012233 | 0.0012233 | 0.0012542 | 0.0012258 | 0.001235 | 0.001232 | 0.0014721 | 0.0012354 | 0.001227 | 0.0012281 | 0.0012243 | 0.0012179 | 0.0012246 | 0.0012686 | 0.0012297 | 0.0012196 | 0.0012213 | 0.0012299 | 0.0012315 | 0.0012182 | 0.0012168 | 0.0012159 | 0.0013471 | 0.001229 | 0.0013826 | 0.001227 | 0.0012213 | 0.0012282 | 0.0015245 | 0.0012299 | 0.0012538 | 0.0012215 | 0.0012295 | 0.0012198 | 0.0012298 | 0.0012297 | 0.0012313 | 0.0012388 | 0.0012336 | 0.0012559 | 0.0012279 | 0.0012342 | 0.0012198 | 0.001227 | 0.0012282 | 0.0012216 | 0.001241 | 0.0012231 | 0.0012324 | 0.0012295 | 0.0012292 | 0.0012222 | 0.001238 | 0.0012296 | 0.0012267 | 0.0012221 | 0.001234 | 0.00123 | 0.001232 | 0.001219 | 0.0012172 | 0.0012318 | 0.0012218 | 0.0012312 | 0.0012306 | 0.0012301 | 0.00123 | 0.0012255 | 0.0012197 | 0.0012348 | 0.0012289 | 0.0012246 | 0.0012296 | 0.0012319 | 0.0012351 | 0.0012304 | 0.0012309 | 0.0012169 | 0.0012286 | 0.0012278 | 0.0012321 | 0.0012207 | 0.0012639 | 0.0012228 | 0.0012181 | 0.0012266 | 0.0012312 | 0.0012228 | 0.0012208 | 0.0012242 | 0.0012169 | 0.0012317 | 0.0012147 | 0.0012345 | 0.0012251 | 0.0012264 | 0.0012227 | 0.0012312 | 0.0012222 | 0.001264 | 0.0012347 | 0.0012259 | 0.0012321 | 0.0012303 | 0.0012253 | 0.0012194 | 0.0014481 | 0.0017505 | 0.0012175 | 0.001221 | 0.0012242 | 0.001215 | 0.0012343 | 0.0012211 | 0.0012173 | 0.0012203 | 0.0012444 | 0.0012318 | 0.0012271 | 0.001217 | 0.0012291 | 0.0012167 | 0.0012321 | 0.0012285 | 0.001234 | 0.0012202 | 0.0012184 | 0.0012249 | 0.0012262 | 0.001225 | 0.0012349 | 0.0012472 | 0.0012259 | 0.0012341 | 0.0012261 | 0.0012444 | 0.0012216 | 0.0012335 | 0.0012277 | 0.0012203 | 0.0012249 | 0.0013879 | 0.0012473 | 0.0012305 | 0.001239 | 0.0012245 | 0.0012214 | 0.0012188 | 0.0012466 | 0.0012321 | 0.0012282 | 0.0012233 | 0.001219 | 0.0012285 | 0.0012158 | 0.0012339 | 0.0012265 | 0.0012315 | 0.0012287 | 0.001226 | 0.0012615 | 0.0012336 | 0.0012182 | 0.0012271 | 0.0012335 | 0.0058282 | 0.0012302 | 0.0012333 | 0.0012297 | 0.0012167 | 0.0012193 | 0.0012281 | 0.0012159 | 0.0012329 | 0.0012249 | 0.0012261 | 0.061242 | 0.0012295 | 0.0012353 | 0.0012338 | 0.0012276 | 0.0012219 | 0.0012231 | 0.0012284 | 0.0012316 | 0.0012164 | 0.001241 | 0.0012297 | 0.0012235 | 0.001274 | 0.0012307 | 0.0012299 | 0.0012313 | 0.0012161 | 0.001215 | 0.0012197 | 0.0012233 | 0.0012314 | 0.0012223 | 0.0012196 | 0.0012293 | 0.0012167 | 0.0012211 | 0.0012196 | 0.0012292 | 0.0012253 | 0.0012385 | 0.0012231 | 0.0012344 | 0.0012284 | 0.0012258 | 0.005299 | 0.001232 | 0.0012242 | 0.0012166 | 0.0012337 | 0.0012248 | 0.0012146 | 0.0012333 | 0.0012335 | 0.0012288 | 0.0012162 | 0.0012182 | 0.0012169 | 0.0012336 | 0.0012242 | 0.0012278 | 0.0012215 | 0.0012203 | 0.0012324 | 0.0012322 | 0.0037826 | 0.0012256 | 0.0012346 | 0.0012288 | 0.0012181 | 0.0012289 | 0.0012343 | 0.0012357 | 0.0012297 | 0.0012219 | 0.0016627 | 0.0012264 | 0.0012199 | 0.0012503 | 0.0012187 | 0.0012205 | 0.001227 | 0.0012337 | 0.0012264 | 0.0012217 | 0.0012299 | 0.0012319 | 0.0012296 | 0.001219 | 0.0012741 | 0.0012191 | 0.0012256 | 0.0012354 | 0.0012271 | 0.0012245 | 0.0012178 | 0.0012315 | 0.0012292 | 0.0012207 | 0.0012255 | 0.0012254 | 0.0012133 | 0.0012283 | 0.0012167 | 0.0012299 | 0.0012284 | 0.0012307 | 0.0012284 | 0.0012256 | 0.0012224 | 0.001258 | 0.0012293 | 0.0012218 | 0.0012212 | 0.012719 | 0.0012235 | 0.0012184 | 0.00123 | 0.0012254 | 0.0012168 | 0.0012307 | 0.0012283 | 0.0012226 | 0.0012301 | 0.0012916 | 0.0012301 | 0.0012321 | 0.0012214 | 0.0012157 | 0.0012301 | 0.0012188 | 0.001228 | 0.0012182 | 0.0012226 | 0.0012234 | 0.0012261 | 0.001223 | 0.0012248 | 0.0012593 | 0.0012545 | 0.0012312 | 0.0012276 | 0.0012324 | 0.0012294 | 0.0012572 | 0.0012345 | 0.0012298 | 0.0012268 | 0.0012361 | 0.001216 | 0.0012179 | 0.0012279 | 0.0012169 | 0.0012543 | 0.0012196 | 0.0012322 | 0.0012814 | 0.0012184 | 0.0012342 | 0.0012342 | 0.0012196 | 0.0012155 | 0.0012308 | 0.0012338 | 0.0012163 | 0.0012246 | 0.0012172 | 0.001228 | 0.0012245 | 0.0012248 | 0.0012218 | 0.0012249 | 0.0012301 | 0.0012279 | 0.00124 | 0.001228 | 0.0012144 | 0.0012349 | 0.0012353 | 0.0012312 | 0.0012372 | 0.001229 | 0.0012231 | 0.001225 | 0.0013022 | 0.0012247 | 0.0012215 | 0.0012544 | 0.0012275 | 0.0012214 | 0.0015058 | 0.0012225 | 0.0012326 | 0.0012321 | 0.0012384 | 0.0014935 | 0.0012191 | 0.001226 | 0.0012283 | 0.0012264 | 0.0012295 | 0.001217 | 0.0012215 | 0.0012293 | 0.0012266 | 0.0012564 | 0.0012359 | 0.0012149 | 0.0012339 | 0.0012183 | 0.0012202 | 0.0012235 | 0.0012235 | 0.0012165 | 0.0012307 | 0.0012368 | 0.0012151 | 0.0012144 | 0.0012313 | 0.0012149 | 0.0012293 | 0.0012197 | 0.0012256 | 0.0012269 | 0.0012175 | 0.0012235 | 0.0012251 | 0.0012326 | 0.0012277 | 0.0012216 | 0.0012152 | 0.001222 | 0.001225 | 0.0012216 | 0.0012154 | 0.0012336 | 0.0012249 | 0.001214 | 0.0012297 | 0.0012317 | 0.0012259 | 0.0012282 | 0.0012175 | 0.0012352 | 0.0012157 | 0.0012226 | 0.0012315 | 0.0012267 | 0.001218 | 0.0012241 | 0.0012298 | 0.0012362 | 0.001219 | 0.0012225 | 0.0012226 | 0.0012223 | 0.0012159 | 0.0012292 | 0.0012191 | 0.0012345 | 0.0012728 | 0.001232 | 0.0012859 | 0.0012325 | 0.001223 | 0.0012326 | 0.0012334 | 0.0012369 | 0.0012226 | 0.0012402 | 0.0012199 | 0.0023722 | 0.0012207 | 0.0012259 | 0.0012169 | 0.0012207 | 0.0012323 | 0.0012336 | 0.0012268 | 0.0012309 | 0.0012145 | 0.0012174 | 0.0012272 | 0.0012216 | 0.0012298 | 0.001227 | 0.0012274 | 0.0012229 | 0.0012354 | 0.0012209 | 0.0012195 | 0.00123 | 0.0012178 | 0.0012179 | 0.0012351 | 0.0012263 | 0.0012154 | 0.0012197 | 0.0012192 | 0.0012231 | 0.001231 | 0.0012306 | 0.0012261 | 0.0012177 | 0.0012327 | 0.0012238 | 0.0012281 | 0.0012248 | 0.0012339 | 0.0012271 | 0.0012284 | 0.0012165 | 0.0012151 | 0.0012996 | 0.0012238 | 0.0012219 | 0.0012346 | 0.0012286 | 0.0027434 | 0.0012155 | 0.0012225 | 0.0012314 | 0.0012291 | 0.0012338 | 0.0021258 | 0.0012308 | 0.0012309 | 0.0013927 | 0.0012254 | 0.0012334 | 0.0012285 | 0.0012217 | 0.001223 | 0.0012198 | 0.0012235 | 0.0012232 | 0.0012332 | 0.0012248 | 0.001234 | 0.001238 | 0.0012223 | 0.0012204 | 0.0012334 | 0.0012255 | 0.0012226 | 0.001229 | 0.0012293 | 0.0012218 | 0.001217 | 0.0012242 | 0.0012166 | 0.0012193 | 0.0012207 | 0.0012287 | 0.001221 | 0.0012331 | 0.0012189 | 0.0012338 | 0.0012195 | 0.0012323 | 0.001227 | 0.0012253 | 0.0012323 | 0.0012275 | 0.0012337 | 0.0012315 | 0.0012262 | 0.0012303 | 0.0012151 | 0.0012248 | 0.0012297 | 0.001222 | 0.0012246 | 0.0012451 | 0.0012168 | 0.001219 | 0.0012219 | 0.0012217 | 0.001236 | 0.0012178 | 0.0012334 | 0.001213 | 0.0012269 | 0.0012345 | 0.0012251 | 0.0012149 | 0.0032499 | 0.0012337 | 0.0012381 | 0.0012209 | 0.0012213 | 0.0012253 | 0.0012235 | 0.0012208 | 0.0012258 | 0.0012321 | 0.001228 | 0.0012214 | 0.0012259 | 0.0012311 | 0.0012299 | 0.0012281 | 0.0012171 | 0.0012352 | 0.0012152 | 0.001216 | 0.0012588 | 0.0012347 | 0.0012249 | 0.001226 | 0.0012219 | 0.001223 | 0.0012246 | 0.0014835 | 0.0012205 | 0.0012244 | 0.0012391 | 0.0012253 | 0.0012207 | 0.0012352 | 0.0012306 | 0.0012238 | 0.0012217 | 0.0017485 | 0.0012198 | 0.0012277 | 0.0012212 | 0.0012186 | 0.0012292 | 0.0012207 | 0.0012288 | 0.0012345 | 0.0012185 | 0.0012414 | 0.0012181 | 0.0012324 | 0.0012336 | 0.0012152 | 0.0012648 | 0.0012215 | 0.0012995 | 0.0012295 | 0.0012345 | 0.0012245 | 0.0012196 | 0.0012272 | 0.0012177 | 0.0012192 | 0.0012342 | 0.0012169 | 0.0012299 | 0.001233 | 0.0012132 | 0.0012183 | 0.0012274 | 0.0012291 | 0.0012384 | 0.0012272 | 0.0012255 | 0.0012189 | 0.0012269 | 0.0012231 | 0.0012192 | 0.0012226 | 0.0012237 | 0.0012268 | 0.0015682 | 0.0012243 | 0.0012213 | 0.0012351 | 0.001221 | 0.0012189 | 0.0012271 | 0.0012256 | 0.0012266 | 0.0012286 | 0.0012298 | 0.0012301 | 0.001217 | 0.0012295 | 0.0012144 | 0.0012309 | 0.0012316 | 0.0012242 | 0.0012289 | 0.0012377 | 0.0012248 | 0.0012256 | 0.0012337 | 0.0012261 | 0.0012153 | 0.0012282 | 0.0012275 | 0.0012132 | 0.0012156 | 0.0012147 | 0.0012215 | 0.0012201 | 0.0012168 | 0.0012254 | 0.0012265 | 0.0012225 | 0.0012232 | 0.0012191 | 0.0012309 | 0.0012204 | 0.0015008 | 0.0012179 | 0.0012274 | 0.0012192 | 0.0012213 | 0.0012307 | 0.00122 | 0.0012184 | 0.0012253 | 0.0012223 | 0.001285 | 0.0012288 | 0.0012144 | 0.0012196 | 0.0012256 | 0.0012317 | 0.0012201 | 0.0012157 | 0.0012306 | 0.0012258 | 0.0012173 | 0.0012236 | 0.0012263 | 0.0012176 | 0.0012314 | 0.0012303 | 0.0012227 | 0.0012292 | 0.0012291 | 0.0012182 | 0.0012247 | 0.0012308 | 0.001221 | 0.0012317 | 0.0012241 | 0.0012279 | 0.0012153 | 0.0012501 | 0.0012261 | 0.0012282 | 0.0012264 | 0.0012217 | 0.001228 | 0.0012262 | 0.0012168 | 0.0012207 | 0.0012249 | 0.0012342 | 0.0012387 | 0.0012204 | 0.0012322 | 0.0012516 | 0.0012258 | 0.0012208 | 0.0012201 | 0.0012242 | 0.0012214 | 0.0012172 | 0.0012243 | 0.0012273 | 0.001235 | 0.0012292 | 0.001236 | 0.0012157 | 0.001225 | 0.0012272 | 0.001233 | 0.0012256 | 0.0012228 | 0.0012266 | 0.0012312 | 0.0012255 | 0.0012202 | 0.00124 | 0.0012345 | 0.0012183 | 0.00158 | 0.0012308 | 0.0012197 | 0.0012315 | 0.0012286 | 0.0012187 | 0.0012316 | 0.0012231 | 0.001225 | 0.0012232 | 0.0012313 | 0.0012309 | 0.0012134 | 0.0012316 | 0.0012204 | 0.0013122 | 0.0012178 | 0.0012239 | 0.0012309 | 0.0012289 | 0.0012179 | 0.0012927 | 0.0012239 | 0.0026074 | 0.0012275 | 0.00123 | 0.0012225 | 0.0012175 | 0.0012239 | 0.0012171 | 0.0012245 | 0.0012207 | 0.0012251 | 0.0012305 | 0.0012239 | 0.0012321 | 0.0012181 | 0.0015202 | 0.0012215 | 0.0012214 | 0.001226 | 0.0012289 | 0.0012301 | 0.0012216 | 0.001223 | 0.0012448 | 0.0012203 | 0.0012333 | 0.0012255 | 0.0012329 | 0.0014172 | 0.0012196 | 0.001231 | 0.0012294 | 0.0012295 | 0.0012307 | 0.0012292 | 0.0012251 | 0.0012329 | 0.001229 | 0.0012301 | 0.0012186 | 0.0012269 | 0.0012193 | 0.0012214 | 0.0012254 | 0.00123 | 0.0012167 | 0.0013154 | 0.0012312 | 0.0012299 | 0.0081379 | 0.0013136 | 0.0012289 | 0.0012154 | 0.0012787 | 0.00122 | 0.001221 | 0.0012154 | 0.0012261 | 0.0012332 | 0.0012634 | 0.0012208 | 0.0012264 | 0.0012316 | 0.00123 | 0.0012162 | 0.0012225 | 0.001231 | 0.001232 | 0.0012292 | 0.0012338 | 0.0012199 | 0.0012236 | 0.0012212 | 0.0012289 | 0.0012344 | 0.0012206 | 0.0012252 | 0.0012299 | 0.0012151 | 0.0012287 | 0.0012423 | 0.0012362 | 0.0012236 | 0.0012205 | 0.0014046 | 0.0012276 | 0.0012299 | 0.0012345 | 0.0012273 | 0.001954 | 0.00123 | 0.0012247 | 0.0012202 | 0.0012282 | 0.0012157 | 0.0012162 | 0.0012231 | 0.001221 | 0.0012202 | 0.0012341 | 0.0012253 | 0.0012339 | 0.0012274 | 0.0012282 | 0.0012193 | 0.0012194 | 0.0012303 | 0.0014277 | 0.0012229 | 0.0012253 | 0.0012224 | 0.0012311 | 0.0012291 | 0.0012253 | 0.0012283 | 0.0012197 | 0.0012275 | 0.001234 | 0.0012256 | 0.001223 | 0.0013038 | 0.0012215 | 0.0012287 | 0.0012222 | 0.0012189 | 0.0012226 | 0.0012256 | 0.0048981 | 0.0012352 | 0.0012331 | 0.0012292 | 0.0012287 | 0.0012231 | 0.0012263 | 0.0012141 | 0.0012321 | 0.0012344 | 0.0012305 | 0.0012276 | 0.0012301 | 0.0012283 | 0.0012272 | 0.0012591 | 0.0012242 | 0.0012217 | 0.0012314 | 0.0012224 | 0.0012283 | 0.0012199 | 0.0012301 | 0.0012289 | 0.0012166 | 0.0012299 | 0.0012226 | 0.00123 | 0.0012204 | 0.0012287 | 0.0012183 | 0.0012259 | 0.0012274 | 0.0012184 | 0.0012153 | 0.0012208 | 0.0012211 | 0.0012229 | 0.0017358 | 0.0012218 | 0.0012212 | 0.0012272 | 0.0012284 | 0.0012328 | 0.0012272 | 0.0012269 | 0.0012167 | 0.0012255 | 0.0012198 | 0.0012408 | 0.0012295 | 0.0012307 | 0.0012383 | 0.0012195 | 0.0012156 | 0.0012269 | 0.0022382 | 0.0012259 | 0.0012229 | 0.0012236 | 0.0013336 | 0.0012248 | 0.0012263 | 0.0013245 | 0.001226 | 0.0012234 | 0.0012184 | 0.001226 | 0.001226 | 0.0012267 | 0.0012337 | 0.00123 | 0.0012277 | 0.0012262 | 0.0012204 | 0.0012246 | 0.0012175 | 0.0012366 | 0.0012391 | 0.0012263 | 0.0012209 | 0.0012284 | 0.0012624 | 0.0012301 | 0.0012293 | 0.0012327 | 0.0012185 | 0.0012342 | 0.0012199 | 0.0012187 | 0.0012284 | 0.0012267 | 0.0012336 | 0.0013382 | 0.0012253 | 0.0012364 | 0.0013178 | 0.0012182 | 0.001232 | 0.0012339 | 0.0012257 | 0.0012218 | 0.0012374 | 0.0012178 | 0.0012295 | 0.0012318 | 0.0012133 | 0.0012268 | 0.0012361 | 0.0013527 | 0.0012263 | 0.0012253 | 0.0012183 | 0.001225 | 0.0012397 | 0.0012249 | 0.0012234 | 0.0012247 | 0.0012344 | 0.0012209 | 0.0012283 | 0.0012344 | 0.0012244 | 0.0012179 | 0.0012224 | 0.0012316 | 0.0012363 | 0.0012303 | 0.0012176 | 0.0012244 | 0.0012217 | 0.0012219 | 0.0012155 | 0.0012229 | 0.0012218 | 0.0012248 | 0.0012262 | 0.0012204 | 0.0012204 | 0.0012284 | 0.0012236 | 0.0012212 | 0.0012238 | 0.0012254 | 0.0012197 | 0.0012157 | 0.0012218 | 0.0012155 | 0.0012212 | 0.0012316 | 0.0012355 | 0.001229 | 0.0012349 | 0.0012252 | 0.0012205 | 0.0012177 | 0.0012304 | 0.0012149 | 0.0012259 | 0.0012323 | 0.0012308 | 0.001227 | 0.0012249 | 0.0012186 | 0.0012309 | 0.0012173 | 0.0043236 | 0.0012236 | 0.001221 | 0.0012294 | 0.0012195 | 0.0012177 | 0.0012367 | 0.0012251 | 0.0012349 | 0.0012288 | 0.001227 | 0.0012305 | 0.0012269 | 0.0012323 | 0.0012396 | 0.0012265 | 0.0012162 | 0.0012196 | 0.001218 | 0.0012312 | 0.0012144 | 0.0012216 | 0.0012161 | 0.0012225 | 0.0012149 | 0.0012586 | 0.0012334 | 0.0019701 | 0.0012204 | 0.0012309 | 0.0012374 | 0.0012326 | 0.0012279 | 0.001222 | 0.0012333 | 0.0012403 | 0.001217 | 0.019791 | 0.0012328 | 0.0012813 | 0.0012185 | 0.0012383 | 0.0012235 | 0.0012146 | 0.0012317 | 0.0012232 | 0.001224 | 0.0012282 | 0.0012315 | 0.0012173 | 0.001233 | 0.0012294 | 0.001232 | 0.0012299 | 0.0012161 | 0.0012302 | 0.0012168 | 0.001211 | 0.0012254 | 0.0012167 | 0.0012164 | 0.0012219 | 0.0012176 | 0.001228 | 0.0012325 | 0.0012371 | 0.0012247 | 0.0012143 | 0.0012289 | 0.0012622 | 0.0012273 | 0.0012156 | 0.0012262 | 0.0012274 | 0.0012286 | 0.0012162 | 0.0012206 | 0.0012202 | 0.0012228 | 0.0015461 | 0.0012197 | 0.0012288 | 0.0012318 | 0.0012171 | 0.0012339 | 0.0012424 | 0.0012306 | 0.0012205 | 0.0012304 | 0.0012167 | 0.0012172 | 0.0012262 | 0.0012276 | 0.0012362 | 0.0012135 | 0.0012351 | 0.001217 | 0.0012275 | 0.0012316 | 0.0012271 | 0.0012235 | 0.0012225 | 0.0012193 | 0.0012203 | 0.0012348 | 0.0012382 | 0.0012202 | 0.0012182 | 0.0012256 | 0.0012312 | 0.0012186 | 0.001218 | 0.0012173 | 0.016931 | 0.0012282 | 0.0012254 | 0.0012218 | 0.0012269 | 0.0015534 | 0.0012248 | 0.0012342 | 0.0012141 | 0.001225 | 0.0012321 | 0.001238 | 0.0012308 | 0.0012289 | 0.0012172 | 0.0012304 | 0.0012322 | 0.0012255 | 0.001215 | 0.0012732 | 0.0012286 | 0.0012328 | 0.0012256 | 0.0012302 | 0.0012226 | 0.0012242 | 0.0012223 | 0.0012298 | 0.0012203 | 0.001233 | 0.0012826 | 0.0012178 | 0.0012262 | 0.0012252 | 0.0012344 | 0.001237 | 0.0012308 | 0.0012214 | 0.0012274 | 0.0012219 | 0.0012251 | 0.0012207 | 0.0012278 | 0.0012167 | 0.0012335 | 0.001233 | 0.0012215 | 0.0012294 | 0.0012185 | 0.0012226 | 0.0012182 | 0.0012174 | 0.001216 | 0.0012303 | 0.0012345 | 0.0012168 | 0.0012242 | 0.0012314 | 0.0012744 | 0.0012295 | 0.0012183 | 0.0012324 | 0.0012171 | 0.0013113 | 0.0012209 | 0.0012175 | 0.0012305 | 0.0012283 | 0.0012223 | 0.0012246 | 0.0012227 | 0.0012306 | 0.002226 | 0.0012241 | 0.0012285 | 0.0012237 | 0.0012168 | 0.0012273 | 0.0012336 | 0.001231 | 0.0013407 | 0.0012157 | 0.0012243 | 0.0012193 | 0.0012195 | 0.0012232 | 0.001226 | 0.0012267 | 0.0021123 | 0.0012178 | 0.0012225 | 0.0012296 | 0.0012267 | 0.0012176 | 0.0012211 | 0.0012225 | 0.0012284 | 0.0012267 | 0.0012315 | 0.0012296 | 0.001221 | 0.0012183 | 0.0012259 | 0.0012195 | 0.0012292 | 0.0012295 | 0.0012277 | 0.0012117 | 0.0027419 | 0.0012249 | 0.0012636 | 0.0012209 | 0.001224 | 0.0012184 | 0.0013356 | 0.0012287 | 0.0012328 | 0.0012291 | 0.0013974 | 0.0012275 | 0.001222 | 0.0013772 | 0.0012274 | 0.0012254 | 0.0012199 | 0.0012319 | 0.0012301 | 0.001259 | 0.001228 | 0.0012172 | 0.0012344 | 0.0012168 | 0.0012256 | 0.0012209 | 0.0012152 | 0.0012142 | 0.0012214 | 0.0012196 | 0.001224 | 0.0012213 | 0.0012309 | 0.0012229 | 0.0012219 | 0.0012324 | 0.0012281 | 0.0012218 | 0.0012348 | 0.0012358 | 0.0012271 | 0.0012269 | 0.0012239 | 0.0012161 | 0.0012321 | 0.0012286 | 0.0012229 | 0.0012301 | 0.0012288 | 0.0012284 | 0.0012303 | 0.0012211 | 0.001236 | 0.0012195 | 0.001236 | 0.0013514 | 0.0012292 | 0.0012339 | 0.001235 | 0.00123 | 0.0012327 | 0.0012338 | 0.0012174 | 0.0012185 | 0.0012255 | 0.0012184 | 0.0012273 | 0.0012237 | 0.0012247 | 0.0012175 | 0.0012296 | 0.0012217 | 0.0012859 | 0.0012489 | 0.0012527 | 0.0012191 | 0.0012347 | 0.0012204 | 0.0012885 | 0.0012157 | 0.0012277 | 0.0012232 | 0.0012406 | 0.0012191 | 0.0012264 | 0.0012285 | 0.0012166 | 0.0012296 | 0.0012285 | 0.0012318 | 0.001232 | 0.0012974 | 0.0012163 | 0.0012174 | 0.0012406 | 0.0012199 | 0.0012177 | 0.0012292 | 0.0012165 | 0.0012207 | 0.0012563 | 0.0012224 | 0.0013359 | 0.0012174 | 0.0012317 | 0.0012204 | 0.0012277 | 0.0012572 | 0.0012244 | 0.0012289 | 0.0012229 | 0.001219 | 0.001217 | 0.0012296 | 0.0012306 | 0.0012254 | 0.0012237 | 0.0012307 | 0.0012362 | 0.0012247 | 0.0012292 | 0.001225 | 0.0012348 | 0.0013283 | 0.0012222 | 0.0012259 | 0.0012252 | 0.0012171 | 0.0012307 | 0.0012203 | 0.0012264 | 0.0012234 | 0.001242 | 0.0012218 | 0.0012265 | 0.0012256 | 0.0012124 | 0.0012241 | 0.0034007 | 0.0012315 | 0.0012212 | 0.0012314 | 0.0012238 | 0.0018028 | 0.0012215 | 0.0012203 | 0.0012336 | 0.0012314 | 0.0012312 | 0.0012243 | 0.0012261 | 0.0012279 | 0.0012296 | 0.0012184 | 0.0012318 | 0.001234 | 0.0012204 | 0.0016642 | 0.0012291 | 0.0012772 | 0.0012744 | 0.0012307 | 0.0012293 | 0.0012289 | 0.0012269 | 0.0012173 | 0.0012331 | 0.0012335 | 0.0012187 | 0.0012302 | 0.0012222 | 0.0012279 | 0.001237 | 0.0012276 | 0.0012297 | 0.0012205 | 0.0012149 | 0.0012221 | 0.0012189 | 0.0012318 | 0.0012161 | 0.0012399 | 0.0012212 | 0.0012148 | 0.0012159 | 0.0012232 | 0.0012264 | 0.0012314 | 0.0012235 | 0.0012242 | 0.0012185 | 0.0012338 | 0.0012235 | 0.0012267 | 0.0012246 | 0.0012317 | 0.001233 | 0.0012192 | 0.0012235 | 0.0012192 | 0.0012335 | 0.0012311 | 0.0012234 | 0.0012267 | 0.0013769 | 0.0012296 | 0.001225 | 0.0012256 | 0.0012343 | 0.0012289 | 0.0012324 | 0.0012218 | 0.0012231 | 0.0012303 | 0.0012298 | 0.001242 | 0.0012303 | 0.0012314 | 0.0012408 | 0.0012294 | 0.001768 | 0.0012283 | 0.0012196 | 0.0012162 | 0.001227 | 0.0012294 | 0.0012162 | 0.0012224 | 0.0012201 | 0.0014701 | 0.0012231 | 0.0012282 | 0.001232 | 0.0012224 | 0.003435 | 0.0012236 | 0.0012205 | 0.0012187 | 0.0012346 | 0.0012251 | 0.0012171 | 0.001322 | 0.0012322 | 0.0012322 | 0.0012249 | 0.0012338 | 0.0012194 | 0.001222 | 0.0012261 | 0.001221 | 0.0012321 | 0.0012257 | 0.0012249 | 0.0012241 | 0.00123 | 0.0012789 | 0.0012169 | 0.0012247 | 0.0012176 | 0.0012323 | 0.0012236 | 0.0012153 | 0.0012284 | 0.0012381 | 0.0012297 | 0.001216 | 0.0012242 | 0.0012354 | 0.0012253 | 0.0012189 | 0.0012296 | 0.0012287 | 0.0012259 | 0.0012232 | 0.0012316 | 0.0012225 | 0.0012186 | 0.0012371 | 0.0012317 | 0.0012249 | 0.0012274 | 0.001228 | 0.0012274 | 0.0012218 | 0.0012305 | 0.0012358 | 0.001226 | 0.0012302 | 0.00123 | 0.0012343 | 0.0012243 | 0.0012316 | 0.0012272 | 0.0012151 | 0.0012293 | 0.0012315 | 0.0012313 | 0.0017486 | 0.0012207 | 0.0012235 | 0.0012239 | 0.00123 | 0.0013296 | 0.0012214 | 0.0017258 | 0.0012286 | 0.0012153 | 0.0012321 | 0.0012178 | 0.0012384 | 0.0012237 | 0.0012339 | 0.0031976 | 0.0013498 | 0.0012204 | 0.0012164 | 0.0012261 | 0.0012223 | 0.0012337 | 0.0012386 | 0.0012281 | 0.0012242 | 0.0014877 | 0.0012138 | 0.0012217 | 0.0012263 | 0.001218 | 0.0012212 | 0.0012327 | 0.0012175 | 0.0012259 | 0.001227 | 0.0012312 | 0.001229 | 0.0012274 | 0.0012249 | 0.0012344 | 0.0012177 | 0.0012341 | 0.0012652 | 0.0012159 | 0.0012276 | 0.0012322 | 0.0012179 | 0.0012314 | 0.0012138 | 0.0012339 | 0.0012206 | 0.0013272 | 0.0012198 | 0.0012242 | 0.0012239 | 0.0012225 | 0.0012264 | 0.0012157 | 0.0012199 | 0.0012371 | 0.0012217 | 0.0012331 | 0.0012311 | 0.0012278 | 0.001218 | 0.0012149 | 0.0012223 | 0.0012268 | 0.0012236 | 0.0012308 | 0.0012254 | 0.0012289 | 0.0012422 | 0.0012312 | 0.0012345 | 0.0012195 | 0.0012374 | 0.0012252 | 0.0012195 | 0.0012271 | 0.0012313 | 0.0012296 | 0.0012201 | 0.0012324 | 0.0012306 | 0.0012311 | 0.001232 | 0.0012349 | 0.0012312 | 0.0012242 | 0.001231 | 0.0013067 | 0.0012258 | 0.0012223 | 0.0012248 | 0.0012328 | 0.0012211 | 0.00123 | 0.0012228 | 0.0012254 | 0.0012151 | 0.0012188 | 0.0012295 | 0.0012244 | 0.0012311 | 0.0012247 | 0.0012181 | 0.0012275 | 0.0012143 | 0.0012283 | 0.0012206 | 0.0012247 | 0.0012222 | 0.0012252 | 0.0012221 | 0.0012248 | 0.0012173 | 0.001228 | 0.0012216 | 0.0012136 | 0.0012188 | 0.0012335 | 0.0012305 | 0.0012304 | 0.016751 | 0.0012316 | 0.0012277 | 0.0012265 | 0.0012143 | 0.0012311 | 0.0012311 | 0.0012352 | 0.0012428 | 0.0012156 | 0.0012335 | 0.0012255 | 0.0012241 | 0.0012195 | 0.0012222 | 0.0012209 | 0.0012348 | 0.0012208 | 0.0012263 | 0.0012251 | 0.0012332 | 0.0012196 | 0.001226 | 0.0012501 | 0.0012246 | 0.0012225 | 0.0012288 | 0.0012152 | 0.0012244 | 0.0012294 | 0.001232 | 0.0012505 | 0.0012263 | 0.0012306 | 0.0012305 | 0.0012285 | 0.001227 | 0.0012206 | 0.0012163 | 0.0012513 | 0.0012209 | 0.0012207 | 0.0012305 | 0.0012279 | 0.0012267 | 0.0012221 | 0.0012191 | 0.0012138 | 0.0012211 | 0.0012302 | 0.0012466 | 0.0012244 | 0.0012432 | 0.0012221 | 0.0012287 | 0.0012173 | 0.0012338 | 0.0012232 | 0.0012278 | 0.0012157 | 0.0012246 | 0.0012306 | 0.0012257 | 0.0012196 | 0.0012224 | 0.0012191 | 0.0012174 | 0.0012344 | 0.0012308 | 0.0012155 | 0.001227 | 0.0012276 | 0.0012293 | 0.0012225 | 0.0012313 | 0.0012212 | 0.0012189 | 0.0012329 | 0.0012309 | 0.001222 | 0.0012196 | 0.0012278 | 0.0012379 | 0.0012328 | 0.0012307 | 0.0012214 | 0.0012187 | 0.0012321 | 0.0012199 | 0.0012384 | 0.0012236 | 0.0012309 | 0.0012339 | 0.00122 | 0.0012207 | 0.0012279 | 0.0012176 | 0.0012235 | 0.0012269 | 0.0012291 | 0.0012268 | 0.0012346 | 0.0012252 | 0.0012243 | 0.0012272 | 0.0012235 | 0.0012261 | 0.0012157 | 0.0012332 | 0.0012353 | 0.0012319 | 0.0012315 | 0.0021138 | 0.0012188 | 0.0012341 | 0.0012173 | 0.0012211 | 0.0012161 | 0.0012254 | 0.0012286 | 0.0012347 | 0.0012297 | 0.0012282 | 0.0012315 | 0.0012227 | 0.0012328 | 0.001218 | 0.0012297 | 0.0012303 | 0.0012359 | 0.0012179 | 0.0012349 | 0.001229 | 0.0012284 | 0.0012333 | 0.001216 | 0.0012227 | 0.0012257 | 0.0012169 | 0.0012212 | 0.00123 | 0.0012362 | 0.0012227 | 0.0012176 | 0.001222 | 0.0012306 | 0.0012287 | 0.0012164 | 0.0012381 | 0.0012374 | 0.0012218 | 0.001222 | 0.0012298 | 0.0012263 | 0.0012277 | 0.0012276 | 0.0012271 | 0.001216 | 0.0012159 | 0.0012171 | 0.001225 | 0.0012281 | 0.0012402 | 0.0012201 | 0.0012356 | 0.0012325 | 0.0012266 | 0.0012274 | 0.0012355 | 0.0012311 | 0.0012332 | 0.0012211 | 0.0012242 | 0.0012986 | 0.0012307 | 0.001216 | 0.001226 | 0.0012202 | 0.0012283 | 0.0012301 | 0.0012281 | 0.0012331 | 0.0012276 | 0.0012243 | 0.0012251 | 0.0012228 | 0.0012289 | 0.0012295 | 0.0012465 | 0.0012263 | 0.0012299 | 0.0012355 | 0.0012211 | 0.0012191 | 0.0012389 | 0.001588 | 0.0012175 | 0.00123 | 0.0012288 | 0.0012262 | 0.0012233 | 0.0012378 | 0.0012341 | 0.0012387 | 0.0012154 | 0.0012336 | 0.0012243 | 0.0012398 | 0.0012176 | 0.001221 | 0.0012247 | 0.0012209 | 0.0012163 | 0.0012173 | 0.0012261 | 0.0012356 | 0.0013694 | 0.0012165 | 0.0012213 | 0.0012205 | 0.001219 | 0.0012241 | 0.0012243 | 0.0012171 | 0.0012279 | 0.0012276 | 0.0012237 | 0.0012305 | 0.0012156 | 0.0012259 | 0.001226 | 0.0012303 | 0.0012249 | 0.0012228 | 0.0012336 | 0.0012193 | 0.0019443 | 0.001242 | 0.0012311 | 0.0012302 | 0.0012144 | 0.0012367 | 0.0012362 | 0.0012201 | 0.0012323 | 0.0012261 | 0.0012139 | 0.0012224 | 0.001224 | 0.0012259 | 0.0020342 | 0.0012172 | 0.0012165 | 0.0012365 | 0.0012136 | 0.0012251 | 0.0012277 | 0.0012241 | 0.0012182 | 0.0012323 | 0.0012303 | 0.0012272 | 0.0015933 | 0.0012173 | 0.0012183 | 0.0012179 | 0.0012232 | 0.0012308 | 0.0012129 | 0.0012245 | 0.0012729 | 0.0012262 | 0.0012321 | 0.0012306 | 0.0013989 | 0.0012279 | 0.0012221 | 0.0012305 | 0.0012236 | 0.0012307 | 0.0012173 | 0.0012713 | 0.00123 | 0.0012247 | 0.0012284 | 0.0012287 | 0.0012581 | 0.001228 | 0.0012341 | 0.0012344 | 0.0012291 | 0.0012183 | 0.0012282 | 0.0012265 | 0.0012329 | 0.0012313 | 0.0012312 | 0.0012542 | 0.0012265 | 0.0012251 | 0.0012158 | 0.001223 | 0.0012351 | 0.0012148 | 0.002127 | 0.0012201 | 0.0012323 | 0.0012295 | 0.0012378 | 0.0012193 | 0.0012271 | 0.0012389 | 0.0012374 | 0.0012823 | 0.0012432 | 0.0014064 | 0.0012304 | 0.0012204 | 0.0012219 | 0.0012258 | 0.0012204 | 0.0012438 | 0.0012318 | 0.001232 | 0.0012297 | 0.0012247 | 0.0012306 | 0.0012197 | 0.0012289 | 0.0012158 | 0.0012241 | 0.0012304 | 0.0012196 | 0.0012194 | 0.001214 | 0.0012321 | 0.0012357 | 0.0012189 | 0.0012338 | 0.001225 | 0.0012286 | 0.0012175 | 0.0012268 | 0.0012348 | 0.0012269 | 0.0012153 | 0.0013235 | 0.0012268 | 0.0012227 | 0.0012278 | 0.0012231 | 0.0012223 | 0.0012219 | 0.0012271 | 0.0012243 | 0.0012201 | 0.0012304 | 0.0012351 | 0.0012186 | 0.0012241 | 0.0012267 | 0.0012148 | 0.0012283 | 0.0012354 | 0.0012357 | 0.001231 | 0.0012249 | 0.0012186 | 0.0012208 | 0.0012157 | 0.0012253 | 0.00123 | 0.0012229 | 0.0012234 | 0.0012223 | 0.001223 | 0.0012183 | 0.0012245 | 0.0012215 | 0.0012232 | 0.0012146 | 0.0012263 | 0.0012296 | 0.0012327 | 0.0012201 | 0.001232 | 0.0012285 | 0.0012255 | 0.0012324 | 0.0012265 | 0.0012159 | 0.001213 | 0.0012305 | 0.0012262 | 0.0012314 | 0.0012306 | 0.0012408 | 0.0012184 | 0.0012156 | 0.00123 | 0.0012273 | 0.0012341 | 0.0012347 | 0.0012239 | 0.0012208 | 0.0012236 | 0.0012237 | 0.0012262 | 0.00123 | 0.0012179 | 0.0012246 | 0.0012141 | 0.001235 | 0.0012169 | 0.0012282 | 0.0012266 | 0.0012281 | 0.0012301 | 0.0012622 | 0.0012316 | 0.0012199 | 0.0012201 | 0.0012278 | 0.0012347 | 0.0012285 | 0.0012258 | 0.0012329 | 0.0012328 | 0.0012271 | 0.0012248 | 0.0016747 | 0.0012238 | 0.0012219 | 0.0012475 | 0.0012229 | 0.00122 | 0.0012384 | 0.0012314 | 0.001229 | 0.0012274 | 0.0012292 | 0.0012234 | 0.0012317 | 0.0012665 | 0.0012272 | 0.0012307 | 0.0012214 | 0.001224 | 0.0012331 | 0.0012172 | 0.00123 | 0.0012326 | 0.001233 | 0.0012378 | 0.0012219 | 0.0012164 | 0.0012235 | 0.0012632 | 0.0012232 | 0.0012251 | 0.0012194 | 0.0012366 | 0.001227 | 0.0012284 | 0.0012282 | 0.001359 | 0.0012297 | 0.0012298 | 0.0015613 | 0.0012176 | 0.0012364 | 0.0012279 | 0.0012305 | 0.0012201 | 0.0012342 | 0.001231 | 0.001253 | 0.0012715 | 0.0012853 | 0.0012209 | 0.0012146 | 0.001233 | 0.001219 | 0.0012295 | 0.0012576 | 0.0012312 | 0.0012292 | 0.0012285 | 0.0012246 | 0.0012315 | 0.0012343 | 0.0012313 | 0.0012197 | 0.0012293 | 0.010144 | 0.0012164 | 0.0012257 | 0.0012555 | 0.0012323 | 0.0012289 | 0.0012203 | 0.0012219 | 0.0012274 | 0.0012273 | 0.0012291 | 0.0012232 | 0.0012177 | 0.0012316 | 0.0012226 | 0.0012284 | 0.0012328 | 0.026051 | 0.0012234 | 0.0012269 | 0.0012274 | 0.0012217 | 0.0012439 | 0.0012285 | 0.0012314 | 0.0012252 | 0.0012513 | 0.0012595 | 0.0015375 | 0.0012257 | 0.0012348 | 0.0012323 | 0.0012239 | 0.0012216 | 0.0012324 | 0.0012274 | 0.001231 | 0.0012107 | 0.0012149 | 0.0012249 | 0.0012352 | 0.0012225 | 0.0012305 | 0.0012306 | 0.0012981 | 0.0012577 | 0.0012271 | 0.0012201 | 0.0012199 | 0.0012234 | 0.0012243 | 0.0016673 | 0.001218 | 0.0013166 | 0.0012287 | 0.0012227 | 0.0012232 | 0.0012198 | 0.001229 | 0.0012228 | 0.00123 | 0.0012155 | 0.0012341 | 0.0012315 | 0.0012215 | 0.0013247 | 0.0012194 | 0.0025531 | 0.0012243 | 0.0012282 | 0.0012168 | 0.001244 | 0.0012732 | 0.001227 | 0.0012181 | 0.001225 | 0.0012152 | 0.0012329 | 0.0012269 | 0.0013587 | 0.004562 | 0.0012193 | 0.0012228 | 0.0012192 | 0.0012319 | 0.0012228 | 0.0012246 | 0.0023257 | 0.0012352 | 0.0012155 | 0.001224 | 0.0012324 | 0.0012878 | 0.0012289 | 0.0012298 | 0.001229 | 0.0012226 | 0.0012209 | 0.0012358 | 0.0012299 | 0.0012249 | 0.0012351 | 0.0012323 | 0.0012305 | 0.001228 | 0.0012235 | 0.0012256 | 0.0012219 | 0.0012699 | 0.0012301 | 0.0012183 | 0.0012262 | 0.0012263 | 0.0012225 | 0.001295 | 0.0012372 | 0.0012299 | 0.0012279 | 0.0012323 | 0.0012311 | 0.0012347 | 0.0012266 | 0.0012151 | 0.0012222 | 0.0012245 | 0.001216 | 0.0012249 | 0.0012335 | 0.0012168 | 0.0012159 | 0.0012283 | 0.0012243 | 0.0012189 | 0.0012303 | 0.0012316 | 0.001224 | 0.0012188 | 0.0012266 | 0.0012311 | 0.0012251 | 0.001223 | 0.0012334 | 0.0012196 | 0.0012316 | 0.0013957 | 0.001226 | 0.0013043 | 0.001221 | 0.0022979 | 0.0012224 | 0.0012302 | 0.0012125 | 0.0023787 | 0.0012198 | 0.0012281 | 0.0012201 | 0.0012338 | 0.0012188 | 0.0012327 | 0.0012616 | 0.001228 | 0.0012312 | 0.0012175 | 0.0012344 | 0.0029512 | 0.001215 | 0.0012221 | 0.0012273 | 0.0012274 | 0.00122 | 0.0014744 | 0.0015289 | 0.0012194 | 0.0012275 | 0.0013305 | 0.0012296 | 0.0012211 | 0.0012356 | 0.0012906 | 0.0012148 | 0.0012318 | 0.0012279 | 0.0014181 | 0.0012275 | 0.0012258 | 0.0012172 | 0.0012185 | 0.0012296 | 0.0012276 | 0.0012236 | 0.0014206 | 0.0012225 | 0.0012257 | 0.0012273 | 0.0012372 | 0.00122 | 0.0012303 | 0.0012441 | 0.0012155 | 0.0012273 | 0.0012837 | 0.0012202 | 0.0012638 | 0.0012271 | 0.0012293 | 0.0012222 | 0.0012327 | 0.0012302 | 0.0014191 | 0.0012279 | 0.0012299 | 0.001218 | 0.0012248 | 0.0012218 | 0.0012215 | 0.0012182 | 0.0012298 | 0.0012214 | 0.0012234 | 0.0012254 | 0.0012322 | 0.0012248 | 0.0012286 | 0.0012249 | 0.0012303 | 0.0015311 | 0.0012296 | 0.0012212 | 0.0012335 | 0.0012143 | 0.0012274 | 0.0012211 | 0.0012268 | 0.001228 | 0.0012244 | 0.0012288 | 0.0012353 | 0.0012209 | 0.0012231 | 0.0012374 | 0.001229 | 0.0012181 | 0.0012297 | 0.0012252 | 0.0012286 | 0.0012266 | 0.0012637 | 0.0012324 | 0.0012342 | 0.0012328 | 0.0012209 | 0.0012195 | 0.0012181 | 0.0012331 | 0.0012141 | 0.001223 | 0.0012277 | 0.0012285 | 0.0013215 | 0.0012162 | 0.0012232 | 0.0012199 | 0.0012149 | 0.0012173 | 0.001216 | 0.0012286 | 0.0012167 | 0.0012166 | 0.0012311 | 0.0012343 | 0.0012177 | 0.0012307 | 0.0012215 | 0.0012172 | 0.0012326 | 0.0012311 | 0.0012464 | 0.0012199 | 0.0012202 | 0.0013291 | 0.0012275 | 0.0012226 | 0.0012281 | 0.0012318 | 0.0012243 | 0.0012287 | 0.0012271 | 0.0012299 | 0.0012369 | 0.0012337 | 0.0012205 | 0.0012264 | 0.0012253 | 0.0012182 | 0.0012268 | 0.0012159 | 0.0012234 | 0.0012354 | 0.0012686 | 0.0012321 | 0.0013278 | 0.001228 | 0.0062021 | 0.0012341 | 0.0012318 | 0.0012293 | 0.0012209 | 0.0012212 | 0.0012313 | 0.0012351 | 0.0012315 | 0.0012305 | 0.001229 | 0.0012307 | 0.0012187 | 0.0012288 | 0.0012169 | 0.0012218 | 0.0012175 | 0.0013479 | 0.0012235 | 0.0012152 | 0.0018335 | 0.0012247 | 0.0012182 | 0.0012142 | 0.0012257 | 0.0012179 | 0.0012179 | 0.0012325 | 0.0012314 | 0.0012261 | 0.0012248 | 0.0012189 | 0.0012175 | 0.0012245 | 0.0012144 | 0.0012224 | 0.0012252 | 0.0014913 | 0.0012124 | 0.0012206 | 0.00122 | 0.001233 | 0.0012264 | 0.0012366 | 0.0012324 | 0.0012218 | 0.0012254 | 0.0012312 | 0.0012318 | 0.0012179 | 0.0012277 | 0.0012191 | 0.001233 | 0.0012343 | 0.0012298 | 0.0012209 | 0.0012252 | 0.0012257 | 0.0012305 | 0.0012151 | 0.0012167 | 0.0012143 | 0.0012248 | 0.0012263 | 0.0012287 | 0.0012306 | 0.010172 | 0.0012266 | 0.0012157 | 0.0012176 | 0.0012215 | 0.0012277 | 0.0012293 | 0.0012166 | 0.0021211 | 0.0012292 | 0.0012165 | 0.0012278 | 0.0012183 | 0.0012219 | 0.0012296 | 0.0012298 | 0.0012327 | 0.0012255 | 0.001229 | 0.0012277 | 0.0012199 | 0.0012195 | 0.0012309 | 0.001224 | 0.0012264 | 0.0012221 | 0.0012268 | 0.0012278 | 0.0012267 | 0.0012207 | 0.0012256 | 0.0012181 | 0.0012376 | 0.0012305 | 0.0012283 | 0.0012234 | 0.0012214 | 0.0012245 | 0.0012275 | 0.0012263 | 0.0012349 | 0.052042 | 0.0012224 | 0.0012193 | 0.0012192 | 0.001228 | 0.0012327 | 0.0012264 | 0.0012264 | 0.0012293 | 0.001259 | 0.0012263 | 0.0019832 | 0.0012161 | 0.0012235 | 0.0012244 | 0.0012211 | 0.0012196 | 0.0012293 | 0.0012196 | 0.0012168 | 0.0012219 | 0.0012251 | 0.0012176 | 0.0012329 | 0.0012198 | 0.0012211 | 0.0012312 | 0.0012186 | 0.0012363 | 0.001237 | 0.0012288 | 0.0012281 | 0.0012481 | 0.001233 | 0.0012245 | 0.0012258 | 0.0012255 | 0.0012178 | 0.0012152 | 0.0012687 | 0.001234 | 0.0012239 | 0.0012802 | 0.0012376 | 0.0012299 | 0.0012998 | 0.0012297 | 0.001216 | 0.0012279 | 0.0012224 | 0.0012321 | 0.0012272 | 0.0012336 | 0.0012321 | 0.0012256 | 0.0012206 | 0.001218 | 0.0012291 | 0.0012299 | 0.0012275 | 0.0012261 | 0.0012338 | 0.0012259 | 0.0012256 | 0.0012209 | 0.0012228 | 0.0012158 | 0.0013522 | 0.0012235 | 0.0012196 | 0.0012308 | 0.0012475 | 0.0012983 | 0.0012215 | 0.0012306 | 0.0012225 | 0.0012208 | 0.0012202 | 0.0012218 | 0.0012242 | 0.0012168 | 0.0012433 | 0.0012219 | 0.001217 | 0.0012327 | 0.0012287 | 0.0012269 | 0.0012326 | 0.0012286 | 0.0012256 | 0.0012178 | 0.0012304 | 0.001227 | 0.0012244 | 0.0012314 | 0.0012431 | 0.0012199 | 0.0012213 | 0.0012247 | 0.0012274 | 0.0012241 | 0.0012251 | 0.001225 | 0.0012223 | 0.0021187 | 0.0012323 | 0.0012255 | 0.0012306 | 0.0012348 | 0.0012311 | 0.0012328 | 0.0012291 | 0.0012224 | 0.0012207 | 0.0012241 | 0.0012324 | 0.0012185 | 0.001225 | 0.0012256 | 0.0012202 | 0.0012247 | 0.0012316 | 0.0012189 | 0.0012168 | 0.001255 | 0.0012217 | 0.0012245 | 0.0012208 | 0.0012198 | 0.0012186 | 0.0012192 | 0.0012181 | 0.0012195 | 0.001223 | 0.0012314 | 0.0012189 | 0.0012204 | 0.0012248 | 0.001228 | 0.0012197 | 0.0012222 | 0.0012286 | 0.0012179 | 0.0012242 | 0.0012192 | 0.0012192 | 0.001215 | 0.001219 | 0.0012317 | 0.0012191 | 0.0012286 | 0.0012209 | 0.0012334 | 0.0012355 | 0.0012345 | 0.0012321 | 0.0012245 | 0.0012199 | 0.0012345 | 0.0012268 | 0.0012333 | 0.0012245 | 0.0012257 | 0.0012337 | 0.001229 | 0.0012352 | 0.0012309 | 0.0012163 | 0.0012307 | 0.0012359 | 0.0012428 | 0.0012292 | 0.0012173 | 0.0012342 | 0.0012166 | 0.0012198 | 0.0012306 | 0.0012209 | 0.001214 | 0.0012266 | 0.0012322 | 0.0012185 | 0.0012244 | 0.0012161 | 0.0012262 | 0.0012289 | 0.0014584 | 0.0012277 | 0.0012331 | 0.0012327 | 0.0012281 | 0.0013337 | 0.0012203 | 0.0012197 | 0.0012252 | 0.0012214 | 0.0012273 | 0.0012345 | 0.0012253 | 0.0012355 | 0.0012204 | 0.0012282 | 0.0012727 | 0.0012244 | 0.0012152 | 0.0012309 | 0.0012198 | 0.0012241 | 0.0012313 | 0.0012186 | 0.0012177 | 0.0012344 | 0.0012187 | 0.0012247 | 0.0012176 | 0.0012263 | 0.0012248 | 0.0012181 | 0.0012169 | 0.0012166 | 0.0012172 | 0.001219 | 0.0012312 | 0.0012196 | 0.0012337 | 0.0012239 | 0.0012304 | 0.001235 | 0.0012222 | 0.001226 | 0.0012314 | 0.0012214 | 0.001225 | 0.001214 | 0.0012187 | 0.0012216 | 0.0012229 | 0.0012163 | 0.0012559 | 0.0012286 | 0.0012302 | 0.0012319 | 0.0012481 | 0.0012304 | 0.001234 | 0.0012262 | 0.0012555 | 0.0012305 | 0.0012198 | 0.0012213 | 0.00123 | 0.0012376 | 0.0012218 | 0.0012235 | 0.0012269 | 0.0012326 | 0.0012176 | 0.0012245 | 0.0012292 | 0.0012299 | 0.001221 | 0.0012189 | 0.0012284 | 0.0012167 | 0.0012256 | 0.0012228 | 0.0028621 | 0.0012296 | 0.0012232 | 0.001231 | 0.0012205 | 0.0012164 | 0.0012168 | 0.0012198 | 0.0012175 | 0.0012309 | 0.0012221 | 0.0012169 | 0.0012179 | 0.0012254 | 0.0012198 | 0.0012348 | 0.0012261 | 0.001229 | 0.0012193 | 0.0012195 | 0.0012244 | 0.001217 | 0.0012267 | 0.0012211 | 0.0012215 | 0.0012207 | 0.0012232 | 0.0012321 | 0.0012859 | 0.0012197 | 0.0012161 | 0.0015566 | 0.0012283 | 0.0012326 | 0.0012153 | 0.0012158 | 0.0012285 | 0.0012574 | 0.0012523 | 0.0012157 | 0.0012381 | 0.0012279 | 0.0012233 | 0.0012232 | 0.0012387 | 0.0012274 | 0.0012206 | 0.0012219 | 0.0012301 | 0.0012146 | 0.0012215 | 0.0015588 | 0.0012189 | 0.0012236 | 0.0012243 | 0.0012284 | 0.0014777 | 0.001223 | 0.0016064 | 0.0012354 | 0.0012415 | 0.0012265 | 0.0012228 | 0.0015126 | 0.0012197 | 0.0012219 | 0.001222 | 0.001481 | 0.0012243 | 0.0012334 | 0.0012219 | 0.0012204 | 0.0012372 | 0.001231 | 0.0012219 | 0.00122 | 0.0012292 | 0.0012357 | 0.0012156 | 0.0012195 | 0.001218 | 0.0012292 | 0.0012177 | 0.001276 | 0.0012267 | 0.0012444 | 0.0012301 | 0.0012251 | 0.001233 | 0.0012293 | 0.0012213 | 0.0012151 | 0.0012228 | 0.0012275 | 0.0017476 | 0.0012206 | 0.0012267 | 0.0012233 | 0.0016291 | 0.0012244 | 0.0016315 | 0.0012259 | 0.001285 | 0.0012243 | 0.0012245 | 0.0012315 | 0.0012248 | 0.0012176 | 0.0012288 | 0.001224 | 0.0012164 | 0.0012501 | 0.001224 | 0.0012207 | 0.0012239 | 0.0012259 | 0.0012187 | 0.0012217 | 0.0012411 | 0.0012514 | 0.0012245 | 0.0013097 | 0.0012294 | 0.0012217 | 0.001219 | 0.0012314 | 0.0012159 | 0.0012216 | 0.0012233 | 0.0012295 | 0.0012261 | 0.0012471 | 0.0012333 | 0.0012341 | 0.0012271 | 0.0012319 | 0.0012207 | 0.0012146 | 0.0012223 | 0.0012281 | 0.001234 | 0.001226 | 0.00122 | 0.0012161 | 0.0012247 | 0.0012288 | 0.0012266 | 0.0012291 | 0.0012188 | 0.0012201 | 0.001226 | 0.0012306 | 0.0026044 | 0.0012346 | 0.0012259 | 0.001302 | 0.0012255 | 0.00123 | 0.0012298 | 0.0012244 | 0.0012308 | 0.0012787 | 0.0012316 | 0.0012232 | 0.0012287 | 0.0012287 | 0.0012223 | 0.0012322 | 0.0012191 | 0.0012413 | 0.001239 | 0.0012155 | 0.001216 | 0.0012298 | 0.0012198 | 0.0012207 | 0.0012214 | 0.0012805 | 0.0012221 | 0.0012234 | 0.0012254 | 0.0012318 | 0.0012254 | 0.0012218 | 0.0012377 | 0.0014114 | 0.0012321 | 0.0012215 | 0.0012147 | 0.0012176 | 0.0012219 | 0.0012296 | 0.0012196 | 0.0012185 | 0.0012159 | 0.0012294 | 0.001231 | 0.0012268 | 0.0012282 | 0.0012233 | 0.0012179 | 0.0012381 | 0.0012526 | 0.0012215 | 0.0012271 | 0.0012237 | 0.0012247 | 0.0012882 | 0.0012336 | 0.0012246 | 0.0012342 | 0.001216 | 0.0012152 | 0.0012316 | 0.0012228 | 0.0012254 | 0.0012288 | 0.0012249 | 0.0012226 | 0.0012314 | 0.0012239 | 0.0012159 | 0.0012297 | 0.0012158 | 0.0012298 | 0.0012224 | 0.0012288 | 0.0012329 | 0.0014235 | 0.0012306 | 0.001219 | 0.0012231 | 0.0012164 | 0.0012161 | 0.0012355 | 0.0012296 | 0.0012195 | 0.0012174 | 0.0012179 | 0.0012185 | 0.0012206 | 0.0012244 | 0.001217 | 0.0012194 | 0.0012379 | 0.0012243 | 0.0012163 | 0.0012284 | 0.0012238 | 0.0012241 | 0.0012276 | 0.0012138 | 0.0012278 | 0.0012318 | 0.0012372 | 0.001224 | 0.001218 | 0.0012247 | 0.0012144 | 0.0012155 | 0.001228 | 0.0012341 | 0.0012277 | 0.0012413 | 0.0012233 | 0.0012291 | 0.0012201 | 0.0012279 | 0.001223 | 0.0012249 | 0.0012192 | 0.0012179 | 0.0012129 | 0.0012205 | 0.0012261 | 0.0012374 | 0.0012329 | 0.0012339 | 0.001233 | 0.0012253 | 0.0012333 | 0.001243 | 0.0012604 | 0.0012709 | 0.0012288 | 0.0012335 | 0.0013034 | 0.0012177 | 0.0012354 | 0.0012319 | 0.0012491 | 0.0012261 | 0.0012351 | 0.0012137 | 0.0012352 | 0.0071708 | 0.0013558 | 0.0012146 | 0.001225 | 0.0017215 | 0.0012183 | 0.0012242 | 0.0012369 | 0.0012174 | 0.0012316 | 0.0017068 | 0.0012215 | 0.0012183 | 0.0012192 | 0.0012352 | 0.0012261 | 0.0012218 | 0.0012323 | 0.001252 | 0.0012176 | 0.0012187 | 0.0012196 | 0.0012287 | 0.0012242 | 0.0012248 | 0.0012286 | 0.0012299 | 0.0012132 | 0.0012277 | 0.0012198 | 0.001225 | 0.0012297 | 0.0012286 | 0.0012295 | 0.0012281 | 0.0012307 | 0.0012258 | 0.0012316 | 0.001235 | 0.0012314 | 0.0012295 | 0.0012188 | 0.0012282 | 0.001232 | 0.0012171 | 0.0012157 | 0.0012286 | 0.0012337 | 0.0012266 | 0.0012233 | 0.0012154 | 0.0012297 | 0.0012184 | 0.0012169 | 0.0012218 | 0.0012194 | 0.0012303 | 0.0013049 | 0.0012262 | 0.0012476 | 0.0012152 | 0.0012346 | 0.0012269 | 0.0012293 | 0.0012191 | 0.0012165 | 0.0012297 | 0.0012282 | 0.00139 | 0.0012184 | 0.0012234 | 0.0012202 | 0.0012203 | 0.0013792 | 0.0012232 | 0.0012207 | 0.0012309 | 0.0012184 | 0.00124 | 0.0012249 | 0.0012232 | 0.0012148 | 0.0012237 | 0.0012208 | 0.0012293 | 0.0012261 | 0.001222 | 0.0012256 | 0.001224 | 0.0012304 | 0.0012876 | 0.0012297 | 0.0012278 | 0.001217 | 0.0012177 | 0.0012274 | 0.0012217 | 0.0012142 | 0.0012318 | 0.0012216 | 0.0012381 | 0.0012274 | 0.0012322 | 0.0012263 | 0.0012211 | 0.0012333 | 0.0014845 | 0.0012148 | 0.0012168 | 0.0012284 | 0.0012254 | 0.0012171 | 0.001337 | 0.0012223 | 0.0012229 | 0.001225 | 0.0012189 | 0.0012259 | 0.0012138 | 0.0012255 | 0.0012203 | 0.001223 | 0.0012217 | 0.0012232 | 0.0012181 | 0.0012222 | 0.0012199 | 0.001264 | 0.0012199 | 0.0012267 | 0.0045233 | 0.0012247 | 0.0012228 | 0.001225 | 0.0012188 | 0.0012316 | 0.0012194 | 0.0012424 | 0.0012256 | 0.0012341 | 0.0012298 | 0.0012225 | 0.001217 | 0.0012292 | 0.0012241 | 0.0012227 | 0.0012223 | 0.0012338 | 0.0012238 | 0.0012305 | 0.0012379 | 0.0012242 | 0.0012239 | 0.0012278 | 0.0012262 | 0.0012165 | 0.0012222 | 0.0012337 | 0.0012253 | 0.0012234 | 0.0012179 | 0.0012277 | 0.0012228 | 0.0012322 | 0.0012361 | 0.0012127 | 0.0012781 | 0.0012363 | 0.0014432 | 0.0012186 | 0.0012287 | 0.0012144 | 0.0012309 | 0.001233 | 0.0012284 | 0.0012284 | 0.0012199 | 0.0012263 | 0.0012268 | 0.0012248 | 0.0012231 | 0.0012472 | 0.0012176 | 0.0012179 | 0.0012237 | 0.0012258 | 0.0012181 | 0.001231 | 0.0012232 | 0.0012183 | 0.0012245 | 0.0012304 | 0.0012453 | 0.0012287 | 0.0012208 | 0.0012296 | 0.0013105 | 0.0012215 | 0.0016247 | 0.0012228 | 0.0012643 | 0.001232 | 0.0012214 | 0.001229 | 0.0012274 | 0.001231 | 0.0012319 | 0.0012282 | 0.0012119 | 0.0012364 | 0.0012293 | 0.0012312 | 0.0012321 | 0.0012275 | 0.0075079 | 0.0012627 | 0.0012374 | 0.0012256 | 0.001239 | 0.0012224 | 0.0012208 | 0.0012273 | 0.0012253 | 0.0012325 | 0.001219 | 0.0013229 | 0.0012335 | 0.0012298 | 0.0012373 | 0.001225 | 0.0012171 | 0.0012393 | 0.0012183 | 0.0012237 | 0.0012248 | 0.0012163 | 0.0012342 | 0.0012123 | 0.0012271 | 0.0012239 | 0.00123 | 0.0012231 | 0.001227 | 0.0012195 | 0.001223 | 0.0019772 | 0.0012532 | 0.0014128 | 0.0013569 | 0.0012245 | 0.0012314 | 0.0012205 | 0.0012194 | 0.0012287 | 0.0012249 | 0.0013247 | 0.0012219 | 0.0012244 | 0.0012457 | 0.0012325 | 0.0012305 | 0.0012192 | 0.0012324 | 0.0012248 | 0.0012189 | 0.0012302 | 0.0012205 | 0.0012347 | 0.0012164 | 0.0012298 | 0.0012335 | 0.0012355 | 0.0012155 | 0.0012437 | 0.0012242 | 0.0012346 | 0.0012355 | 0.0012346 | 0.0012257 | 0.0012362 | 0.0012265 | 0.0012308 | 0.0012708 | 0.0012239 | 0.0012239 | 0.0012289 | 0.0012144 | 0.0012251 | 0.0012275 | 0.0012287 | 0.0012237 | 0.0012181 | 0.0012316 | 0.00122 | 0.0012243 | 0.0012232 | 0.001221 | 0.001231 | 0.0012172 | 0.0028765 | 0.0012446 | 0.0012169 | 0.0012236 | 0.0012296 | 0.0012303 | 0.0012296 | 0.0012253 | 0.001217 | 0.0012193 | 0.0012182 | 0.0012407 | 0.0012181 | 0.0012307 | 0.0012317 | 0.0021505 | 0.0012134 | 0.001217 | 0.0012328 | 0.0012197 | 0.0012189 | 0.0012469 | 0.0012309 | 0.0012415 | 0.001234 | 0.001246 | 0.0012192 | 0.001224 | 0.0012217 | 0.0012174 | 0.0012172 | 0.0012231 | 0.0012325 | 0.0012237 | 0.0012211 | 0.0012308 | 0.0012241 | 0.0012301 | 0.0012194 | 0.0012307 | 0.0012194 | 0.0012217 | 0.0012254 | 0.0012299 | 0.0012258 | 0.001241 | 0.0012167 | 0.0012165 | 0.0012279 | 0.0012188 | 0.0012282 | 0.0014082 | 0.0012199 | 0.0012266 | 0.0012349 | 0.0012262 | 0.0012235 | 0.001235 | 0.0012232 | 0.00123 | 0.0012264 | 0.0012351 | 0.0012256 | 0.001231 | 0.0012302 | 0.0012295 | 0.0012256 | 0.0012329 | 0.0012323 | 0.0012161 | 0.0012348 | 0.0012356 | 0.001323 | 0.0012244 | 0.0012279 | 0.0012149 | 0.0012863 | 0.0013615 | 0.0012316 | 0.001226 | 0.0012285 | 0.0012233 | 0.0012335 | 0.0035509 | 0.0012225 | 0.0012238 | 0.0012211 | 0.0012191 | 0.0012236 | 0.0012254 | 0.0012198 | 0.0012215 | 0.0012135 | 0.0012274 | 0.0012347 | 0.0012273 | 0.0012183 | 0.0012356 | 0.0012271 | 0.0012226 | 0.0012246 | 0.0012366 | 0.0012525 | 0.0012158 | 0.0012232 | 0.001222 | 0.0012247 | 0.0012171 | 0.0012281 | 0.0012167 | 0.0016517 | 0.0012148 | 0.0012275 | 0.0012363 | 0.0012293 | 0.001229 | 0.0012234 | 0.0012249 | 0.0012151 | 0.0012293 | 0.0012299 | 0.0012161 | 0.0012234 | 0.0012209 | 0.0012351 | 0.001223 | 0.0012358 | 0.0012688
Time constant (residence time) | τ | s |  |  |  |  | τ | 812.9217 | 820.8641 | 508.4774 | 815.7533 | 800.222 | 813.8441 | 812.1769 | 816.9013 | 813.5017 | 817.0078 | 818.7943 | 811.5264 | 814.215 | 793.4757 | 810.1341 | 818.4046 | 816.275 | 818.2884 | 811.9638 | 818.996 | 818.3148 | 811.713 | 810.3412 | 810.3746 | 812.7141 | 814.7459 | 822.1825 | 812.1134 | 816.7836 | 810.6775 | 818.0105 | 810.3338 | 821.0779 | 812.8921 | 814.2673 | 816.155 | 822.009 | 820.7211 | 820.8879 | 811.7972 | 817.9266 | 768.5607 | 822.8122 | 818.577 | 816.8331 | 813.3955 | 809.8644 | 813.6812 | 819.3232 | 745.8822 | 812.6407 | 815.3739 | 808.6001 | 814.8786 | 817.9549 | 816.8933 | 820.2736 | 812.6813 | 816.1153 | 817.4292 | 821.2837 | 820.8964 | 811.019 | 782.1189 | 817.7934 | 823.1513 | 816.8366 | 816.1305 | 822.2398 | 812.8167 | 820.5525 | 811.5831 | 819.662 | 811.4857 | 824.0271 | 812.7827 | 818.4415 | 817.7961 | 813.2969 | 817.5944 | 815.6551 | 823.2395 | 816.2844 | 814.0966 | 814.1718 | 813.5364 | 820.0352 | 820.6874 | 811.0444 | 811.3085 | 819.9201 | 816.9892 | 814.1305 | 818.0002 | 816.2123 | 821.2834 | 815.459 | 823.074 | 820.3683 | 691.4537 | 804.1354 | 820.0734 | 821.9311 | 823.0172 | 805.1387 | 810.8364 | 814.2164 | 815.6226 | 816.2337 | 814.2321 | 816.1453 | 810.6564 | 822.276 | 819.2782 | 812.4519 | 818.7497 | 816.9042 | 817.6893 | 814.0653 | 814.3648 | 817.0378 | 815.3032 | 818.3924 | 815.21 | 812.7256 | 821.0864 | 820.0777 | 814.159 | 822.1955 | 822.9338 | 822.1242 | 817.3166 | 813.3732 | 812.8219 | 816.3337 | 819.2386 | 813.9054 | 812.8519 | 819.7606 | 812.8294 | 818.4628 | 817.2498 | 820.4495 | 809.2589 | 817.8502 | 820.5677 | 644.5911 | 819.7608 | 816.4868 | 798.0302 | 818.1324 | 810.7028 | 816.9905 | 823.1546 | 819.8177 | 819.7367 | 822.8563 | 817.3426 | 820.7279 | 813.7926 | 823.2654 | 817.9549 | 811.6578 | 818.947 | 817.4037 | 820.9343 | 814.3739 | 814.0154 | 819.4831 | 816.593 | 817.6494 | 818.8917 | 822.0782 | 766.2162 | 812.5999 | 819.658 | 815.801 | 819.3817 | 813.7908 | 817.2869 | 802.8586 | 821.5385 | 810.9727 | 802.6629 | 822.3959 | 823.4885 | 818.551 | 822.7017 | 807.7457 | 809.643 | 810.4714 | 819.1916 | 818.5561 | 820.5494 | 812.5691 | 820.2855 | 815.871 | 817.2137 | 819.6372 | 820.4535 | 815.0707 | 817.4915 | 812.5097 | 821.7094 | 803.8595 | 817.0129 | 818.8452 | 820.0286 | 820.9345 | 811.0092 | 807.8601 | 814.5734 | 818.094 | 810.0149 | 815.2795 | 818.7581 | 819.9813 | 811.519 | 816.1271 | 811.8169 | 818.0591 | 820.6058 | 823.1132 | 817.4179 | 768.0244 | 816.466 | 811.1904 | 821.8943 | 818.5652 | 813.0578 | 817.5277 | 817.6014 | 822.04 | 818.3447 | 818.8053 | 814.6239 | 799.9648 | 822.0835 | 814.8485 | 815.2186 | 822.9037 | 784.5266 | 811.8687 | 812.6464 | 814.2332 | 813.2132 | 817.9124 | 819.4709 | 815.153 | 812.993 | 812.1017 | 822.1673 | 820.2836 | 793.6867 | 812.6354 | 823.6323 | 813.4639 | 820.4074 | 813.8159 | 820.7911 | 819.9053 | 813.4891 | 810.5224 | 818.0898 | 815.7918 | 813.3823 | 814.6418 | 814.1279 | 811.3972 | 764.6107 | 819.6419 | 821.8406 | 813.2797 | 817.1551 | 645.4263 | 821.6232 | 723.1966 | 808.9749 | 815.0022 | 821.0539 | 814.1434 | 811.5217 | 813.8935 | 819.457 | 816.3182 | 815.3244 | 816.5109 | 823.2418 | 817.2166 | 819.3153 | 765.7475 | 814.9733 | 813.0996 | 820.5646 | 812.6923 | 811.9011 | 816.357 | 818.688 | 817.606 | 811.2942 | 820.2465 | 811.5122 | 820.9606 | 810.8773 | 818.4538 | 811.6338 | 815.2875 | 819.0252 | 823.4718 | 807.7525 | 821.8856 | 810.1911 | 818.0211 | 822.5709 | 823.1007 | 813.8858 | 820.7414 | 819.9339 | 801.486 | 819.4853 | 818.6467 | 819.6071 | 811.4055 | 808.1705 | 817.9592 | 812.057 | 792.2927 | 815.9727 | 753.2612 | 814.2405 | 810.9687 | 815.0204 | 813.3005 | 820.6697 | 812.4158 | 813.8414 | 815.5355 | 810.9404 | 810.0935 | 819.7029 | 811.2576 | 815.3802 | 815.0109 | 813.6135 | 822.7091 | 804.5811 | 815.3599 | 816.755 | 814.8277 | 822.1604 | 817.4869 | 821.0289 | 816.2695 | 821.5811 | 816.3539 | 818.9545 | 613.956 | 817.0297 | 808.7554 | 811.1898 | 814.7011 | 814.726 | 821.461 | 815.5287 | 816.8724 | 820.9163 | 821.3674 | 813.7903 | 816.2755 | 814.9386 | 817.9048 | 814.5003 | 817.3049 | 816.0237 | 808.5593 | 811.0516 | 812.1101 | 812.3902 | 815.8048 | 816.8317 | 818.8385 | 815.8588 | 818.4748 | 814.8967 | 817.5218 | 816.7981 | 818.7165 | 817.1202 | 821.2404 | 811.7044 | 815.4377 | 808.3377 | 810.5976 | 820.3751 | 800.2591 | 821.4859 | 824.1105 | 813.8779 | 817.2272 | 813.8581 | 813.7505 | 817.1394 | 811.3938 | 815.7475 | 820.7485 | 813.8431 | 815.2099 | 807.8639 | 819.1608 | 817.2176 | 815.0938 | 811.8782 | 814.4554 | 815.5129 | 811.8003 | 810.1552 | 818.9833 | 811.5713 | 823.1809 | 811.8734 | 813.4878 | 812.0807 | 815.8978 | 812.2834 | 822.3646 | 812.507 | 822.1675 | 817.6016 | 820.4519 | 817.1342 | 816.9878 | 814.7425 | 818.4064 | 818.3374 | 816.5677 | 810.6976 | 815.4739 | 811.9039 | 704.357 | 813.4638 | 817.5685 | 811.1679 | 819.4346 | 819.3052 | 809.3017 | 817.0516 | 810.9852 | 814.6611 | 819.0425 | 811.065 | 814.6312 | 812.4228 | 816.6423 | 818.3897 | 816.4789 | 802.1063 | 813.3076 | 815.9807 | 815.7843 | 815.4538 | 812.395 | 809.5309 | 820.1506 | 821.522 | 820.6448 | 812.2016 | 818.353 | 816.6893 | 698.0103 | 813.1831 | 814.2201 | 821.8263 | 817.1233 | 820.8806 | 824.861 | 783.1228 | 819.2639 | 819.0365 | 813.5952 | 816.0429 | 816.0455 | 820.3579 | 811.5898 | 822.5276 | 802.3717 | 817.7574 | 696.5671 | 814.2393 | 783.5675 | 821.8323 | 819.0681 | 809.3902 | 818.3642 | 817.6713 | 820.0458 | 818.8388 | 810.2138 | 815.3064 | 741.4711 | 821.9889 | 821.2567 | 817.0839 | 812.3796 | 817.6405 | 819.921 | 791.1911 | 814.3934 | 813.1142 | 819.4159 | 824.1854 | 816.8134 | 818.9947 | 812.8343 | 813.0539 | 817.8866 | 820.2912 | 821.0558 | 814.9737 | 822.0127 | 812.7172 | 811.9341 | 806.7856 | 816.408 | 822.6232 | 820.8155 | 809.3866 | 815.362 | 812.2611 | 814.7154 | 794.2189 | 816.7668 | 820.2613 | 820.477 | 812.3551 | 775.3155 | 816.4297 | 817.4399 | 820.5888 | 822.209 | 817.36 | 814.9264 | 809.9341 | 823.3895 | 817.8082 | 817.0756 | 819.2488 | 814.5017 | 809.2841 | 158.2835 | 821.7809 | 808.0606 | 823.4018 | 812.0686 | 817.8261 | 819.9667 | 815.2712 | 794.7104 | 816.8837 | 813.3861 | 818.5049 | 809.3549 | 815.8743 | 818.7358 | 818.0762 | 814.231 | 817.8473 | 809.1195 | 811.2751 | 813.1604 | 818.0338 | 785.8954 | 518.0696 | 806.0864 | 815.3547 | 819.3718 | 793.4954 | 816.6614 | 809.7272 | 802.2867 | 813.7464 | 818.3668 | 821.2307 | 515.994 | 813.3846 | 812.821 | 818.3861 | 813.0173 | 813.561 | 806.9547 | 814.8704 | 809.5384 | 809.0452 | 176.3439 | 819.0239 | 823.1788 | 817.6968 | 795.2401 | 756.5232 | 815.4918 | 819.2867 | 723.4755 | 816.1602 | 820.3919 | 813.619 | 725.1415 | 816.6392 | 822.0155 | 817.8136 | 815.6732 | 814.717 | 820.0807 | 814.8383 | 812.3435 | 389.0412 | 816.0089 | 818.0258 | 812.0681 | 799.023 | 823.8801 | 818.6207 | 811.4727 | 685.8196 | 808.3673 | 822.2928 | 820.191 | 813.7073 | 811.4955 | 820.1201 | 816.1394 | 738.3611 | 802.9686 | 808.6737 | 818.2649 | 813.8021 | 809.0205 | 813.4026 | 810.2921 | 816.7959 | 817.2556 | 822.429 | 818.0518 | 613.8732 | 805.5424 | 812.1249 | 823.8534 | 819.1585 | 820.5222 | 811.6843 | 822.2066 | 819.848 | 823.8544 | 819.481 | 813.1578 | 815.1781 | 814.5848 | 816.986 | 815.8185 | 815.4406 | 813.334 | 812.5156 | 819.3154 | 813.8176 | 46.284 | 820.9632 | 812.693 | 563.9969 | 814.276 | 815.8098 | 809.1973 | 818.4344 | 818.0379 | 816.6817 | 814.1859 | 818.2178 | 811.2317 | 796.9604 | 814.7655 | 811.8184 | 818.0559 | 819.7285 | 817.2596 | 767.0815 | 820.1831 | 816.9158 | 814.706 | 813.1104 | 819.4161 | 820.2057 | 810.3632 | 790.0091 | 814.6028 | 812.2997 | 820.8707 | 819.6062 | 822.8475 | 821.3273 | 817.0475 | 817.6309 | 811.8751 | 812.2967 | 814.1442 | 815.4269 | 821.6061 | 781.1742 | 808.756 | 815.8448 | 821.4428 | 812.6158 | 818.7364 | 74.694 | 811.1356 | 812.7665 | 798.0515 | 808.0923 | 729.9853 | 820.1522 | 816.7777 | 821.6686 | 817.8875 | 812.6208 | 819.0593 | 821.1902 | 815.5122 | 811.3233 | 814.2124 | 816.0907 | 819.7483 | 814.1286 | 814.0126 | 812.4475 | 822.1722 | 820.5417 | 814.4187 | 818.5841 | 815.4278 | 814.3748 | 812.0218 | 804.3802 | 816.3177 | 810.4415 | 821.7833 | 815.4205 | 812.779 | 811.668 | 811.8069 | 820.0769 | 779.2846 | 805.8531 | 820.0512 | 819.5621 | 816.0867 | 815.9735 | 746.1829 | 810.5784 | 806.0827 | 821.6145 | 814.5865 | 808.0538 | 818.3269 | 816.1034 | 813.4275 | 814.181 | 814.0554 | 815.658 | 811.6807 | 758.3148 | 810.5494 | 801.6202 | 813.3995 | 820.7781 | 820.4146 | 724.2262 | 812.2166 | 818.4892 | 811.0356 | 812.4187 | 818.5365 | 817.9879 | 811.6822 | 816.1923 | 816.8453 | 814.768 | 819.3043 | 820.8467 | 814.5283 | 814.15 | 813.1443 | 811.4212 | 810.4433 | 811.9315 | 816.3971 | 819.2142 | 820.8617 | 808.7696 | 820.638 | 818.9397 | 819.9211 | 812.3161 | 773.2491 | 812.6841 | 820.1335 | 810.2985 | 792.4587 | 820.2098 | 815.8992 | 820.7368 | 226.2551 | 820.7199 | 814.7787 | 821.8629 | 811.3035 | 795.3431 | 816.4807 | 818.5246 | 819.0225 | 813.3642 | 819.7836 | 820.9758 | 815.898 | 814.2069 | 818.9843 | 811.2811 | 811.6186 | 792.0572 | 813.6896 | 790.2086 | 821.6156 | 810.3671 | 705.8272 | 810.1581 | 814.5129 | 816.7098 | 816.9973 | 818.1582 | 821.886 | 817.7643 | 809.5378 | 813.5715 | 811.0985 | 817.7303 | 815.1699 | 818.8095 | 818.4359 | 782.3393 | 817.9643 | 818.1632 | 818.141 | 816.0845 | 813.562 | 814.9788 | 812.9834 | 814.1186 | 804.1796 | 823.3377 | 816.8959 | 815.7721 | 813.4286 | 813.6926 | 811.3874 | 814.5994 | 812.1515 | 819.9939 | 819.263 | 811.1805 | 819.882 | 821.1115 | 818.253 | 821.0038 | 813.1623 | 822.1907 | 818.0653 | 810.7429 | 811.5485 | 814.4055 | 820.8268 | 813.1704 | 814.1742 | 819.8605 | 527.5077 | 815.5009 | 819.3028 | 815.1667 | 814.0547 | 749.4441 | 821.0307 | 260.3593 | 809.3756 | 805.4868 | 813.3769 | 813.1703 | 816.4085 | 818.1133 | 811.9679 | 822.619 | 820.5959 | 810.5021 | 822.9718 | 815.2566 | 813.4489 | 811.7431 | 788.9104 | 809.9844 | 812.5332 | 813.0118 | 814.4081 | 725.1432 | 810.4635 | 804.4574 | 813.5912 | 811.4285 | 814.3386 | 808.9267 | 804.7676 | 813.1386 | 819.5325 | 813.6356 | 789.4386 | 815.3951 | 815.0516 | 820.2349 | 818.0527 | 813.7456 | 813.2448 | 812.4889 | 693.9712 | 818.7602 | 815.0393 | 821.3566 | 818.0657 | 810.0474 | 816.6585 | 812.8312 | 816.4702 | 822.1529 | 817.1845 | 816.6895 | 814.5506 | 815.575 | 815.1406 | 706.1183 | 815.991 | 805.536 | 818.7375 | 812.3428 | 813.0699 | 815.4936 | 824.4379 | 814.9913 | 762.4612 | 817.0133 | 824.0607 | 688.4639 | 821.3965 | 812.6111 | 819.553 | 796.5191 | 819.9356 | 812.1263 | 817.9583 | 818.0805 | 820.4749 | 816.2202 | 819.258 | 814.0887 | 811.5633 | 809.9417 | 814.9515 | 819.9982 | 812.9958 | 815.3992 | 819.5094 | 819.9058 | 817.0333 | 812.6247 | 820.8023 | 811.5375 | 823.1913 | 813.7915 | 811.204 | 817.2082 | 815.7774 | 810.3351 | 825.3992 | 816.8192 | 823.1974 | 817.0583 | 820.0142 | 810.4127 | 811.3946 | 810.4717 | 820.1287 | 551.0739 | 812.7102 | 815.2826 | 812.6402 | 816.0137 | 810.4586 | 813.0211 | 816.734 | 814.3709 | 817.6304 | 810.5492 | 710.3713 | 783.0153 | 823.0221 | 818.9411 | 779.944 | 811.4066 | 820.3967 | 821.3764 | 812.1348 | 803.0422 | 812.3845 | 813.8638 | 816.0107 | 758.8871 | 820.8861 | 813.1532 | 815.9006 | 817.8192 | 810.8234 | 814.0841 | 819.4221 | 818.224 | 819.8042 | 815.7409 | 822.2138 | 820.7805 | 818.591 | 674.3494 | 353.8213 | 810.545 | 823.2359 | 817.6323 | 809.2643 | 816.2601 | 817.5078 | 814.9566 | 798.4247 | 809.498 | 819.1628 | 812.464 | 814.3952 | 814.3048 | 816.6665 | 807.2294 | 819.9209 | 818.3472 | 822.9647 | 818.1814 | 821.8442 | 824.3269 | 817.1508 | 811.6047 | 819.8891 | 811.7433 | 813.3971 | 811.1906 | 812.1022 | 821.346 | 816.5028 | 817.2911 | 811.1956 | 813.1953 | 814.1085 | 810.5668 | 815.6744 | 824.5389 | 813.9197 | 803.8428 | 821.1042 | 810.8278 | 808.28 | 818.0965 | 823.2807 | 818.7031 | 819.7707 | 823.1637 | 821.6767 | 818.6432 | 820.8313 | 812.9577 | 819.9525 | 818.4332 | 797.0024 | 812.8324 | 822.5572 | 816.0535 | 818.958 | 814.3591 | 815.111 | 818.275 | 814.5347 | 812.9729 | 813.291 | 810.941 | 820.7147 | 818.7869 | 815.2663 | 805.6571 | 810.2592 | 818.0927 | 820.8047 | 812.095 | 813.999 | 815.1951 | 811.6204 | 816.8131 | 816.2652 | 817.2117 | 812.2678 | 814.8357 | 813.1117 | 815.7145 | 810.2279 | 817.2865 | 812.8723 | 753.6364 | 819.0609 | 815.5723 | 816.1433 | 818.3091 | 819.1211 | 817.5847 | 813.8212 | 820.7643 | 817.5879 | 817.5162 | 811.374 | 821.9785 | 820.1376 | 800.0792 | 811.8185 | 820.4798 | 820.6464 | 815.3898 | 821.0016 | 814.8735 | 816.3224 | 450.0958 | 814.9375 | 497.7978 | 813.8794 | 808.178 | 823.4021 | 816.9396 | 778.4395 | 811.4697 | 811.438 | 820.3945 | 815.9902 | 812.4803 | 816.26 | 816.1095 | 819.0915 | 811.356 | 812.0892 | 822.3082 | 817.8971 | 822.0983 | 815.2991 | 814.9812 | 818.4676 | 817.5871 | 820.3491 | 815.347 | 814.3531 | 819.4704 | 799.0287 | 818.089 | 821.3235 | 815.562 | 820.4482 | 818.9766 | 819.2701 | 820.4813 | 814.3204 | 815.3153 | 814.5069 | 811.7906 | 814.8374 | 809.8997 | 817.0068 | 810.0322 | 816.4496 | 811.0751 | 695.127 | 815.5442 | 811.1868 | 816.0656 | 809.5184 | 814.6485 | 812.2842 | 817.8392 | 820.6977 | 777.9663 | 822.2996 | 771.1638 | 820.8841 | 817.3058 | 818.6596 | 817.3845 | 807.4319 | 806.6705 | 812.0533 | 811.8125 | 814.482 | 817.8901 | 822.3321 | 819.098 | 814.1696 | 819.6659 | 817.7495 | 818.98 | 811.1287 | 811.251 | 818.4581 | 206.0762 | 822.4443 | 819.6487 | 815.2086 | 813.1513 | 823.1513 | 812.1078 | 823.3479 | 756.3288 | 815.3994 | 813.3071 | 821.0188 | 813.4554 | 823.0793 | 817.2416 | 813.4218 | 813.1336 | 652.687 | 770.1531 | 818.0741 | 815.5348 | 815.5311 | 819.1022 | 787.2914 | 819.2285 | 822.5243 | 774.5513 | 817.6576 | 820.324 | 811.3603 | 814.5748 | 816.539 | 813.9328 | 822.6475 | 811.2631 | 820.9049 | 810.069 | 822.6071 | 820.1424 | 820.373 | 812.7212 | 715.8358 | 810.5972 | 813.9495 | 808.6929 | 812.6492 | 820.4846 | 819.5142 | 819.6236 | 814.2672 | 822.5171 | 720.4502 | 809.0588 | 816.4677 | 815.8961 | 817.126 | 817.4626 | 818.5667 | 819.5951 | 812.5474 | 821.0491 | 812.267 | 771.2404 | 817.0261 | 817.0834 | 817.7451 | 817.026 | 811.5569 | 784.2627 | 819.221 | 820.3392 | 813.7459 | 812.9063 | 809.8288 | 815.7171 | 813.0739 | 821.0605 | 819.3934 | 818.0093 | 811.8284 | 811.0765 | 814.9512 | 754.708 | 818.176 | 811.3404 | 817.3352 | 820.3488 | 820.2635 | 821.6246 | 818.5614 | 807.4932 | 809.873 | 813.9415 | 813.7048 | 818.8174 | 819.1308 | 814.5043 | 810.9073 | 813.9666 | 744.5145 | 816.8981 | 816.4789 | 817.0279 | 811.8069 | 819.1301 | 809.0019 | 818.2435 | 822.7531 | 817.6397 | 814.9192 | 817.8093 | 825.4184 | 812.979 | 819.0818 | 815.1595 | 811.0746 | 823.5461 | 816.0075 | 813.3601 | 813.4862 | 816.4682 | 815.772 | 820.0124 | 745.6842 | 817.0092 | 821.4628 | 810.9451 | 791.4838 | 819.489 | 820.7153 | 820.1948 | 639.4755 | 809.1985 | 818.1336 | 814.0795 | 818.0687 | 815.7319 | 822.0785 | 813.492 | 813.2688 | 819.1088 | 813.0706 | 772.0081 | 821.1048 | 820.4706 | 818.7425 | 812.6705 | 814.1138 | 822.4825 | 822.1135 | 817.9762 | 812.9666 | 793.4196 | 806.3814 | 820.0995 | 817.1288 | 810.3259 | 822.4467 | 815.5779 | 816.8345 | 816.3344 | 815.1834 | 818.0712 | 813.7216 | 821.35 | 818.8209 | 816.0169 | 817.0076 | 817.9714 | 819.4459 | 814.1508 | 820.0061 | 813.3708 | 816.0168 | 804.9179 | 819.1823 | 822.1388 | 818.3107 | 811.0928 | 819.9772 | 818.2589 | 813.5028 | 813.2754 | 813.6331 | 805.1814 | 816.8477 | 822.0563 | 823.3261 | 815.5566 | 820.568 | 815.499 | 818.8256 | 814.2435 | 812.936 | 817.3953 | 810.7182 | 822.7198 | 816.9015 | 812.8061 | 811.4766 | 815.5304 | 793.1769 | 815.4066 | 815.0686 | 820.8017 | 816.7882 | 812.61 | 813.3014 | 817.1422 | 813.2749 | 812.9445 | 815.5686 | 821.6209 | 817.4969 | 810.7138 | 813.6096 | 814.8432 | 805.7972 | 816.2 | 809.5534 | 816.6675 | 815.7505 | 812.1475 | 792.5418 | 812.5764 | 817.7736 | 820.842 | 812.7456 | 716.3595 | 796.4175 | 810.8929 | 477.7759 | 814.6265 | 811.7066 | 813.1789 | 812.7126 | 817.5472 | 811.1287 | 822.6441 | 812.8596 | 812.9115 | 699.0509 | 800.1235 | 815.9809 | 821.9497 | 786.9031 | 818.3389 | 818.2354 | 818.4101 | 811.9485 | 816.8341 | 820.6741 | 818.1448 | 822.0019 | 822.2462 | 819.9498 | 816.1233 | 811.1699 | 814.188 | 811.7371 | 812.381 | 727.8907 | 818.8674 | 819.8656 | 812.8581 | 772.0561 | 822.163 | 721.6311 | 817.5387 | 823.1178 | 811.0901 | 810.3755 | 813.6296 | 812.4727 | 625.466 | 816.6863 | 819.9087 | 816.674 | 821.5792 | 819.1323 | 809.8042 | 817.5695 | 812.6743 | 819.526 | 819.9045 | 809.2049 | 480.0256 | 814.4261 | 809.8329 | 783.3475 | 812.4144 | 816.0585 | 809.0395 | 815.3438 | 817.6586 | 809.6852 | 806.124 | 819.7957 | 815.1376 | 816.5842 | 808.9546 | 814.2722 | 815.6475 | 821.1136 | 822.8597 | 816.8074 | 808.7356 | 820.7908 | 811.4586 | 815.0669 | 822.1845 | 817.1748 | 814.373 | 820.9881 | 813.5011 | 811.9215 | 816.6018 | 818.494 | 819.2173 | 814.5522 | 799.6365 | 814.4013 | 822.8472 | 822.2718 | 813.5058 | 815.1586 | 819.7202 | 814.44 | 817.1409 | 814.009 | 816.9691 | 817.0712 | 808.6866 | 811.3717 | 814.0216 | 820.1629 | 813.1662 | 813.4869 | 777.8647 | 808.2049 | 817.0229 | 823.9122 | 819.5793 | 817.6934 | 773.4089 | 815.0377 | 821.8727 | 740.8465 | 820.5412 | 811.7765 | 822.7322 | 812.6177 | 821.0013 | 812.8359 | 821.0887 | 817.2139 | 822.0164 | 821.1111 | 819.0772 | 819.4499 | 804.9329 | 809.7692 | 811.8801 | 813.1085 | 816.1965 | 820.1563 | 808.5867 | 814.0333 | 779.4915 | 816.0091 | 823.5509 | 820.5617 | 815.8061 | 823.8434 | 820.6769 | 813.2291 | 821.1527 | 814.996 | 819.2311 | 821.7771 | 813.5747 | 814.4864 | 816.7401 | 812.9238 | 814.1959 | 820.3735 | 818.6203 | 810.859 | 811.3473 | 812.6691 | 816.2352 | 819.3571 | 812.8232 | 814.8671 | 821.2072 | 816.6838 | 816.4552 | 822.3896 | 823.7695 | 819.3728 | 817.5276 | 823.7597 | 810.2276 | 808.9463 | 819.847 | 819.8529 | 814.9607 | 814.064 | 816.0072 | 818.7746 | 814.4667 | 813.1658 | 811.7034 | 813.4382 | 817.8037 | 797.5015 | 812.0933 | 821.5818 | 819.7303 | 816.51 | 821.9371 | 820.2492 | 820.6144 | 816.5648 | 813.415 | 820.7698 | 732.3867 | 820.1421 | 814.7366 | 815.4632 | 820.6857 | 527.4406 | 816.5737 | 812.5597 | 817.9108 | 808.4131 | 814.6461 | 813.5173 | 811.3743 | 822.6291 | 805.1996 | 815.0267 | 822.8775 | 817.9818 | 816.7453 | 815.6286 | 816.6825 | 817.3328 | 808.9581 | 821.6915 | 818.3844 | 813.3118 | 820.5969 | 813.4131 | 813.63 | 812.9292 | 818.1014 | 821.4667 | 812.2157 | 812.7344 | 819.701 | 810.7039 | 816.349 | 822.1761 | 817.3283 | 813.1139 | 822.2999 | 814.7971 | 811.0057 | 816.1678 | 814.4961 | 819.2291 | 821.6581 | 805.5287 | 813.5992 | 818.6348 | 770.5269 | 809.4042 | 821.9773 | 816.2147 | 818.4024 | 801.4553 | 810.8057 | 816.663 | 816.1292 | 815.9128 | 808.651 | 808.7214 | 813.5234 | 810.2783 | 813.5072 | 812.6734 | 819.3817 | 820.705 | 818.2704 | 817.7166 | 812.0136 | 815.0503 | 808.2662 | 814.1271 | 819.603 | 813.3484 | 816.0311 | 812.7415 | 813.9484 | 816.5511 | 800.2029 | 812.6998 | 822.0975 | 815.0711 | 815.2362 | 816.7708 | 414.0011 | 822.9307 | 820.8049 | 810.3798 | 812.3869 | 820.3683 | 817.6316 | 819.0061 | 810.326 | 805.686 | 810.7696 | 809.9856 | 813.9342 | 812.313 | 819.7418 | 813.3535 | 814.9766 | 819.7538 | 813.2372 | 814.8596 | 817.3919 | 818.2504 | 817.4458 | 814.0106 | 815.3111 | 809.28 | 809.9441 | 822.5666 | 818.5695 | 813.1236 | 813.9443 | 820.4183 | 813.6168 | 817.0857 | 809.78 | 817.0324 | 729.8642 | 811.3253 | 818.5994 | 812.2867 | 814.5697 | 806.3455 | 811.3767 | 812.7343 | 815.6732 | 818.3086 | 816.3504 | 814.4331 | 814.5326 | 814.9432 | 818.2199 | 814.521 | 809.2193 | 810.6311 | 815.126 | 816.5841 | 820.7092 | 809.2113 | 815.0498 | 816.8657 | 812.6125 | 820.7742 | 813.6575 | 818.2079 | 817.9336 | 822.0549 | 819.031 | 816.3303 | 811.1174 | 446.7034 | 811.2536 | 811.8322 | 821.3678 | 818.7235 | 820.0165 | 817.4714 | 822.7984 | 802.5036 | 817.8241 | 811.3931 | 822.622 | 819.5775 | 812.85 | 817.9885 | 811.6345 | 811.3183 | 816.9346 | 808.7798 | 816.6161 | 821.9764 | 821.8135 | 810.0446 | 787.7965 | 795.6233 | 814.3389 | 733.0532 | 811.5126 | 810.2432 | 815.2164 | 814.0608 | 813.4815 | 816.9552 | 820.3021 | 811.9869 | 812.8776 | 808.358 | 818.207 | 815.6326 | 820.2563 | 813.9672 | 811.5196 | 815.2951 | 815.5956 | 818.9015 | 814.3952 | 812.3855 | 816.5736 | 820.9815 | 821.5489 | 819.942 | 814.4777 | 809.3294 | 820.2525 | 821.4146 | 815.0509 | 817.1028 | 814.911 | 794.5109 | 816.4679 | 646.427 | 820.2569 | 819.3006 | 814.8189 | 821.8603 | 814.1772 | 820.3221 | 813.9869 | 821.5643 | 817.2201 | 820.3558 | 819.1255 | 764.0045 | 809.6927 | 781.8542 | 822.1533 | 821.3578 | 811.6826 | 663.3107 | 821.4038 | 811.1473 | 815.7738 | 820.7067 | 814.4708 | 820.634 | 819.1401 | 811.7798 | 814.8579 | 816.4663 | 819.3088 | 817.4242 | 816.6265 | 815.1571 | 824.0427 | 814.0996 | 821.1736 | 819.0199 | 817.6489 | 822.7961 | 808.4276 | 813.7577 | 805.4076 | 737.3247 | 823.4438 | 816.0771 | 812.8475 | 818.4496 | 773.7082 | 821.6881 | 816.4721 | 304.1303 | 810.3305 | 809.4617 | 817.7143 | 811.8806 | 814.4224 | 813.121 | 814.1253 | 819.2115 | 821.46 | 815.1726 | 812.2738 | 811.3386 | 815.2434 | 820.7923 | 809.2351 | 816.9721 | 815.8728 | 822.6073 | 818.2589 | 815.3307 | 816.3525 | 813.2393 | 811.9533 | 819.4544 | 817.8816 | 817.9766 | 819.7697 | 822.2004 | 820.4472 | 809.7916 | 812.3379 | 1.3761 | 819.2147 | 820.06 | 818.7778 | 814.9342 | 812.6911 | 809.5821 | 814.452 | 759.3031 | 819.1241 | 819.4863 | 795.0643 | 810.8502 | 772.5689 | 812.5252 | 815.3817 | 822.9077 | 820.4259 | 808.5067 | 821.4422 | 811.6381 | 811.4786 | 814.9507 | 820.1407 | 814.0932 | 811.1373 | 815.9975 | 804.2299 | 813.1449 | 810.0508 | 819.977 | 819.2127 | 814.0415 | 823.8209 | 808.7194 | 819.7482 | 816.3475 | 812.1327 | 800.9171 | 811.6871 | 814.9984 | 812.1202 | 815.7877 | 824.7677 | 675.5852 | 810.7845 | 819.4109 | 821.6696 | 814.2623 | 814.948 | 819.7936 | 810.01 | 823.8865 | 196.9766 | 819.8227 | 783.264 | 820.6558 | 810.9943 | 821.7566 | 807.9093 | 819.4544 | 820.8453 | 814.529 | 807.8519 | 816.6704 | 812.1979 | 814.0313 | 816.9855 | 811.294 | 813.2866 | 821.8862 | 812.6814 | 822.2366 | 819.3686 | 821.7001 | 815.9295 | 813.8939 | 819.0216 | 816.5843 | 811.809 | 823.2477 | 816.4695 | 817.7549 | 817.7669 | 813.9706 | 817.0196 | 805.8008 | 820.8643 | 788.4818 | 816.7289 | 821.0492 | 822.3943 | 807.5273 | 820.9851 | 813.3968 | 819.1868 | 820.5364 | 820.7284 | 822.9423 | 816.1979 | 812.7369 | 821.1673 | 824.4777 | 817.97 | 823.5196 | 816.0591 | 803.5941 | 811.1497 | 815.1416 | 806.704 | 773.0728 | 815.7594 | 809.3439 | 820.6947 | 810.9868 | 812.8415 | 815.828 | 818.7699 | 814.6569 | 769.2875 | 817.5521 | 817.1928 | 814.9603 | 815.9132 | 815.5907 | 811.1568 | 821.3863 | 820.0125 | 813.3075 | 820.7655 | 810.316 | 813.0914 | 817.2111 | 819.8777 | 814.9729 | 822.7402 | 818.0346 | 820.2212 | 819.7358 | 811.5127 | 815.4359 | 821.969 | 813.2966 | 810.8414 | 820.6112 | 812.6326 | 811.7982 | 813.5283 | 820.9286 | 819.9501 | 812.0864 | 815.0045 | 812.9433 | 813.5622 | 812.9757 | 821.3604 | 814.796 | 820.5997 | 819.2283 | 818.4468 | 821.3946 | 812.6256 | 823.0938 | 822.0067 | 818.0914 | 809.5045 | 810.0003 | 821.1228 | 820.5706 | 818.6322 | 817.1416 | 815.0099 | 819.1918 | 822.7177 | 815.2988 | 821.4821 | 819.7962 | 820.209 | 812.5247 | 822.542 | 820.6898 | 818.578 | 816.9033 | 816.9414 | 816.0606 | 812.7709 | 812.1625 | 816.3688 | 807.9375 | 816.7605 | 815.3867 | 816.2851 | 811.538 | 819.5593 | 814.0351 | 812.9325 | 821.7281 | 812.4996 | 809.9553 | 812.5955 | 816.0505 | 812.5354 | 813.3136 | 813.5056 | 816.4176 | 814.4145 | 814.262 | 821.0508 | 815.2878 | 806.8191 | 761.6659 | 800.2394 | 816.2876 | 821.5202 | 820.8836 | 818.9168 | 814.329 | 815.852 | 822.5854 | 810.9653 | 819.9261 | 821.7367 | 814.4388 | 814.7835 | 798.8538 | 548.7404 | 796.617 | 817.2445 | 821.8549 | 819.2966 | 821.6625 | 813.1494 | 819.3218 | 817.5976 | 817.5799 | 820.5724 | 819.0291 | 816.1842 | 815.899 | 813.8963 | 817.1208 | 801.729 | 822.852 | 812.7158 | 819.7586 | 821.9049 | 817.7694 | 806.8334 | 812.9794 | 813.6834 | 814.7781 | 817.0867 | 814.7092 | 818.1458 | 813.8365 | 818.6571 | 817.3532 | 811.4342 | 816.6618 | 809.41 | 775.296 | 822.9646 | 812.3333 | 810.502 | 818.8196 | 818.232 | 814.8492 | 815.4412 | 811.9963 | 822.3226 | 817.086 | 809.9521 | 821.1648 | 818.021 | 817.9269 | 816.8196 | 812.2273 | 816.3137 | 818.664 | 742.7998 | 816.4737 | 815.4266 | 820.1476 | 811.6302 | 811.4463 | 818.1044 | 812.3961 | 603.6886 | 772.2123 | 809.8538 | 815.5877 | 813.6171 | 814.4995 | 579.5899 | 820.1175 | 811.572 | 819.4085 | 818.4891 | 818.8205 | 811.6094 | 817.6884 | 819.7499 | 816.5315 | 812.8415 | 813.7764 | 812.6938 | 823.501 | 807.1404 | 813.7034 | 814.0524 | 817.6814 | 822.7261 | 819.1038 | 819.8276 | 818.145 | 811.9858 | 811.6324 | 814.1581 | 811.7017 | 809.9996 | 819.6594 | 818.1156 | 814.6134 | 818.702 | 817.9435 | 814.9222 | 820.9517 | 818.8517 | 822.058 | 815.2557 | 814.4449 | 816.174 | 669.6775 | 790.4892 | 817.1905 | 820.9069 | 818.0202 | 824.5156 | 815.9866 | 810.5595 | 818.5963 | 816.8582 | 637.5844 | 819.5687 | 819.6272 | 816.9984 | 818.4641 | 819.0206 | 814.9171 | 812.4012 | 815.864 | 820.4608 | 812.2361 | 818.3899 | 819.1718 | 809.7379 | 813.4803 | 814.9301 | 814.8368 | 820.5031 | 810.769 | 820.1951 | 815.5751 | 819.2921 | 820.298 | 815.3972 | 815.5313 | 816.9794 | 814.0198 | 815.252 | 818.225 | 817.9639 | 821.2788 | 820.6215 | 816.1093 | 814.9322 | 817.1023 | 812.3431 | 819.8006 | 812.6971 | 817.8935 | 812.5175 | 816.0684 | 814.7094 | 812.2181 | 816.1736 | 814.6011 | 819.0272 | 818.0332 | 815.2851 | 815.4392 | 820.57 | 813.9055 | 817.2955 | 783.5574 | 807.3469 | 814.0598 | 816.7908 | 823.072 | 823.2558 | 815.1837 | 811.7662 | 815.0951 | 819.3187 | 820.2331 | 812.3528 | 819.5655 | 805.8477 | 816.7396 | 814.1717 | 812.4177 | 818.1757 | 753.7326 | 809.3995 | 813.4722 | 813.6557 | 822.6823 | 816.8376 | 820.8314 | 811.619 | 783.767 | 818.1589 | 823.0415 | 811.13 | 812.7615 | 815.3159 | 812.799 | 817.1827 | 810.8843 | 810.0981 | 821.1439 | 793.7768 | 819.8089 | 814.5647 | 823.1189 | 813.2644 | 818.0496 | 813.4828 | 818.6018 | 818.0873 | 816.1648 | 810.423 | 819.1467 | 810.354 | 811.4946 | 812.0328 | 820.3138 | 824.3193 | 820.0053 | 813.4105 | 820.7866 | 821.7059 | 808.7456 | 822.4197 | 813.5169 | 812.7429 | 824.708 | 815.708 | 823.1218 | 803.9766 | 810.7772 | 819.6594 | 265.1318 | 798.5806 | 819.9681 | 815.4143 | 813.3606 | 812.2107 | 817.8866 | 801.3284 | 814.5924 | 822.6694 | 819.6643 | 821.8457 | 817.9382 | 813.0819 | 821.3795 | 815.0793 | 817.7388 | 822.4411 | 813.3123 | 816.7159 | 818.1295 | 819.6269 | 813.558 | 816.8791 | 790.5787 | 812.5919 | 813.435 | 813.8608 | 814.0083 | 812.8486 | 816.3354 | 818.7726 | 822.0057 | 817.324 | 815.1324 | 813.8902 | 817.5814 | 813.0155 | 355.6705 | 810.668 | 812.8638 | 813.2552 | 817.3423 | 821.5782 | 818.0217 | 821.4966 | 818.92 | 818.2781 | 818.2075 | 811.4692 | 811.6055 | 808.4175 | 813.3451 | 811.2718 | 811.6697 | 813.0768 | 809.0388 | 812.1943 | 816.8259 | 815.8148 | 819.5463 | 818.7001 | 813.8339 | 820.4719 | 819.9662 | 818.8515 | 819.0308 | 815.7984 | 818.5312 | 821.6192 | 811.2113 | 815.3483 | 811.3836 | 812.5396 | 817.8858 | 807.7565 | 809.3887 | 818.5281 | 812.8632 | 811.0097 | 813.3991 | 812.2071 | 820.7486 | 816.3384 | 822.0102 | 797.4169 | 819.9467 | 812.3564 | 810.8058 | 820.7032 | 814.9644 | 812.3242 | 815.3703 | 811.113 | 814.9077 | 812.1852 | 814.2385 | 815.3579 | 821.1656 | 816.8409 | 815.6398 | 820.1671 | 821.1701 | 810.423 | 816.5212 | 820.3105 | 818.3768 | 811.1034 | 819.9525 | 817.7672 | 817.6281 | 802.0029 | 810.0202 | 811.5643 | 810.1589 | 615.2537 | 820.1064 | 811.758 | 815.2557 | 811.6434 | 816.368 | 821.3497 | 819.5809 | 814.4435 | 804.8411 | 805.3182 | 819.1251 | 816.7707 | 815.2861 | 817.2795 | 821.5525 | 818.3516 | 817.8605 | 812.7927 | 802.2883 | 807.8143 | 815.7744 | 807.9069 | 813.035 | 814.6574 | 778.3167 | 820.0671 | 812.2649 | 814.7653 | 814.0735 | 822.2307 | 811.7407 | 818.5793 | 813.39 | 819.4805 | 813.6172 | 810.9897 | 816.8233 | 821.9247 | 820.6572 | 811.7234 | 813.4294 | 816.8494 | 820.8455 | 819.8853 | 814.5546 | 814.1353 | 816.2803 | 818.6358 | 807.6675 | 823.2894 | 791.1767 | 818.9211 | 821.7291 | 817.0085 | 816.1631 | 795.8186 | 810.1891 | 818.136 | 799.0618 | 821.697 | 817.9163 | 812.8764 | 821.0893 | 786.4186 | 822.819 | 820.6927 | 822.8919 | 819.6726 | 820.4049 | 821.8313 | 811.7562 | 813.7487 | 821.4839 | 818.1885 | 819.2515 | 813.4041 | 818.6623 | 811.5765 | 819.2926 | 821.1329 | 816.5903 | 816.6591 | 808.9696 | 811.0304 | 415.9608 | 817.1558 | 816.1431 | 810.8728 | 816.526 | 819.7266 | 820.4161 | 820.7007 | 813.6596 | 808.7601 | 818.5499 | 816.6118 | 817.9722 | 812.8472 | 815.0506 | 819.4875 | 813.2396 | 814.1776 | 813.7946 | 818.4357 | 811.6713 | 822.5001 | 820.0971 | 817.623 | 821.52 | 817.9741 | 825.1107 | 819.7945 | 817.0657 | 814.629 | 815.1354 | 810.9492 | 813.9775 | 818.4368 | 819.3506 | 808.9502 | 545.9248 | 820.2502 | 815.6318 | 814.3553 | 818.5556 | 811.4606 | 811.3433 | 816.413 | 814.4114 | 823.1879 | 811.7014 | 805.7316 | 822.1138 | 825.008 | 817.4543 | 810.8883 | 814.2879 | 808.4879 | 810.3934 | 818.5034 | 820.3313 | 822.0867 | 817.9627 | 814.6116 | 819.7519 | 817.2782 | 808.0594 | 816.8877 | 817.7014 | 802.341 | 822.4313 | 823.2509 | 223.1348 | 817.4156 | 818.6792 | 810.5162 | 811.9634 | 812.8788 | 809.2457 | 820.382 | 811.1555 | 816.8434 | 817.163 | 816.9894 | 813.5293 | 812.3567 | 821.7127 | 819.2707 | 819.4792 | 814.732 | 821.757 | 814.6963 | 621.7826 | 812.636 | 809.9672 | 821.1107 | 818.9078 | 820.3205 | 818.3918 | 817.1658 | 818.7588 | 811.4078 | 823.3936 | 818.8779 | 816.2922 | 820.6778 | 783.7746 | 815.5775 | 445.6659 | 813.874 | 821.0377 | 823.0186 | 816.7533 | 799.7406 | 814.5064 | 813.5712 | 815.5325 | 813.2374 | 819.0465 | 804.0222 | 814.348 | 819.6598 | 815.7018 | 818.8726 | 812.2567 | 799.428 | 816.8767 | 818.6351 | 814.4676 | 764.1813 | 818.774 | 816.3825 | 813.131 | 809.635 | 811.9814 | 814.7737 | 750.3092 | 817.3314 | 823.8417 | 822.5988 | 818.5379 | 817.5271 | 792.5462 | 816.2456 | 803.0657 | 818.9102 | 817.122 | 814.1378 | 820.7552 | 814.1942 | 823.2423 | 815.851 | 810.2472 | 821.2821 | 821.7131 | 818.0049 | 815.3866 | 815.5435 | 817.4804 | 814.6234 | 813.4306 | 815.6196 | 815.7721 | 816.5631 | 811.115 | 821.8188 | 257.4398 | 815.2572 | 817.0644 | 810.1143 | 816.8237 | 821.3242 | 799.7901 | 817.3789 | 818.6598 | 817.8314 | 805.2772 | 811.0519 | 812.4689 | 816.1316 | 815.7729 | 811.6995 | 813.2379 | 819.1517 | 811.431 | 808.8246 | 811.1767 | 799.5975 | 814.7756 | 811.7571 | 785.5688 | 815.22 | 823.3911 | 820.7563 | 776.7691 | 818.0096 | 819.6137 | 820.0908 | 811.1904 | 807.1708 | 813.8623 | 814.4387 | 814.9027 | 821.7816 | 814.4938 | 811.5309 | 818.6707 | 811.495 | 819.3135 | 796.1622 | 809.8777 | 812.4033 | 815.1724 | 752.2079 | 813.3799 | 822.4942 | 818.4422 | 822.2992 | 815.6483 | 824.0293 | 818.6774 | 802.1476 | 822.2583 | 811.3493 | 812.2473 | 813.9577 | 815.3771 | 662.5137 | 813.4744 | 813.9854 | 809.9815 | 812.3487 | 813.6258 | 814.2734 | 813.2887 | 814.8847 | 818.41 | 812.7656 | 814.8992 | 804.1101 | 806.1625 | 822.6732 | 815.6263 | 821.1296 | 812.3956 | 811.8675 | 816.8315 | 817.5155 | 811.7928 | 819.2116 | 817.7709 | 815.5416 | 817.2624 | 821.6696 | 822.5016 | 772.8389 | 812.2282 | 822.0585 | 810.9197 | 772.1286 | 809.7913 | 808.6698 | 420.1694 | 817.9422 | 817.024 | 809.0249 | 824.1004 | 808.4415 | 812.3011 | 816.9554 | 813.7112 | 809.6652 | 808.8346 | 820.1986 | 812.5128 | 810.6158 | 806.7056 | 816.3599 | 821.6872 | 821.4857 | 813.7016 | 819.9225 | 812.2649 | 821.2579 | 818.1936 | 813.0581 | 812.5572 | 817.112 | 818.8627 | 811.0736 | 820.1737 | 450.2938 | 816.6587 | 637.6724 | 809.7252 | 821.1664 | 820.8022 | 815.4951 | 818.1226 | 822.1974 | 810.3675 | 815.8396 | 819.784 | 818.5089 | 812.0098 | 819.314 | 650.291 | 85.4674 | 819.6075 | 823.5518 | 817.7286 | 816.5181 | 816.1306 | 810.4089 | 636.0539 | 822.2208 | 806.2394 | 811.5236 | 817.8194 | 816.2207 | 804.1346 | 818.4103 | 819.325 | 822.1208 | 761.0451 | 814.7963 | 814.1092 | 812.2814 | 814.4991 | 819.0059 | 810.9437 | 818.4422 | 818.1189 | 822.6042 | 817.4516 | 817.3387 | 181.7809 | 810.4942 | 820.1053 | 819.0562 | 759.4765 | 814.2131 | 816.365 | 809.6098 | 821.2263 | 822.7697 | 818.1113 | 815.1727 | 808.7943 | 813.7845 | 818.0607 | 808.7063 | 816.232 | 639.9364 | 817.7045 | 820.0598 | 814.8703 | 805.009 | 813.8688 | 825.5679 | 724.0193 | 58.7908 | 813.3292 | 815.4388 | 814.053 | 148.9666 | 820.741 | 816.6941 | 813.0385 | 815.9019 | 821.1067 | 807.8496 | 809.5515 | 812.2623 | 817.1573 | 819.2016 | 813.3682 | 817.9554 | 815.7446 | 812.9943 | 813.7076 | 821.9141 | 813.5593 | 817.4106 | 812.5622 | 814.2146 | 819.2921 | 822.3638 | 810.7327 | 819.5075 | 820.8243 | 823.9855 | 811.4677 | 822.9488 | 802.3857 | 817.7931 | 816.5252 | 815.5437 | 821.0893 | 809.4158 | 822.7909 | 822.0698 | 817.868 | 806.5341 | 815.4486 | 812.6341 | 761.0407 | 818.9185 | 817.3544 | 769.3367 | 817.0943 | 811.8004 | 810.0245 | 821.1282 | 817.9548 | 811.7093 | 817.0332 | 815.9385 | 799.016 | 818.7897 | 812.4175 | 813.8935 | 819.5306 | 816.3567 | 785.0198 | 810.267 | 807.6605 | 816.7244 | 813.1147 | 817.229 | 811.7105 | 818.2524 | 806.5152 | 822.8535 | 816.2774 | 811.8602 | 816.1357 | 811.2303 | 802.9975 | 814.9342 | 810.2842 | 816.7893 | 820.7125 | 816.1253 | 815.0869 | 816.1788 | 811.5448 | 815.2023 | 369.5797 | 809.3876 | 821.5542 | 821.0542 | 812.3485 | 816.7723 | 800.829 | 813.1879 | 818.4689 | 818.0285 | 822.1363 | 817.8343 | 811.0247 | 823.0276 | 817.2531 | 815.2071 | 817.3069 | 792.5937 | 809.167 | 813.5998 | 812.8875 | 822.7892 | 817.2304 | 812.003 | 808.6917 | 814.033 | 807.7235 | 817.8811 | 814.6288 | 773.0586 | 812.8421 | 820.5046 | 822.8081 | 813.2747 | 807.4763 | 813.1939 | 821.3988 | 819.3623 | 814.2835 | 820.1363 | 812.4204 | 820.4896 | 791.6517 | 648.5378 | 819.1287 | 771.0433 | 815.9337 | 811.145 | 814.113 | 816.0711 | 810.2729 | 815.4057 | 811.5692 | 812.6425 | 815.5207 | 818.0914 | 819.7545 | 810.6593 | 816.0452 | 811.6246 | 822.7273 | 818.3036 | 820.126 | 819.4552 | 815.3904 | 812.2634 | 815.8257 | 809.6621 | 792.0815 | 822.0434 | 817.7481 | 824.1012 | 819.9576 | 816.0023 | 816.4183 | 820.5396 | 814.8769 | 812.9221 | 597.9151 | 812.039 | 817.3652 | 817.5041 | 815.3615 | 780.0279 | 817.2825 | 816.0098 | 820.6886 | 809.9089 | 812.2889 | 815.9802 | 820.7095 | 812.7324 | 798.4062 | 824.4149 | 818.5519 | 815.355 | 821.0641 | 814.0854 | 811.8895 | 821.3195 | 807.8584 | 812.7777 | 823.664 | 816.267 | 812.6086 | 819.0429 | 811.4837 | 811.2396 | 809.094 | 816.1702 | 808.5194 | 819.0002 | 817.8227 | 813.4134 | 820.0761 | 821.0468 | 819.3355 | 814.9418 | 812.3275 | 518.7381 | 815.7407 | 814.7482 | 337.0564 | 783.9767 | 807.7112 | 732.0699 | 815.9491 | 814.4776 | 816.3522 | 816.0927 | 814.8 | 821.64 | 815.2457 | 816.6609 | 821.7608 | 814.0485 | 816.5521 | 815.0445 | 460.2913 | 819.1784 | 821.0215 | 814.6236 | 820.1918 | 812.7479 | 820.9456 | 810.9996 | 814.4517 | 807.006 | 823.4126 | 808.5081 | 820.3157 | 818.4933 | 816.5308 | 821.9073 | 820.5296 | 820.7594 | 818.661 | 802.1285 | 817.6947 | 815.2082 | 806.6193 | 819.5287 | 812.6444 | 821.9395 | 814.0946 | 811.2377 | 816.3347 | 813.9185 | 812.0485 | 807.5088 | 814.1596 | 814.7816 | 816.2702 | 811.6125 | 814.3805 | 812.118 | 818.4906 | 813.9037 | 820.0945 | 817.7702 | 782.0777 | 820.8752 | 818.1542 | 814.8124 | 818.6733 | 819.8591 | 811.9851 | 814.5549 | 814.9522 | 814.697 | 817.9614 | 812.216 | 813.9925 | 812.0472 | 804.3318 | 817.5652 | 752.5405 | 822.6241 | 819.2197 | 810.4412 | 812.9923 | 811.2546 | 811.3322 | 816.3235 | 809.8447 | 821.8036 | 811.292 | 820.134 | 811.1535 | 813.2098 | 815.2671 | 815.0464 | 813.1059 | 820.3077 | 816.5985 | 818.4964 | 819.3301 | 820.7701 | 824.1523 | 820.9613 | 819.0422 | 821.875 | 817.0288 | 820.0939 | 818.4867 | 813.6478 | 812.9568 | 778.45 | 778.0845 | 11.396 | 814.9703 | 815.3987 | 814.3308 | 820.4551 | 809.9389 | 811.0509 | 819.3682 | 816.4683 | 818.317 | 814.5797 | 817.3851 | 810.0168 | 824.0353 | 790.1683 | 821.7359 | 582.1374 | 813.3785 | 817.5864 | 808.8755 | 824.0212 | 809.9546 | 811.8163 | 813.3927 | 819.5465 | 812.911 | 820.9865 | 818.6553 | 812.4515 | 799.3219 | 820.0953 | 816.4244 | 820.6882 | 813.1731 | 815.4083 | 810.3846 | 816.3783 | 822.2599 | 818.2873 | 819.6496 | 815.8463 | 784.6901 | 810.212 | 810.719 | 812.5788 | 813.745 | 813.3474 | 813.2008 | 812.8227 | 818.9666 | 810.4292 | 816.7478 | 817.115 | 817.9541 | 819.4292 | 811.1975 | 819.01 | 823.792 | 811.637 | 821.9948 | 812.9862 | 817.595 | 806.9514 | 810.9172 | 814.2435 | 810.8549 | 810.5599 | 809.7031 | 816.0251 | 528.4698 | 818.4671 | 822.3906 | 810.4845 | 812.997 | 812.7985 | 808.7332 | 814.0364 | 823.3409 | 821.2897 | 811.9594 | 811.8037 | 819.411 | 310.9397 | 818.7834 | 811.9365 | 800.6962 | 815.88 | 818.5596 | 815.541 | 816.2755 | 199.1081 | 819.615 | 780.7575 | 812.8076 | 821.4321 | 816.2417 | 818.6329 | 823.7224 | 812.2109 | 822.6134 | 805.6602 | 813.9583 | 818.6956 | 820.2777 | 810.6686 | 781.867 | 816.018 | 810.1307 | 820.0755 | 817.3749 | 815.5302 | 824.1564 | 813.2423 | 818.1271 | 816.7285 | 813.6849 | 812.3701 | 815.4706 | 816.8093 | 818.4469 | 814.7796 | 817.891 | 821.1177 | 824.3555 | 819.9633 | 816.7892 | 812.5113 | 810.0698 | 813.3438 | 819.6995 | 818.9328 | 813.1038 | 812.42 | 816.5555 | 800.2013 | 809.7944 | 820.7371 | 812.1291 | 796.5378 | 824.7681 | 819.496 | 803.235 | 641.1205 | 812.6694 | 717.1711 | 814.7121 | 815.7491 | 814.5455 | 801.2688 | 813.2275 | 812.7508 | 813.8307 | 809.2439 | 797.8727 | 814.7096 | 814.1372 | 815.2148 | 815.6806 | 815.3083 | 821.3593 | 818.5173 | 816.2776 | 819.741 | 812.8625 | 821.5254 | 813.4995 | 818.5174 | 818.0205 | 804.3883 | 818.829 | 822.2288 | 812.1818 | 814.6733 | 815.6035 | 813.6591 | 816.4613 | 810.7832 | 353.689 | 814.1678 | 821.4943 | 821.6137 | 819.7961 | 812.5244 | 820.8455 | 815.3639 | 810.5378 | 820.6046 | 794.6027 | 813.5686 | 814.2809 | 812.8513 | 819.3337 | 816.3268 | 817.9589 | 821.8266 | 818.882 | 819.5767 | 597.9561 | 815.7871 | 813.002 | 813.1538 | 816.5848 | 810.3061 | 811.584 | 818.6607 | 815.6056 | 813.6398 | 815.2235 | 809.8627 | 812.3003 | 810.0116 | 815.3202 | 821.2877 | 822.2944 | 815.9382 | 812.8403 | 811.6252 | 813.8081 | 812.9929 | 813.2587 | 815.8889 | 797.5485 | 821.0737 | 808.8063 | 800.5276 | 822.7584 | 812.9715 | 825.357 | 814.659 | 811.0773 | 820.3368 | 810.3968 | 705.5173 | 816.5342 | 804.7636 | 791.3791 | 814.8721 | 819.7725 | 823.6329 | 814.2889 | 818.4041 | 815.5187 | 820.0967 | 812.3689 | 812.4509 | 820.2202 | 820.7892 | 811.9768 | 819.5354 | 818.6899 | 815.8404 | 814.8997 | 811.1059 | 814.8777 | 818.6252 | 819.3111 | 815.5261 | 818.4166 | 821.4916 | 815.5038 | 820.3382 | 811.9539 | 818.9511 | 820.8165 | 811.5438 | 822.5088 | 809.6488 | 813.6773 | 812.7779 | 614.3349 | 819.5749 | 728.0582 | 818.1096 | 809.348 | 811.3797 | 820.6906 | 820.9284 | 818.9037 | 817.2494 | 817.4254 | 819.1999 | 812.739 | 817.4957 | 817.7496 | 813.7161 | 804.8021 | 812.5345 | 811.4425 | 809.1073 | 816.7295 | 817.7998 | 822.1401 | 814.7901 | 808.0046 | 810.3069 | 823.9864 | 811.0533 | 818.0438 | 814.4083 | 814.9688 | 794.7347 | 814.8445 | 816.4231 | 811.871 | 813.0365 | 786.6598 | 820.4266 | 812.8944 | 816.8184 | 531.0537 | 809.4356 | 816.7913 | 822.5482 | 816.246 | 812.8273 | 814.092 | 810.8222 | 814.7406 | 824.5591 | 814.9323 | 817.9027 | 793.2723 | 822.2503 | 825.0664 | 817.6967 | 820.3691 | 784.9504 | 818.119 | 820.4582 | 818.5892 | 821.8024 | 806.069 | 815.1098 | 741.2575 | 821.5078 | 815.8043 | 818.0076 | 814.3715 | 819.2433 | 805.5216 | 817.7289 | 823.275 | 785.8133 | 809.4582 | 820.8672 | 820.0169 | 821.2302 | 817.6696 | 815.5898 | 821.4652 | 784.7386 | 815.1095 | 816.399 | 812.9459 | 816.9544 | 819.1679 | 792.4584 | 824.1606 | 816.3705 | 813.8795 | 809.5168 | 814.3881 | 809.5394 | 820.0266 | 811.156 | 811.8769 | 814.9951 | 820.4699 | 819.2185 | 814.9131 | 818.2844 | 818.4116 | 692.054 | 813.9385 | 808.8548 | 812.3488 | 819.7185 | 813.4929 | 741.455 | 820.2306 | 820.1716 | 811.8431 | 815.9823 | 814.2713 | 814.7306 | 38.3244 | 814.1141 | 822.2121 | 819.1423 | 825.1775 | 822.4726 | 820.5491 | 819.749 | 814.7582 | 823.4541 | 823.6428 | 804.9657 | 813.0722 | 820.0108 | 813.8611 | 822.1462 | 812.3217 | 814.8171 | 819.1294 | 822.8705 | 821.1307 | 821.3795 | 822.5261 | 816.9337 | 822.2355 | 609.4482 | 610.1 | 803.4428 | 97.9789 | 803.1037 | 814.1043 | 819.1089 | 821.7178 | 814.75 | 700.9037 | 812.5291 | 820.9028 | 816.5929 | 812.0653 | 822.5361 | 813.014 | 817.0065 | 819.121 | 817.2257 | 814.6818 | 820.43 | 819.5431 | 819.8151 | 813.0986 | 820.5441 | 815.8108 | 820.1015 | 818.7161 | 803.7859 | 819.8491 | 816.6131 | 818.7432 | 816.4139 | 816.9589 | 816.7147 | 812.2347 | 816.798 | 817.5283 | 817.7174 | 815.1269 | 819.862 | 809.5307 | 817.6157 | 822.1637 | 816.329 | 811.2424 | 815.5889 | 703.7663 | 819.9023 | 816.5546 | 813.2103 | 810.7985 | 815.2417 | 821.0639 | 803.1055 | 815.7581 | 819.5253 | 821.2177 | 815.442 | 812.1286 | 811.5047 | 818.1762 | 797.945 | 807.6684 | 813.6496 | 823.5511 | 809.3928 | 806.0499 | 820.4947 | 814.512 | 811.7205 | 814.7529 | 732.8718 | 812.0808 | 818.7948 | 823.6745 | 808.6831 | 823.8575 | 814.2354 | 811.8269 | 809.3271 | 808.6428 | 815.8607 | 820.732 | 819.3954 | 819.8376 | 816.6309 | 817.03 | 809.5723 | 810.0917 | 816.1107 | 819.2815 | 817.7036 | 814.7263 | 819.8195 | 814.634 | 815.3522 | 815.4831 | 759.9407 | 811.5069 | 815.2618 | 822.555 | 817.4667 | 808.163 | 817.6043 | 817.0359 | 748.8475 | 812.8445 | 812.5615 | 817.9026 | 820.5067 | 821.9822 | 818.759 | 816.1659 | 822.4738 | 810.7903 | 812.1795 | 809.8806 | 808.5815 | 811.8774 | 812.4909 | 815.511 | 807.6624 | 812.6763 | 818.5826 | 812.1215 | 814.8457 | 813.105 | 716.2461 | 813.327 | 811.9282 | 822.1489 | 812.2262 | 818.4996 | 814.3996 | 788.6598 | 814.4656 | 820.4925 | 820.251 | 816.9518 | 807.4395 | 814.1526 | 782.7084 | 761.3974 | 816.9107 | 820.2911 | 818.3312 | 785.0986 | 813.8094 | 819.5065 | 822.4805 | 811.4726 | 816.6094 | 818.8319 | 813.7766 | 817.3265 | 821.3714 | 811.1107 | 812.7131 | 805.9876 | 821.7706 | 814.0636 | 820.647 | 818.1287 | 821.3462 | 815.1459 | 810.4561 | 816.0402 | 811.5791 | 817.9653 | 815.9983 | 813.7313 | 817.1825 | 809.6745 | 817.0892 | 809.7048 | 818.8758 | 818.3264 | 812.7269 | 813.5007 | 816.8341 | 824.5306 | 814.3929 | 816.9279 | 813.9871 | 824.1763 | 810.8929 | 822.8317 | 812.4711 | 812.3608 | 818.5178 | 819.391 | 814.5889 | 818.9998 | 799.8714 | 816.2286 | 808.856 | 821.0474 | 821.0322 | 797.8659 | 338.2207 | 815.2632 | 809.9676 | 818.802 | 817.869 | 819.4283 | 817.9298 | 820.676 | 821.8069 | 816.5188 | 796.7012 | 818.5344 | 795.4732 | 813.6773 | 808.5206 | 815.4455 | 818.1951 | 816.0668 | 818.5862 | 811.4407 | 816.9584 | 819.7922 | 812.8802 | 818.7729 | 811.5672 | 820.4069 | 815.8587 | 817.2238 | 796.8116 | 819.101 | 812.7993 | 822.0691 | 819.5463 | 814.3456 | 815.7601 | 816.7148 | 819.9469 | 820.1457 | 810.4347 | 822.3202 | 816.2889 | 819.7113 | 810.7485 | 814.2439 | 818.6702 | 190.9511 | 813.7762 | 816.9521 | 820.6855 | 813.7706 | 813.6881 | 816.7191 | 813.8699 | 821.0725 | 822.0509 | 820.5138 | 815.6266 | 816.2198 | 811.3514 | 811.6176 | 818.0835 | 818.9359 | 810.1713 | 811.554 | 816.2145 | 820.2683 | 812.5343 | 818.465 | 813.523 | 729.2835 | 818.607 | 809.4523 | 819.9451 | 819.0319 | 820.4049 | 771.7626 | 820.4985 | 819.866 | 814.8209 | 813.6742 | 814.0456 | 820.6809 | 811.6766 | 817.8374 | 813.5528 | 818.7076 | 816.3662 | 812.7571 | 820.6706 | 822.4046 | 815.0122 | 813.4021 | 818.1481 | 814.1813 | 811.097 | 812.8074 | 824.4625 | 820.9387 | 819.9821 | 814.8155 | 818.019 | 823.0541 | 813.8998 | 813.3556 | 811.6222 | 808.8071 | 771.1146 | 823.5367 | 816.3458 | 818.2423 | 813.6407 | 817.5586 | 808.637 | 814.5245 | 821.9391 | 822.1006 | 812.1172 | 819.5199 | 821.0972 | 823.9016 | 810.0738 | 819.8404 | 815.6556 | 809.3437 | 811.2063 | 816.1558 | 815.7052 | 782.5789 | 742.7744 | 821.175 | 811.9622 | 817.6374 | 816.1292 | 814.9093 | 817.3816 | 817.4217 | 816.2154 | 820.7006 | 815.2705 | 812.7625 | 322.3167 | 816.726 | 811.6964 | 820.052 | 815.3475 | 822.5609 | 817.3451 | 815.0919 | 813.4522 | 814.2555 | 812.9759 | 814.2501 | 810.6549 | 815.0894 | 822.7711 | 814.8785 | 818.718 | 811.3505 | 815.8167 | 814.9126 | 818.5583 | 813.9411 | 820.8751 | 814.6178 | 808.7039 | 805.6928 | 815.7252 | 811.519 | 818.3912 | 815.4961 | 815.5252 | 810.0555 | 819.5403 | 819.0658 | 816.9948 | 816.6559 | 817.8603 | 524.7262 | 821.0825 | 810.087 | 821.5039 | 812.658 | 818.616 | 802.1256 | 811.5509 | 818.3423 | 813.2481 | 810.009 | 814.8437 | 814.596 | 813.0505 | 815.7439 | 812.7092 | 819.2485 | 819.5764 | 708.7207 | 810.4806 | 821.973 | 815.0795 | 818.7414 | 812.6041 | 815.8052 | 818.9765 | 822.8614 | 821.7581 | 813.3981 | 819.5784 | 818.1072 | 817.8965 | 815.0824 | 27.8465 | 816.1964 | 821.6085 | 818.2358 | 822.5936 | 819.6597 | 812.4316 | 814.7522 | 793.4526 | 744.1896 | 815.0219 | 812.7527 | 812.2364 | 818.8395 | 812.3669 | 813.7034 | 813.7518 | 818.2901 | 814.013 | 817.501 | 815.4809 | 822.4977 | 816.6734 | 816.9143 | 810.6206 | 818.7043 | 814.9233 | 811.257 | 809.1441 | 822.2304 | 443.4025 | 820.8253 | 812.7509 | 821.13 | 810.9289 | 824.7373 | 814.3373 | 814.5043 | 705.1657 | 810.849 | 813.9587 | 811.5065 | 815.7392 | 813.2825 | 815.9836 | 819.6235 | 811.8436 | 817.9619 | 820.9423 | 795.0334 | 781.5534 | 819.4913 | 816.5314 | 806.1558 | 811.8786 | 822.2041 | 812.9524 | 776.585 | 804.1137 | 811.6592 | 818.0171 | 815.6394 | 821.2752 | 817.2804 | 812.3113 | 821.1523 | 818.5804 | 818.8488 | 816.1214 | 809.7247 | 819.9541 | 817.737 | 796.3328 | 821.0555 | 820.4658 | 814.0744 | 813.7884 | 823.2772 | 812.8859 | 808.9296 | 812.8982 | 821.5345 | 819.3872 | 816.3137 | 813.634 | 807.8626 | 813.2895 | 813.869 | 810.5381 | 820.6259 | 820.588 | 810.4938 | 814.076 | 816.974 | 810.6302 | 675.8163 | 816.6879 | 814.6078 | 822.4139 | 808.144 | 822.0924 | 819.9573 | 812.4114 | 819.9246 | 821.829 | 823.5787 | 815.9594 | 816.5337 | 812.0222 | 819.6557 | 812.4522 | 822.8814 | 528.076 | 811.5013 | 816.4019 | 817.4668 | 810.7166 | 813.0214 | 815.0649 | 818.0256 | 810.4422 | 821.0945 | 820.1488 | 819.5892 | 818.4157 | 789.9276 | 645.8373 | 816.6077 | 819.2511 | 819.6572 | 818.6097 | 819.8262 | 812.9305 | 817.0305 | 822.2577 | 821.8078 | 813.1483 | 802.6258 | 811.0231 | 814.3906 | 819.701 | 819.2426 | 812.9313 | 771.3381 | 503.5937 | 812.4682 | 821.3906 | 755.5219 | 814.3785 | 821.1547 | 813.2064 | 810.8148 | 817.765 | 811.2093 | 815.3278 | 817.9273 | 815.3218 | 819.5223 | 811.5657 | 810.9314 | 820.9035 | 816.4246 | 814.8057 | 817.6803 | 819.1102 | 821.9384 | 747.6625 | 821.4984 | 820.6477 | 815.57 | 819.7776 | 816.0517 | 732.0726 | 816.3185 | 764.9359 | 808.5666 | 822.114 | 820.9103 | 817.9379 | 810.442 | 820.9247 | 814.561 | 821.8027 | 820.0585 | 817.3174 | 823.3374 | 814.9883 | 819.1732 | 820.8844 | 492.0651 | 813.4908 | 813.4218 | 803.9609 | 819.2505 | 815.0141 | 811.2508 | 815.0414 | 822.4361 | 823.6294 | 822.0306 | 820.0598 | 819.7223 | 819.2993 | 811.5392 | 818.8044 | 813.5014 | 816.0695 | 815.7712 | 815.8339 | 810.7398 | 815.3494 | 814.0987 | 821.5307 | 816.8999 | 806.9918 | 812.5475 | 794.0168 | 818.7431 | 820.3003 | 811.0199 | 807.402 | 817.622 | 820.1842 | 732.7872 | 824.5822 | 821.8595 | 818.5163 | 810.4008 | 814.6968 | 817.2493 | 814.8093 | 809.2554 | 822.0446 | 813.3619 | 816.1785 | 758.7846 | 813.3578 | 815.1923 | 820.557 | 718.2092 | 816.7483 | 812.7673 | 808.5276 | 811.963 | 815.0493 | 822.4258 | 534.8645 | 821.8911 | 816.648 | 812.7485 | 813.0779 | 803.0552 | 811.1232 | 813.438 | 817.6895 | 822.1415 | 818.434 | 819.4903 | 815.0118 | 812.5059 | 810.4109 | 820.2887 | 812.9848 | 820.9376 | 820.9488 | 749.9455 | 729.0846 | 814.4292 | 821.5638 | 821.5295 | 806.7676 | 812.7945 | 817.1515 | 818.9096 | 815.6183 | 817.4101 | 817.3451 | 817.0294 | 815.435 | 818.1042 | 811.1005 | 814.5957 | 815.0166 | 808.8009 | 812.0124 | 813.5799 | 817.6051 | 810.1854 | 820.1554 | 822.9184 | 823.4901 | 814.8838 | 765.9867 | 822.6633 | 816.7834 | 818.1699 | 815.9879 | 822.0324 | 818.5308 | 811.77 | 783.686 | 816.0271 | 811.2132 | 820.2222 | 820.8246 | 816.0815 | 812.2012 | 789.4017 | 815.3469 | 809.641 | 815.5741 | 814.2473 | 819.6404 | 820.8595 | 813.9301 | 819.2705 | 813.3567 | 822.0018 | 816.722 | 816.6808 | 820.7217 | 813.5825 | 809.5649 | 809.9305 | 819.7179 | 817.5218 | 820.0766 | 814.0336 | 817.0645 | 810.3433 | 822.9996 | 384.4562 | 813.244 | 812.8248 | 818.2082 | 778.3522 | 803.074 | 819.5281 | 810.0175 | 819.6251 | 813.002 | 808.2597 | 820.7908 | 593.4917 | 821.7046 | 821.4583 | 819.2082 | 821.2244 | 809.537 | 808.893 | 814.5841 | 793.6397 | 815.1921 | 815.8606 | 812.5089 | 812.7143 | 816.4454 | 811.5108 | 817.592 | 812.7887 | 820.2167 | 810.1785 | 813.7382 | 822.6319 | 814.9865 | 799.0297 | 813.7922 | 812.5064 | 817.1171 | 815.6847 | 822.5021 | 818.4589 | 816.4373 | 811.2848 | 816.13 | 816.0105 | 820.9204 | 821.3315 | 811.8971 | 820.551 | 815.767 | 812.5884 | 823.7315 | 816.2531 | 819.8508 | 818.2271 | 818.8315 | 820.2775 | 818.7875 | 814.5454 | 811.6946 | 818.2106 | 817.8295 | 822.3344 | 816.3759 | 814.6442 | 753.1542 | 817.8975 | 814.2453 | 803.6752 | 818.2522 | 817.3161 | 545.2413 | 816.3397 | 819.3105 | 816.2957 | 811.0164 | 809.2598 | 822.8991 | 808.0809 | 812.5455 | 819.701 | 806.562 | 814.496 | 814.5637 | 810.4336 | 823.8506 | 816.5295 | 813.2783 | 812.6345 | 811.09 | 820.1911 | 814.0585 | 822.5453 | 813.0606 | 816.289 | 823.1304 | 811.1419 | 819.9566 | 814.6359 | 815.6714 | 811.2527 | 820.589 | 816.2132 | 809.0391 | 813.3634 | 815.8415 | 809.4793 | 818.8435 | 702.7172 | 800.3929 | 778.2015 | 812.4404 | 813.4522 | 817.8524 | 812.0613 | 820.9999 | 813.2394 | 813.9772 | 819.5251 | 821.9399 | 821.8512 | 818.9002 | 810.7436 | 811.9615 | 812.6617 | 819.3809 | 812.1846 | 818.222 | 796.2653 | 811.2442 | 820.7209 | 814.262 | 823.2421 | 788.2285 | 812.9263 | 816.9671 | 814.4869 | 817.9221 | 811.4245 | 818.1164 | 817.8491 | 818.5165 | 814.7547 | 819.6391 | 815.026 | 817.409 | 821.4832 | 818.7597 | 805.4089 | 818.3997 | 787.7323 | 809.4743 | 811.3292 | 816.2758 | 660.6298 | 811.6299 | 817.8539 | 813.3803 | 816.8542 | 822.7744 | 754.1566 | 804.3903 | 808.805 | 820.5998 | 812.4249 | 814.9791 | 814.3257 | 799.1374 | 817.4919 | 817.9789 | 813.0113 | 818.3625 | 818.6241 | 812.2767 | 816.0929 | 818.3249 | 818.1183 | 815.7293 | 814.7158 | 816.2055 | 808.8729 | 818.8004 | 814.838 | 810.2827 | 823.3016 | 821.6904 | 815.0146 | 809.8455 | 815.7926 | 817.7156 | 793.5666 | 820.1707 | 814.4332 | 820.8196 | 817.3357 | 815.9556 | 814.5137 | 819.0987 | 809.7451 | 809.3434 | 817.6835 | 814.4241 | 817.2858 | 823.7016 | 813.9512 | 818.3838 | 817.5412 | 815.6836 | 817.6769 | 816.6274 | 822.4373 | 812.923 | 809.1335 | 819.05 | 807.8519 | 809.7505 | 817.7829 | 816.0262 | 817.5737 | 797.5417 | 814.3609 | 818.057 | 815.8932 | 813.2745 | 741.6884 | 812.4097 | 817.8531 | 816.4782 | 812.9037 | 815.3295 | 814.2568 | 818.9187 | 511.0359 | 818.4084 | 804.041 | 812.7205 | 812.8901 | 819.3336 | 816.3446 | 819.3923 | 818.3945 | 822.1217 | 816.3025 | 814.1359 | 818.6844 | 811.6473 | 809.9298 | 820.1087 | 796.7321 | 813.4441 | 814.9391 | 818.3076 | 814.9467 | 809.0162 | 820.5345 | 815.6952 | 813.6161 | 822.804 | 820.8124 | 816.0711 | 810.7849 | 804.9109 | 818.4773 | 818.4611 | 811.1078 | 819.9263 | 821.225 | 805.0501 | 818.84 | 814.627 | 811.4976 | 817.6028 | 816.1405 | 816.7692 | 821.091 | 821.3936 | 814.3363 | 820.0446 | 803.2425 | 812.5453 | 812.3647 | 821.2606 | 768.582 | 819.3752 | 817.8488 | 812.0057 | 818.9086 | 817.3575 | 799.4581 | 809.1735 | 820.6241 | 817.3696 | 817.7332 | 808.1425 | 819.9743 | 818.29 | 814.5051 | 821.7108 | 816.0055 | 818.4252 | 818.7542 | 811.683 | 815.8252 | 818.804 | 820.9656 | 821.8234 | 814.0095 | 819.8542 | 814.8282 | 813.5136 | 811.1406 | 629.3517 | 818.8996 | 822.2941 | 807.4407 | 796.4189 | 816.7157 | 814.3237 | 422.6656 | 815.6118 | 647.852 | 815.7705 | 820.0592 | 823.5977 | 815.9768 | 790.5334 | 825.5697 | 820.12 | 813.6361 | 810.4303 | 817.2255 | 818.9241 | 814.5293 | 816.6957 | 814.1622 | 811.5691 | 811.0166 | 810.9856 | 812.0052 | 812.7376 | 814.0151 | 511.5678 | 814.1902 | 820.2756 | 817.873 | 637.4087 | 801.0969 | 819.47 | 817.4376 | 815.683 | 817.1343 | 809.2693 | 813.5094 | 812.9102 | 809.697 | 815.8544 | 819.814 | 813.8296 | 814.2711 | 815.9449 | 813.9105 | 816.4172 | 816.7305 | 811.4111 | 780.8993 | 823.0172 | 814.0181 | 812.6354 | 816.6369 | 764.3718 | 802.6291 | 812.5888 | 809.1057 | 819.9348 | 814.7293 | 812.607 | 811.6046 | 822.2639 | 822.0282 | 814.2886 | 769.9715 | 819.62 | 804.0548 | 813.4632 | 822.8006 | 812.7149 | 811.0563 | 820.5829 | 820.0866 | 816.1987 | 819.3893 | 811.9846 | 814.4155 | 814.4413 | 826.0211 | 819.6871 | 763.1711 | 810.2963 | 805.4001 | 821.4454 | 821.2674 | 810.7427 | 797.1693 | 814.9968 | 818.8128 | 815.7003 | 731.5673 | 812.224 | 813.1604 | 811.4563 | 808.8987 | 818.7069 | 815.2305 | 818.8722 | 820.9854 | 815.2263 | 816.8325 | 815.8038 | 815.2737 | 817.5247 | 813.379 | 819.3351 | 814.8445 | 810.0538 | 813.196 | 815.7679 | 818.5895 | 813.2153 | 788.3187 | 815.8672 | 816.8235 | 816.0273 | 816.0797 | 813.0157 | 810.7873 | 801.8758 | 822.6051 | 815.045 | 813.0503 | 814.7666 | 814.6454 | 818.6847 | 815.0908 | 814.2831 | 821.8061 | 822.6765 | 816.5661 | 820.0541 | 813.4879 | 815.696 | 811.7573 | 811.8156 | 819.3881 | 820.1337 | 810.339 | 817.9655 | 818.058 | 711.4038 | 809.4453 | 813.7361 | 812.0622 | 814.6166 | 811.8698 | 817.4461 | 461.4208 | 818.8332 | 810.8369 | 815.2214 | 816.1786 | 813.2707 | 822.8227 | 805.0445 | 817.4022 | 811.3853 | 812.9329 | 817.0724 | 812.2785 | 819.4267 | 820.4298 | 814.4914 | 818.039 | 816.3257 | 822.3815 | 820.1996 | 811.9844 | 823.6541 | 815.4528 | 820.3272 | 812.6003 | 818.4836 | 817.271 | 817.0427 | 821.9529 | 819.0608 | 816.0533 | 809.2672 | 821.5359 | 818.8538 | 815.6006 | 812.8234 | 822.5187 | 821.5298 | 817.3838 | 820.359 | 822.0374 | 763.0928 | 811.8037 | 810.2126 | 806.3252 | 815.1711 | 819.9441 | 814.5191 | 805.9824 | 813.1523 | 813.4786 | 813.5298 | 812.5357 | 9.2833 | 805.2655 | 821.3541 | 815.6699 | 815.7213 | 819.8669 | 812.0675 | 822.4434 | 813.7216 | 813.0457 | 813.458 | 815.1099 | 820.6658 | 792.3547 | 814.1789 | 818.3274 | 810.9054 | 816.0332 | 823.2781 | 822.4866 | 818.5332 | 60.3435 | 674.5914 | 816.0426 | 806.9082 | 815.7712 | 809.5893 | 624.6074 | 818.947 | 810.9557 | 817.3262 | 822.6355 | 811.4368 | 818.3581 | 809.7816 | 818.6386 | 811.0004 | 813.4398 | 817.4092 | 813.5982 | 813.2763 | 814.4183 | 809.8889 | 621.89 | 815.546 | 818.853 | 814.6773 | 815.5151 | 814.4986 | 812.5179 | 812.8545 | 784.2874 | 814.2066 | 812.9444 | 817.9716 | 824.0913 | 806.5497 | 817.8222 | 813.9484 | 817.8923 | 811.6737 | 821.8821 | 822.1743 | 815.5127 | 817.0964 | 820.6161 | 817.2734 | 813.7178 | 817.5078 | 810.5696 | 814.6808 | 813.9171 | 814.1981 | 819.3259 | 820.2971 | 815.8833 | 818.7144 | 817.3112 | 815.1807 | 818.0802 | 813.436 | 819.608 | 815.2337 | 820.0765 | 824.5165 | 812.5672 | 813.6041 | 820.1294 | 809.9904 | 815.186 | 819.6986 | 811.586 | 812.4927 | 812.7044 | 822.4715 | 814.3244 | 815.4173 | 813.8141 | 815.1453 | 816.3773 | 814.4608 | 814.6074 | 811.0542 | 811.8511 | 821.7813 | 812.5804 | 812.6851 | 817.227 | 815.1447 | 808.5342 | 821.0918 | 819.5955 | 824.1386 | 813.062 | 814.029 | 818.3488 | 807.7988 | 817.8393 | 822.1874 | 818.8686 | 819.5828 | 811.6862 | 817.72 | 813.5081 | 811.7185 | 820.3472 | 815.3017 | 816.6406 | 818.6163 | 817.1434 | 818.2276 | 811.931 | 816.2477 | 820.4405 | 814.4703 | 817.5276 | 816.9722 | 815.6872 | 804.7553 | 822.2519 | 822.1825 | 813.0355 | 791.2832 | 815.5742 | 818.4798 | 821.5328 | 819.0657 | 811.6726 | 813.5543 | 815.1332 | 794.7483 | 823.5625 | 813.5562 | 814.5131 | 818.1571 | 823.4993 | 812.5455 | 822.9767 | 815.2515 | 814.8657 | 742.9599 | 816.5429 | 812.5204 | 814.5567 | 817.4394 | 813.4292 | 810.4919 | 806.3903 | 818.444 | 817.3783 | 817.2294 | 813.5712 | 821.5333 | 811.7328 | 810.8629 | 819.9979 | 815.2953 | 810.3831 | 816.9347 | 813.8431 | 820.054 | 815.8246 | 813.7335 | 814.7714 | 818.7045 | 816.1026 | 823.2884 | 804.8927 | 820.3622 | 811.6054 | 821.9444 | 813.9453 | 810.0463 | 820.5703 | 814.9591 | 822.3943 | 810.9029 | 816.4914 | 815.0251 | 813.9377 | 813.8589 | 811.7434 | 819.3664 | 811.6856 | 813.5308 | 821.8679 | 761.5965 | 815.467 | 814.7491 | 820.7977 | 819.6315 | 819.9281 | 808.1212 | 817.9985 | 805.9557 | 820.3705 | 753.2431 | 811.6527 | 817.0681 | 821.8549 | 818.4024 | 816.4648 | 747.373 | 766.4097 | 811.2213 | 813.1316 | 813.8273 | 816.951 | 820.4682 | 813.7158 | 819.0044 | 810.6946 | 815.0792 | 812.1835 | 808.5758 | 818.3071 | 816.9833 | 821.3993 | 818.8992 | 800.0157 | 820.5813 | 818.0539 | 815.8499 | 813.4682 | 812.521 | 813.6676 | 814.2648 | 818.4507 | 820.2066 | 819.0403 | 820.2366 | 812.9099 | 813.6659 | 821.9497 | 821.8168 | 816.9631 | 819.1148 | 819.3317 | 813.0491 | 816.1999 | 813.6843 | 816.3198 | 815.4037 | 812.4777 | 810.2356 | 810.1254 | 820.3634 | 817.4882 | 814.513 | 819.2494 | 804.087 | 790.2863 | 817.7232 | 810.9206 | 822.1982 | 813.9378 | 821.5127 | 822.7824 | 817.3918 | 807.9946 | 814.0439 | 816.0671 | 813.7348 | 819.0205 | 822.7429 | 816.2624 | 807.001 | 819.4837 | 542.8962 | 817.3864 | 812.9321 | 69.5272 | 818.9134 | 819.8611 | 694.5816 | 820.0526 | 814.5455 | 810.3594 | 815.2234 | 811.9269 | 806.1243 | 812.2624 | 823.7012 | 821.3566 | 814.0322 | 817.2769 | 811.5512 | 819.8517 | 822.1194 | 817.6775 | 811.9026 | 611.3567 | 812.4898 | 814.6922 | 808.5368 | 650.4732 | 802.5791 | 801.0311 | 821.1186 | 817.2722 | 816.6304 | 816.3244 | 818.7032 | 814.059 | 811.7678 | 790.5222 | 815.4613 | 814.3891 | 813.6678 | 669.6534 | 814.893 | 819.6466 | 822.6612 | 817.7338 | 813.48 | 774.3072 | 812.9259 | 755.286 | 817.1052 | 821.4551 | 779.5047 | 813.9233 | 824.14 | 815.408 | 811.1674 | 814.0075 | 811.8687 | 756.9398 | 816.3254 | 813.2055 | 819.5961 | 816.2562 | 822.4899 | 814.639 | 813.931 | 812.9991 | 807.0466 | 817.2568 | 819.0072 | 817.2909 | 815.3015 | 816.4293 | 820.9883 | 813.8373 | 814.2222 | 812.8994 | 812.4122 | 815.4658 | 811.8564 | 815.4791 | 808.1957 | 814.9803 | 817.9072 | 812.3017 | 817.6027 | 809.9729 | 821.1405 | 814.1743 | 811.1667 | 812.1242 | 817.5548 | 820.304 | 819.1456 | 785.3277 | 810.5139 | 813.9474 | 816.4302 | 820.2489 | 812.2085 | 811.9658 | 817.2106 | 815.5056 | 821.2592 | 810.6283 | 813.9948 | 814.4754 | 813.8235 | 814.7189 | 811.5476 | 815.4494 | 815.0791 | 822.2416 | 822.2421 | 812.4329 | 812.8657 | 816.1017 | 818.6223 | 817.5444 | 814.6553 | 808.7783 | 785.6868 | 815.4996 | 809.1513 | 816.0332 | 814.5561 | 818.8659 | 817.8996 | 821.921 | 821.7298 | 812.2184 | 813.1912 | 811.7798 | 815.433 | 814.8154 | 814.2866 | 816.6083 | 812.7813 | 812.1795 | 816.8744 | 815.8649 | 822.2225 | 808.6507 | 812.8966 | 818.9783 | 821.1406 | 761.3469 | 816.4396 | 821.9178 | 815.0312 | 819.308 | 818.9442 | 813.7751 | 787.598 | 816.9786 | 818.9563 | 805.1823 | 814.6322 | 816.3754 | 797.4624 | 822.2241 | 818.7277 | 813.6741 | 817.9991 | 818.7579 | 812.2018 | 616.3714 | 819.2526 | 816.2596 | 817.3942 | 813.2554 | 821.0795 | 812.6668 | 785.8841 | 820.5074 | 810.2036 | 813.8778 | 775.4529 | 821.6461 | 815.1769 | 817.5986 | 814.1622 | 824.4612 | 818.3967 | 819.4763 | 816.4275 | 803.6287 | 818.9405 | 810.1381 | 818.4316 | 812.6653 | 814.7597 | 810.5199 | 820.5866 | 818.4379 | 674.4515 | 818.8006 | 815.0993 | 812.087 | 808.6164 | 814.4943 | 813.5979 | 822.9069 | 814.171 | 817.6538 | 819.5729 | 821.0807 | 821.7395 | 821.939 | 812.5489 | 816.2764 | 816.3528 | 812.9824 | 815.2126 | 812.0513 | 747.7385 | 819.847 | 812.3513 | 809.8576 | 814.2628 | 813.5655 | 817.3824 | 810.7325 | 813.2806 | 820.7002 | 814.3802 | 820.1782 | 813.6475 | 817.3131 | 815.9151 | 808.1986 | 810.7885 | 816.9561 | 822.5838 | 816.4074 | 813.1115 | 814.2974 | 816.1536 | 819.4345 | 817.7407 | 823.0196 | 815.2449 | 812.1301 | 807.2558 | 815.0001 | 816.9627 | 720.8522 | 278.0239 | 766.0737 | 813.5243 | 813.6746 | 822.3009 | 820.1942 | 808.5319 | 810.2563 | 816.9394 | 817.296 | 817.8961 | 820.048 | 808.8481 | 812.9798 | 812.889 | 813.5196 | 815.8994 | 814.9197 | 818.5077 | 823.9418 | 816.6055 | 796.8892 | 777.4639 | 819.392 | 798.6057 | 816.8229 | 817.1196 | 820.5788 | 818.7553 | 809.5767 | 820.3679 | 703.1174 | 810.2282 | 816.9405 | 811.7005 | 811.4029 | 811.3413 | 809.7314 | 815.5623 | 811.405 | 808.92 | 819.0743 | 812.7715 | 816.672 | 818.8528 | 811.7511 | 812.6636 | 820.5201 | 816.0336 | 812.8007 | 820.796 | 544.9186 | 811.9809 | 811.0066 | 821.1301 | 796.0241 | 820.4988 | 812.3513 | 815.6478 | 814.9654 | 817.2212 | 810.0824 | 437.1852 | 820.2156 | 809.8559 | 812.015 | 818.7653 | 814.2309 | 810.8316 | 817.4833 | 818.8423 | 820.6133 | 814.3777 | 814.0897 | 817.8433 | 815.9806 | 810.1673 | 807.1969 | 815.8734 | 819.9249 | 819.6471 | 816.5373 | 820.0443 | 820.5889 | 815.2753 | 818.2229 | 812.2595 | 811.6646 | 808.2784 | 810.3894 | 814.8136 | 797.2797 | 820.9834 | 824.4101 | 820.6572 | 823.0971 | 806.9922 | 812.2636 | 818.4647 | 814.4318 | 621.2501 | 811.2668 | 815.3512 | 815.7415 | 820.1227 | 813.1026 | 809.5478 | 808.7761 | 805.1678 | 821.43 | 813.4026 | 809.8833 | 815.5154 | 820.5751 | 815.4799 | 817.56 | 811.6296 | 807.41 | 821.2788 | 817.6988 | 818.6039 | 820.8442 | 810.9013 | 817.0652 | 810.8735 | 819.5533 | 817.0557 | 817.6289 | 816.3289 | 822.9081 | 822.5488 | 819.703 | 820.3752 | 818.6012 | 821.3966 | 818.4448 | 818.9715 | 813.7704 | 813.1178 | 756.423 | 810.2275 | 815.8207 | 527.7245 | 804.5894 | 814.7239 | 813.9701 | 811.1233 | 811.2333 | 823.5945 | 816.6438 | 795.4911 | 822.9256 | 814.6277 | 819.4681 | 810.7346 | 819.4028 | 822.1883 | 816.796 | 213.0796 | 816.7843 | 798.8598 | 821.5196 | 822.7531 | 815.129 | 815.6932 | 820.1655 | 813.4297 | 822.5274 | 817.7301 | 820.0859 | 813.677 | 821.8004 | 813.3058 | 822.6957 | 815.83 | 814.3686 | 812.1028 | 815.2597 | 809.908 | 777.3796 | 822.3995 | 813.9795 | 811.4696 | 814.3847 | 811.8257 | 816.0424 | 809.7374 | 819.059 | 775.6295 | 814.0142 | 812.9806 | 810.3998 | 817.597 | 823.234 | 812.0871 | 816.2332 | 809.5836 | 815.5118 | 815.8484 | 822.2919 | 814.7163 | 821.6586 | 813.9362 | 815.2993 | 671.9504 | 810.0258 | 815.1662 | 821.5896 | 817.7034 | 819.4819 | 821.8122 | 815.9943 | 815.0455 | 813.7428 | 814.5046 | 816.6159 | 821.1086 | 821.2145 | 814.9925 | 816.8121 | 815.0191 | 815.3579 | 811.7284 | 821.2394 | 818.1856 | 809.5983 | 812.9596 | 813.7038 | 820.4646 | 817.1547 | 821.3799 | 817.0578 | 813.3699 | 818.6837 | 815.0985 | 818.7385 | 810.0683 | 817.4783 | 812.9047 | 817.1532 | 821.5995 | 811.542 | 813.6922 | 816.6712 | 810.7222 | 817.6824 | 815.7588 | 811.0615 | 815.3782 | 809.9348 | 810.1295 | 816.8359 | 819.3205 | 810.8966 | 819.5793 | 817.2996 | 819.8953 | 816.1315 | 817.7569 | 814.528 | 812.1987 | 812.1365 | 809.4385 | 680.4324 | 821.3763 | 819.8655 | 812.1513 | 822.99 | 819.3515 | 816.0071 | 819.3838 | 821.8505 | 823.034 | 813.1717 | 820.0347 | 816.6776 | 817.5781 | 815.4222 | 810.1464 | 812.0532 | 811.1297 | 819.8126 | 822.7828 | 816.1364 | 758.6255 | 817.7451 | 819.4126 | 816.9069 | 811.5926 | 810.9373 | 820.5847 | 810.3003 | 821.8863 | 818.5571 | 811.6469 | 810.9583 | 819.7424 | 815.561 | 820.5851 | 806.2639 | 816.1295 | 823.0764 | 815.0259 | 776.7064 | 801.6921 | 815.1762 | 763.2831 | 811.5856 | 792.3123 | 795.7286 | 817.6254 | 817.1249 | 816.3072 | 815.5694 | 824.0383 | 822.9034 | 811.7456 | 817.8872 | 817.6778 | 812.4321 | 813.2721 | 815.2841 | 815.7709 | 816.0938 | 821.4011 | 823.4244 | 811.7946 | 770.3707 | 816.2259 | 813.5116 | 807.0025 | 813.0008 | 817.1054 | 811.7169 | 819.1753 | 818.2441 | 817.7009 | 821.0666 | 810.6396 | 817.9139 | 816.2885 | 752.5273 | 809.9453 | 821.5275 | 810.466 | 811.3802 | 817.6819 | 824.4892 | 822.7624 | 822.8434 | 811.9886 | 824.3926 | 815.8721 | 822.4054 | 795.2671 | 818.6416 | 794.5636 | 813.2649 | 454.1788 | 823.0136 | 815.4221 | 811.5242 | 812.6551 | 805.1924 | 815.0055 | 810.8828 | 810.2616 | 816.7654 | 816.6891 | 818.0137 | 780.3636 | 815.1856 | 822.9641 | 821.4406 | 805.7167 | 816.6619 | 811.5705 | 815.8003 | 819.496 | 751.0587 | 819.3596 | 786.9021 | 810.6839 | 808.7874 | 811.6333 | 819.1481 | 816.1398 | 815.6319 | 815.2838 | 815.2932 | 820.1124 | 815.3657 | 818.4972 | 799.3335 | 819.7287 | 806.0133 | 808.5031 | 816.3968 | 637.5289 | 783.8545 | 747.1898 | 820.7599 | 816.119 | 782.3571 | 812.6131 | 823.1954 | 807.9511 | 573.5662 | 816.7285 | 801.6646 | 816.5224 | 817.5497 | 820.5759 | 811.1564 | 813.417 | 811.51 | 822.4167 | 816.7599 | 810.0724 | 812.6564 | 818.0964 | 819.1965 | 814.8487 | 814.543 | 819.0108 | 815.716 | 809.8607 | 801.064 | 794.7764 | 813.4508 | 813.2437 | 814.7595 | 821.0553 | 814.1542 | 817.8594 | 820.3967 | 808.6289 | 811.969 | 823.086 | 814.4753 | 815.7156 | 812.8367 | 817.6252 | 816.2602 | 819.4261 | 821.1161 | 814.7708 | 741.9187 | 821.1938 | 813.4914 | 819.8498 | 814.5563 | 814.5548 | 817.8776 | 815.9905 | 817.9047 | 815.7931 | 796.4929 | 818.7688 | 819.7042 | 820.4904 | 809.3539 | 809.7001 | 822.6586 | 812.5089 | 816.373 | 813.8534 | 816.1001 | 817.7023 | 813.7859 | 815.3105 | 821.5126 | 822.6247 | 816.0747 | 820.9933 | 794.1533 | 817.376 | 817.7416 | 812.2631 | 816.4422 | 822.9265 | 815.1318 | 816.2216 | 811.999 | 817.3042 | 814.4137 | 811.8489 | 815.0785 | 805.8701 | 822.8494 | 811.9602 | 811.959 | 816.2963 | 817.3522 | 819.3687 | 811.203 | 818.6261 | 816.3596 | 811.6126 | 819.6172 | 816.4482 | 813.8078 | 815.2084 | 813.7782 | 810.8535 | 812.9645 | 810.6251 | 819.6562 | 814.0169 | 812.7892 | 818.0464 | 814.3258 | 820.2858 | 820.5259 | 818.0223 | 819.6687 | 820.1792 | 821.6349 | 814.1341 | 813.8847 | 813.1152 | 820.044 | 814.53 | 812.7921 | 812.8437 | 812.7957 | 813.4018 | 745.1122 | 821.5655 | 814.4448 | 784.3492 | 814.5605 | 811.7754 | 807.4304 | 814.2107 | 811.5477 | 801.4629 | 814.1716 | 818.6962 | 821.7766 | 814.4164 | 809.8915 | 812.9788 | 818.7237 | 820.6411 | 811.2248 | 818.5935 | 815.079 | 814.7303 | 816.5621 | 818.9499 | 821.3421 | 814.3399 | 816.8173 | 812.4989 | 816.2835 | 814.3056 | 818.6564 | 818.3932 | 821.417 | 820.7075 | 817.6639 | 816.9068 | 813.4361 | 810.6239 | 804.4566 | 815.1022 | 824.7891 | 820.577 | 795.0986 | 819.7527 | 810.0192 | 820.0216 | 819.8593 | 813.1367 | 813.9272 | 753.6133 | 814.6999 | 822.4386 | 818.0378 | 819.7936 | 815.552 | 814.7576 | 820.6946 | 814.1984 | 817.6713 | 822.3923 | 819.011 | 813.1078 | 796.053 | 820.4137 | 813.7836 | 818.3571 | 820.0275 | 793.7754 | 819.4405 | 819.1769 | 816.3521 | 767.2792 | 819.3349 | 821.306 | 820.0424 | 822.2113 | 812.6221 | 814.1012 | 812.6668 | 820.2428 | 815.5851 | 815.5609 | 817.5851 | 814.6539 | 802.4388 | 814.8016 | 809.9917 | 819.7063 | 813.3935 | 819.4512 | 819.1301 | 811.0814 | 818.3631 | 812.3111 | 819.6843 | 818.8905 | 814.4499 | 813.1927 | 820.7357 | 812.6181 | 811.0895 | 812.1246 | 819.9394 | 812.5216 | 816.8789 | 812.5633 | 809.5802 | 813.965 | 819.978 | 816.2698 | 817.6649 | 818.1494 | 816.09 | 814.8487 | 810.9567 | 818.2134 | 810.2763 | 814.7315 | 820.9789 | 819.7037 | 817.5399 | 822.2947 | 810.043 | 813.2585 | 809.7217 | 812.0258 | 164.3425 | 809.86 | 822.3469 | 816.1705 | 816.1013 | 815.8284 | 818.2263 | 806.5737 | 810.5891 | 819.5279 | 812.9016 | 818.6013 | 818.7364 | 810.4347 | 820.6983 | 816.4707 | 817.9413 | 822.7713 | 821.131 | 811.7856 | 812.827 | 811.9536 | 813.2098 | 806.4024 | 814.26 | 746.4643 | 817.295 | 817.1761 | 794.688 | 814.7907 | 819.6891 | 822.5905 | 792.2763 | 819.5329 | 710.7243 | 814.3021 | 814.2966 | 811.1197 | 819.2324 | 814.9105 | 822.1146 | 817.1168 | 814.2415 | 816.6549 | 816.5019 | 814.7709 | 824.8223 | 810.7439 | 817.4105 | 820.7217 | 813.1787 | 816.0895 | 812.6707 | 640.6167 | 813.0468 | 816.2146 | 814.6393 | 818.4466 | 815.324 | 817.5494 | 818.5788 | 817.9583 | 821.6695 | 802.3696 | 810.5107 | 820.4403 | 815.6918 | 815.4739 | 815.9857 | 814.2353 | 812.1574 | 805.9944 | 821.3699 | 61.8732 | 818.2874 | 819.2103 | 821.278 | 814.0018 | 817.735 | 820.2905 | 824.503 | 817.8535 | 785.6628 | 816.7556 | 821.0164 | 816.1448 | 814.6455 | 802.9723 | 823.4776 | 819.407 | 778.2017 | 813.5685 | 801.6429 | 812.4282 | 817.9322 | 812.2136 | 780.0311 | 820.8299 | 817.9697 | 811.4636 | 811.9894 | 810.6234 | 810.4055 | 813.3089 | 819.7788 | 818.9976 | 822.8879 | 816.5982 | 818.6453 | 720.2118 | 814.8205 | 815.9512 | 821.3981 | 819.4546 | 809.8095 | 812.0963 | 812.1365 | 819.9442 | 814.2035 | 811.4326 | 819.7168 | 810.347 | 816.7423 | 783.6254 | 815.7775 | 814.3018 | 819.6752 | 818.2369 | 816.8644 | 801.0249 | 815.0801 | 818.2297 | 805.4865 | 815.5901 | 811.6935 | 797.9834 | 813.0124 | 821.7768 | 815.1111 | 817.5659 | 694.4814 | 815.1814 | 811.7391 | 817.5173 | 814.6563 | 821.3272 | 694.1195 | 815.2934 | 821.0833 | 812.0394 | 815.2664 | 789.9669 | 820.8693 | 794.57 | 811.3389 | 815.0061 | 816.2467 | 819.8172 | 822.896 | 822.2402 | 821.2265 | 814.6709 | 818.4917 | 817.9707 | 815.6051 | 817.5627 | 811.2469 | 821.7776 | 816.6531 | 816.3794 | 822.0656 | 815.3889 | 806.2429 | 820.1283 | 819.907 | 812.1289 | 812.1348 | 733.9841 | 821.0221 | 819.5344 | 816.7857 | 816.3373 | 818.4588 | 816.5034 | 821.4663 | 813.3374 | 814.7794 | 817.0755 | 816.8019 | 813.233 | 817.3318 | 820.409 | 809.6555 | 822.4068 | 809.8764 | 812.3182 | 818.058 | 818.4849 | 811.1716 | 818.8946 | 809.6804 | 818.1237 | 815.231 | 811.5548 | 810.4695 | 819.0753 | 819.9392 | 822.4339 | 820.2591 | 758.7735 | 820.7116 | 814.0388 | 810.6818 | 818.7985 | 812.5516 | 819.5659 | 816.2551 | 818.4663 | 820.9774 | 812.5116 | 813.884 | 819.481 | 816.8833 | 814.8432 | 816.2646 | 818.0898 | 814.2908 | 809.5207 | 805.7142 | 820.8999 | 804.6589 | 821.5377 | 813.1845 | 819.4735 | 817.8795 | 822.4304 | 802.4509 | 822.5082 | 816.1733 | 817.6298 | 808.6501 | 812.4148 | 811.5198 | 814.9719 | 775.1279 | 815.6308 | 812.4803 | 809.3168 | 814.5824 | 816.4831 | 815.4229 | 813.9499 | 813.8411 | 813.8293 | 811.7545 | 819.7435 | 817.03 | 818.5851 | 814.1828 | 813.2252 | 819.4317 | 821.9842 | 817.3 | 821.7627 | 819.4832 | 820.2891 | 813.7547 | 810.7937 | 813.7117 | 819.7409 | 806.459 | 812.4714 | 817.4834 | 817.4343 | 797.2959 | 815.8083 | 809.6872 | 811.6815 | 679.2864 | 809.435 | 814.9971 | 814.2468 | 816.8068 | 821.0712 | 816.569 | 788.2634 | 813.1735 | 819.9314 | 818.8106 | 813.0657 | 812.004 | 820.91 | 821.861 | 822.4498 | 742.3311 | 813.6868 | 723.2787 | 814.9732 | 818.7703 | 814.2214 | 655.9393 | 813.088 | 797.5501 | 818.6367 | 813.3666 | 819.7787 | 813.1098 | 813.2058 | 812.1334 | 807.2373 | 810.6218 | 796.2436 | 814.4036 | 810.2725 | 819.7919 | 815.0175 | 814.1893 | 818.6176 | 805.7853 | 817.5782 | 811.4293 | 813.3346 | 813.5126 | 818.1988 | 807.7723 | 813.2981 | 815.19 | 818.2787 | 810.3495 | 812.997 | 811.698 | 820.3248 | 821.5392 | 811.8168 | 818.4745 | 812.2325 | 812.6247 | 812.9712 | 812.9847 | 816.018 | 819.8411 | 809.8468 | 813.7135 | 816.5995 | 813.2695 | 811.7687 | 809.6329 | 812.7305 | 812.3966 | 821.7778 | 813.9535 | 814.4937 | 811.6494 | 819.1818 | 791.1829 | 817.7692 | 820.9766 | 815.2944 | 812.2301 | 817.8078 | 819.1254 | 816.8613 | 821.768 | 811.8931 | 823.2662 | 810.0523 | 816.2686 | 815.4043 | 817.8629 | 812.2047 | 818.2042 | 791.1134 | 809.9139 | 815.7143 | 811.6445 | 812.8214 | 816.1417 | 820.1072 | 690.5516 | 571.2524 | 821.3688 | 819.0251 | 816.8419 | 823.0499 | 810.1974 | 818.9389 | 821.4908 | 819.4819 | 803.5993 | 811.839 | 814.913 | 821.6634 | 813.5912 | 821.8723 | 811.6084 | 813.9987 | 810.3646 | 819.5275 | 820.7205 | 816.3664 | 815.5053 | 816.3193 | 809.8114 | 801.812 | 815.702 | 810.3349 | 815.6143 | 803.6279 | 818.6066 | 810.7098 | 814.5269 | 819.449 | 816.3701 | 720.5103 | 801.7223 | 812.6923 | 807.1038 | 816.6396 | 818.7117 | 820.4859 | 802.1961 | 811.6226 | 814.2032 | 817.4621 | 820.3747 | 813.9693 | 822.5315 | 810.4525 | 815.3214 | 812.0162 | 813.8362 | 815.6472 | 792.6947 | 810.6579 | 820.8976 | 814.9009 | 810.6897 | 171.5806 | 812.908 | 810.8414 | 813.1859 | 821.8715 | 820.1388 | 814.2927 | 822.4601 | 811.0677 | 816.4162 | 815.602 | 16.3287 | 813.3195 | 809.5252 | 810.5213 | 814.5793 | 818.3864 | 817.5633 | 814.064 | 811.9847 | 822.0872 | 805.8282 | 813.2183 | 817.3469 | 784.9133 | 812.5527 | 813.0668 | 812.1741 | 822.3108 | 823.0526 | 819.8944 | 817.4796 | 812.0996 | 818.1243 | 819.9463 | 813.4895 | 821.9247 | 818.9158 | 819.9517 | 813.5313 | 816.1262 | 807.4282 | 817.5787 | 810.0879 | 814.0379 | 815.7893 | 188.7144 | 811.7148 | 816.8482 | 821.9827 | 810.551 | 816.4791 | 823.2931 | 810.8513 | 810.6763 | 813.7837 | 822.2185 | 820.8709 | 821.7415 | 810.6491 | 816.8732 | 814.4396 | 818.6789 | 819.4945 | 811.4038 | 811.5777 | 264.3653 | 815.9523 | 809.9622 | 813.7837 | 820.9194 | 813.7463 | 810.152 | 809.2273 | 813.2105 | 818.4252 | 601.4233 | 815.425 | 819.7382 | 799.8316 | 820.5418 | 819.3186 | 814.9921 | 810.5826 | 815.403 | 818.5202 | 813.0981 | 811.7858 | 813.2937 | 820.3344 | 784.8389 | 820.2987 | 815.9434 | 809.4219 | 814.9407 | 816.6612 | 821.1354 | 812.0304 | 813.5466 | 819.1802 | 816.0165 | 816.0279 | 824.1929 | 814.1607 | 821.8725 | 813.046 | 814.0715 | 812.5253 | 814.0523 | 815.9137 | 818.0563 | 794.9121 | 813.4414 | 818.4501 | 818.8883 | 78.6217 | 817.358 | 820.722 | 813.0374 | 816.0701 | 821.8201 | 812.5321 | 814.1028 | 817.9407 | 812.9502 | 774.2531 | 812.9728 | 811.601 | 818.7117 | 822.5833 | 812.9541 | 820.4864 | 814.3421 | 820.9139 | 817.9406 | 817.3796 | 815.6134 | 817.6665 | 816.4628 | 794.0804 | 797.1575 | 812.2229 | 814.5907 | 811.4291 | 813.3953 | 795.4475 | 810.0654 | 813.1245 | 815.099 | 808.9682 | 822.4002 | 821.0775 | 814.3799 | 821.76 | 797.2575 | 819.9086 | 811.5677 | 780.405 | 820.7451 | 810.2159 | 810.2707 | 819.9634 | 822.7018 | 812.5004 | 810.5177 | 822.178 | 816.5695 | 821.5363 | 814.36 | 816.6907 | 816.4439 | 818.465 | 816.3634 | 812.9597 | 814.4129 | 806.4423 | 814.3039 | 823.4355 | 809.7539 | 809.5433 | 812.2069 | 808.2751 | 813.6399 | 817.6178 | 816.3117 | 767.9024 | 816.5515 | 818.6534 | 797.1861 | 814.6396 | 818.7592 | 664.1073 | 817.9851 | 811.2753 | 811.6167 | 807.4673 | 669.5744 | 820.2582 | 815.6702 | 814.1149 | 815.3754 | 813.351 | 821.6602 | 818.6713 | 813.453 | 815.2497 | 795.9241 | 809.1545 | 823.1085 | 810.4303 | 820.8421 | 819.5397 | 817.2957 | 817.3338 | 822.0322 | 812.546 | 808.5099 | 823.0112 | 823.4325 | 812.1657 | 823.1128 | 813.4818 | 819.8469 | 815.9302 | 815.0315 | 821.3241 | 817.3487 | 816.2288 | 811.296 | 814.5058 | 818.6007 | 822.9249 | 818.3161 | 816.3201 | 818.584 | 822.8082 | 810.6363 | 816.3852 | 823.7251 | 813.1995 | 811.9051 | 815.7316 | 814.201 | 821.3612 | 809.5799 | 822.5673 | 817.9088 | 812.0419 | 815.2249 | 821.022 | 816.9363 | 813.1231 | 808.9451 | 820.3347 | 817.9699 | 817.9544 | 818.1179 | 822.4189 | 813.5555 | 820.2674 | 810.0479 | 785.6424 | 811.6762 | 777.6627 | 811.3909 | 817.6734 | 811.3003 | 810.741 | 808.4769 | 817.9434 | 806.3048 | 819.7179 | 421.5504 | 819.2294 | 815.7518 | 821.7674 | 819.2179 | 811.5 | 810.657 | 815.0982 | 812.4046 | 823.3693 | 821.4436 | 814.8313 | 818.604 | 813.1248 | 814.9911 | 814.7056 | 817.7497 | 809.4659 | 819.0352 | 820.0346 | 813.0133 | 821.1451 | 821.0684 | 809.6212 | 815.4303 | 822.7634 | 819.9058 | 820.1866 | 817.5656 | 812.3698 | 812.6375 | 815.6055 | 821.2147 | 811.1953 | 817.1274 | 814.2841 | 816.4877 | 810.4178 | 814.951 | 814.0723 | 822.0492 | 822.9647 | 769.439 | 817.1468 | 818.3655 | 809.9735 | 813.9333 | 364.5138 | 822.7268 | 818.028 | 812.0896 | 813.6004 | 810.4806 | 470.4048 | 812.4749 | 812.4398 | 718.0365 | 816.0429 | 810.7481 | 814.0257 | 818.5519 | 817.6748 | 819.8105 | 817.353 | 817.5161 | 810.9037 | 816.491 | 810.3683 | 807.7653 | 818.118 | 819.4283 | 810.7472 | 816.0219 | 817.9488 | 813.6776 | 813.4567 | 818.4431 | 821.6596 | 816.8634 | 821.9965 | 820.1205 | 819.2185 | 813.8839 | 819.0168 | 810.9932 | 820.3833 | 810.4978 | 820.0406 | 811.4902 | 815.0186 | 816.1549 | 811.4702 | 814.6532 | 810.5447 | 812.0402 | 815.4972 | 812.7905 | 822.9862 | 816.4573 | 813.184 | 818.3 | 816.5759 | 803.1281 | 821.799 | 820.3653 | 818.3965 | 818.5289 | 809.0541 | 821.1611 | 810.7448 | 824.4304 | 815.0498 | 810.0338 | 816.2497 | 823.0947 | 307.6986 | 810.5665 | 807.7173 | 819.0457 | 818.7705 | 816.1394 | 817.3144 | 819.1607 | 815.8131 | 811.6375 | 814.3377 | 818.7607 | 815.7601 | 812.2546 | 813.0564 | 814.2499 | 821.6162 | 809.6026 | 822.9213 | 822.3862 | 794.3993 | 809.9312 | 816.3799 | 815.6308 | 818.3986 | 817.6911 | 816.5884 | 674.0977 | 819.3032 | 816.7438 | 807.0207 | 816.14 | 819.1757 | 809.5913 | 812.5873 | 817.1072 | 818.5184 | 571.9041 | 819.8198 | 814.5441 | 818.892 | 820.6203 | 813.5548 | 819.2186 | 813.771 | 810.0602 | 820.688 | 805.5385 | 820.967 | 811.4273 | 810.6127 | 822.9072 | 790.6173 | 818.6974 | 769.5287 | 813.3102 | 810.0455 | 816.6427 | 819.9412 | 814.8852 | 821.2266 | 820.1825 | 810.2219 | 821.7644 | 813.0991 | 811.0058 | 824.2617 | 820.8207 | 814.7417 | 813.5797 | 807.5092 | 814.8938 | 816.0053 | 820.4418 | 815.0667 | 817.6145 | 820.2127 | 817.9567 | 817.194 | 815.1614 | 637.6802 | 816.7803 | 818.7849 | 809.6526 | 819.0175 | 820.4159 | 814.9433 | 815.9527 | 815.2602 | 813.942 | 813.1673 | 812.9095 | 821.6995 | 813.3084 | 823.4611 | 812.4457 | 811.9208 | 816.8618 | 813.7296 | 807.965 | 816.4467 | 815.9316 | 810.575 | 815.5752 | 822.8139 | 814.1898 | 814.688 | 824.2828 | 822.6375 | 823.2746 | 818.6596 | 819.6058 | 821.7984 | 816.0737 | 815.3462 | 817.9989 | 817.5263 | 820.3053 | 812.4359 | 819.403 | 666.3102 | 821.1158 | 814.7081 | 820.2384 | 818.8268 | 812.5366 | 819.6493 | 820.7199 | 816.1322 | 818.1365 | 778.2356 | 813.8234 | 823.473 | 819.9312 | 815.9281 | 811.9116 | 819.6047 | 822.5601 | 812.6321 | 815.7764 | 821.5036 | 817.2323 | 815.4577 | 821.3198 | 812.0588 | 812.8358 | 817.8817 | 813.5498 | 813.5813 | 820.8639 | 816.4939 | 812.4764 | 819.022 | 811.8962 | 816.9105 | 814.4132 | 822.815 | 799.9367 | 815.5817 | 814.2023 | 815.4208 | 818.5355 | 814.3467 | 815.5314 | 821.818 | 819.2336 | 816.3815 | 810.26 | 807.2732 | 819.4325 | 811.5553 | 798.9955 | 815.7916 | 819.138 | 819.6286 | 816.8931 | 818.7392 | 821.5744 | 816.7719 | 814.7695 | 809.6989 | 813.5278 | 809.0558 | 822.5894 | 816.3519 | 814.8474 | 811.0455 | 815.9373 | 817.819 | 815.2455 | 812.2403 | 816.0262 | 819.538 | 806.4696 | 810.0234 | 820.7996 | 632.8963 | 812.4905 | 819.856 | 812.0087 | 813.921 | 820.5302 | 811.9678 | 817.5688 | 816.3238 | 817.5102 | 812.1724 | 812.3815 | 824.1302 | 811.9503 | 819.4022 | 762.075 | 821.1848 | 817.0895 | 812.3885 | 813.713 | 821.0633 | 773.6026 | 817.0837 | 383.522 | 814.6895 | 813.0174 | 817.9675 | 821.3702 | 817.0884 | 821.6179 | 816.6517 | 819.2048 | 816.2846 | 812.6609 | 817.0764 | 811.6249 | 820.9603 | 657.8297 | 818.6605 | 818.7405 | 815.6902 | 813.7188 | 812.9289 | 818.5819 | 817.635 | 803.349 | 819.4606 | 810.862 | 816.014 | 811.115 | 705.5969 | 819.9657 | 812.3473 | 813.4262 | 813.3679 | 812.5665 | 813.5542 | 816.2561 | 811.066 | 813.6812 | 812.9507 | 820.5967 | 815.0488 | 820.1277 | 818.752 | 816.048 | 812.9839 | 821.8628 | 760.2404 | 812.1962 | 813.0927 | 122.8822 | 761.2447 | 813.7418 | 822.807 | 782.0273 | 819.6867 | 819.0015 | 822.7803 | 815.6149 | 810.8826 | 791.5442 | 819.1128 | 815.3777 | 811.945 | 812.989 | 822.23 | 817.9776 | 812.3246 | 811.6682 | 813.5612 | 810.4749 | 819.7723 | 817.2645 | 818.8739 | 813.7285 | 810.1202 | 819.2655 | 816.2221 | 813.0743 | 822.9667 | 813.864 | 804.9341 | 808.9543 | 817.2512 | 819.3137 | 711.9268 | 814.5736 | 813.0732 | 810.0292 | 814.8001 | 511.7616 | 813.0334 | 816.537 | 819.5453 | 814.1747 | 822.59 | 822.2237 | 817.6258 | 818.9947 | 819.5615 | 810.2756 | 816.1279 | 810.44 | 814.7523 | 814.2179 | 820.1628 | 820.0756 | 812.7831 | 700.4464 | 817.7281 | 816.1096 | 818.0301 | 812.3072 | 813.5753 | 816.1482 | 814.1575 | 819.8966 | 814.6444 | 810.4036 | 815.8942 | 817.6495 | 766.9808 | 818.6673 | 813.8558 | 818.222 | 820.4256 | 817.951 | 815.9318 | 204.1617 | 809.6021 | 810.9442 | 813.565 | 813.8958 | 817.6243 | 815.4347 | 823.6687 | 811.595 | 810.1296 | 812.6737 | 814.613 | 812.9576 | 814.1237 | 814.8712 | 794.2004 | 816.85 | 818.5381 | 812.0566 | 818.0385 | 814.1537 | 819.7419 | 812.9581 | 813.7268 | 821.9576 | 813.0511 | 817.9487 | 813.0176 | 819.3909 | 813.8944 | 820.814 | 815.743 | 814.7555 | 820.7806 | 822.8384 | 819.1358 | 818.9419 | 817.7405 | 576.111 | 818.4319 | 818.8345 | 814.8916 | 814.0493 | 811.1938 | 814.8503 | 815.0569 | 821.8858 | 816.0253 | 819.7965 | 805.9494 | 813.3477 | 812.5228 | 807.5903 | 820.0389 | 822.6649 | 815.0864 | 446.7793 | 815.6949 | 817.6978 | 817.2782 | 749.8619 | 816.4573 | 815.4613 | 755.0188 | 815.6502 | 817.418 | 820.7624 | 815.6573 | 815.6564 | 815.2226 | 810.5832 | 813.0125 | 814.5153 | 815.5191 | 819.416 | 816.594 | 821.3869 | 808.6428 | 807.0574 | 815.4863 | 819.0748 | 814.0705 | 792.132 | 812.9246 | 813.5012 | 811.2501 | 820.6751 | 810.2558 | 819.7388 | 820.5388 | 814.0396 | 815.17 | 810.6354 | 747.2849 | 816.1374 | 808.8205 | 758.8664 | 820.89 | 811.6596 | 810.4396 | 815.8881 | 818.4429 | 808.1741 | 821.1809 | 813.3408 | 811.7986 | 824.1766 | 815.099 | 809.0087 | 739.2512 | 815.4478 | 816.1297 | 820.7949 | 816.3503 | 806.6634 | 816.4183 | 817.3651 | 816.4991 | 810.1427 | 819.0705 | 814.1335 | 810.0829 | 816.7423 | 821.0629 | 818.0409 | 811.9665 | 808.8517 | 812.7995 | 821.3091 | 816.7352 | 818.5454 | 818.3646 | 822.6789 | 817.7555 | 818.4569 | 816.4863 | 815.5292 | 819.4343 | 819.4263 | 814.0696 | 817.2333 | 818.8856 | 817.1349 | 816.0877 | 819.8889 | 822.5668 | 818.4664 | 822.7364 | 818.8831 | 811.9385 | 809.3879 | 813.6907 | 809.7992 | 816.1987 | 819.3258 | 821.2052 | 812.747 | 823.1193 | 815.7585 | 811.4994 | 812.4662 | 814.9885 | 816.3653 | 820.6232 | 812.4142 | 821.4894 | 231.289 | 817.2547 | 818.9752 | 813.3738 | 820.0358 | 821.2304 | 808.6341 | 816.2656 | 809.8021 | 813.8333 | 815.0067 | 812.6949 | 815.0517 | 811.484 | 806.7233 | 815.335 | 822.2129 | 819.959 | 821.008 | 812.2471 | 823.4781 | 818.6234 | 822.3184 | 817.9637 | 823.1081 | 794.5438 | 810.7624 | 507.5962 | 819.4185 | 812.3981 | 808.1454 | 811.3027 | 814.3758 | 818.3178 | 810.8607 | 806.2848 | 821.6797 | 50.5289 | 811.171 | 780.4388 | 820.6497 | 807.5843 | 817.3097 | 823.3482 | 811.9184 | 817.5106 | 816.9966 | 814.1912 | 812.0312 | 821.5181 | 811.0364 | 813.3731 | 811.7137 | 813.0634 | 822.2732 | 812.8541 | 821.8413 | 825.7483 | 816.0695 | 821.87 | 822.1199 | 818.4233 | 821.293 | 814.3171 | 811.327 | 808.3456 | 816.5086 | 823.5468 | 813.724 | 792.2429 | 814.8071 | 822.6613 | 815.5559 | 814.7178 | 813.9655 | 822.2268 | 819.2826 | 819.5412 | 817.7919 | 646.7995 | 819.8608 | 813.8037 | 811.8236 | 821.6444 | 810.4542 | 804.9072 | 812.5943 | 819.3389 | 812.7213 | 821.8663 | 821.5742 | 815.5599 | 814.6029 | 808.9249 | 824.0784 | 809.6831 | 821.712 | 814.6703 | 811.9532 | 814.9225 | 817.3524 | 817.9894 | 820.1114 | 819.4629 | 809.8334 | 807.6335 | 819.5137 | 820.8513 | 815.899 | 812.2355 | 820.6117 | 821.0333 | 821.4685 | 59.0643 | 814.2167 | 816.0415 | 818.458 | 815.0888 | 643.7325 | 816.4746 | 810.2494 | 823.6523 | 816.3216 | 811.6322 | 807.7737 | 812.4482 | 813.7195 | 821.5627 | 812.7135 | 811.5418 | 816.0095 | 823.0535 | 785.3954 | 813.9388 | 811.1337 | 815.957 | 812.8951 | 817.9009 | 816.8745 | 818.1478 | 813.1355 | 819.4471 | 811.0206 | 779.6907 | 821.1767 | 815.5328 | 816.1751 | 810.1195 | 808.413 | 812.5044 | 818.7643 | 814.7129 | 818.3915 | 816.2268 | 819.2257 | 814.447 | 821.8633 | 810.7323 | 811.0326 | 818.6661 | 813.4011 | 820.7106 | 817.9192 | 820.8806 | 821.4022 | 822.3712 | 812.7879 | 810.0118 | 821.7948 | 816.8339 | 812.0597 | 784.6996 | 813.3423 | 820.8344 | 811.3931 | 821.6582 | 762.6273 | 819.0926 | 821.3304 | 812.6624 | 814.158 | 818.1012 | 816.6075 | 817.8752 | 812.5846 | 449.2365 | 816.938 | 813.9737 | 817.2019 | 821.8464 | 814.8164 | 810.6244 | 812.3488 | 745.8731 | 822.5563 | 816.7652 | 820.1703 | 819.9868 | 817.5536 | 815.6622 | 815.2106 | 473.414 | 821.1267 | 817.9775 | 813.2585 | 815.21 | 821.3179 | 818.9234 | 818.0289 | 814.0512 | 815.2049 | 812.0405 | 813.2462 | 818.9807 | 820.8133 | 815.7541 | 820.041 | 813.5089 | 813.319 | 814.5224 | 825.2846 | 364.7165 | 816.3868 | 791.3846 | 819.0802 | 817.0051 | 820.7703 | 748.742 | 813.839 | 811.1536 | 813.6174 | 715.6294 | 814.6682 | 818.3575 | 726.1262 | 814.7163 | 816.0876 | 819.7097 | 811.7587 | 812.9492 | 794.2523 | 814.3519 | 821.5804 | 810.1225 | 821.8456 | 815.9384 | 819.0557 | 822.8871 | 823.5963 | 818.7186 | 819.9104 | 816.9698 | 818.776 | 812.4037 | 817.7529 | 818.3689 | 811.4191 | 814.2383 | 818.484 | 809.8723 | 809.1827 | 814.8978 | 815.0842 | 817.0812 | 822.3008 | 811.6131 | 813.9385 | 817.7442 | 812.9606 | 813.8015 | 814.096 | 812.785 | 818.9669 | 809.0824 | 820.0245 | 809.0845 | 739.9538 | 813.5623 | 810.4416 | 809.7262 | 813.0397 | 811.2297 | 810.5177 | 821.452 | 820.6677 | 816.0143 | 820.7332 | 814.8175 | 817.2207 | 816.5472 | 821.3691 | 813.2807 | 818.5362 | 777.6483 | 800.701 | 798.2655 | 820.2787 | 809.8813 | 819.3917 | 776.1081 | 822.603 | 814.5559 | 817.5532 | 806.0348 | 820.2606 | 815.4039 | 813.9732 | 821.9754 | 813.3014 | 814.0292 | 811.8473 | 811.6648 | 770.7547 | 822.1626 | 821.4509 | 806.0802 | 819.7391 | 821.2084 | 813.5351 | 822.051 | 819.1853 | 795.9612 | 818.0512 | 748.5477 | 821.4047 | 811.8571 | 819.4306 | 814.5247 | 795.4353 | 816.6949 | 813.7479 | 817.7046 | 820.3435 | 821.6856 | 813.2471 | 812.6144 | 816.0795 | 817.1815 | 812.548 | 808.9274 | 816.5008 | 813.5557 | 816.3363 | 809.8524 | 752.8592 | 818.1705 | 815.7458 | 816.1955 | 821.594 | 812.5349 | 819.4786 | 815.3964 | 817.3691 | 805.1502 | 818.4702 | 815.325 | 815.932 | 824.8 | 816.943 | 294.0569 | 812.0414 | 818.8748 | 812.0744 | 817.1558 | 554.6805 | 818.6469 | 819.4594 | 810.6251 | 812.0568 | 812.2382 | 816.7666 | 815.5899 | 814.4036 | 813.2907 | 820.7215 | 811.811 | 810.3815 | 819.3775 | 600.8825 | 813.5788 | 782.9711 | 784.6605 | 812.5363 | 813.4891 | 813.7185 | 815.0323 | 821.5139 | 810.9891 | 810.6921 | 820.5784 | 812.8941 | 818.1995 | 814.4277 | 808.3876 | 814.5779 | 813.1894 | 819.3429 | 823.1177 | 818.2581 | 820.3788 | 811.8258 | 822.3121 | 806.488 | 818.8865 | 823.1509 | 822.4423 | 817.5408 | 815.3949 | 812.1059 | 817.297 | 816.8457 | 820.6795 | 810.5039 | 817.3358 | 815.1802 | 816.5796 | 811.8633 | 811.0372 | 820.2384 | 817.3483 | 820.1799 | 810.7097 | 812.2632 | 817.4059 | 815.1939 | 726.2526 | 813.3044 | 816.3411 | 815.926 | 810.2071 | 813.7108 | 811.3927 | 818.4873 | 817.573 | 812.8086 | 813.1256 | 805.1298 | 812.8096 | 812.0793 | 805.9603 | 813.4335 | 565.6021 | 814.1015 | 819.934 | 822.2471 | 814.9951 | 813.4083 | 822.2525 | 818.0794 | 819.5904 | 680.2203 | 817.567 | 814.1774 | 811.6753 | 818.0455 | 291.1238 | 817.2754 | 819.357 | 820.5291 | 809.9929 | 816.2848 | 821.6211 | 756.4099 | 811.5449 | 811.555 | 816.3968 | 810.5053 | 820.086 | 818.3545 | 815.616 | 818.9768 | 811.6191 | 815.8393 | 816.393 | 816.9563 | 812.9828 | 781.9131 | 821.7351 | 816.5191 | 821.3058 | 811.4598 | 817.2409 | 822.847 | 814.0422 | 807.6958 | 813.2089 | 822.3556 | 816.8482 | 809.4641 | 816.1022 | 820.4137 | 813.3015 | 813.8871 | 815.739 | 817.4965 | 811.9821 | 818.0205 | 820.6473 | 808.3382 | 811.868 | 816.4062 | 814.752 | 814.3247 | 814.7048 | 818.4716 | 812.6485 | 809.2082 | 815.6379 | 812.8611 | 812.9875 | 810.1912 | 816.7686 | 811.9574 | 814.8335 | 822.9547 | 813.4659 | 812.0348 | 812.1484 | 571.8786 | 819.1792 | 817.3366 | 817.054 | 812.9972 | 752.0882 | 818.7077 | 579.4335 | 813.9029 | 822.8634 | 811.6003 | 821.1331 | 807.5076 | 817.1658 | 810.4364 | 312.7297 | 740.8746 | 819.4108 | 822.127 | 815.5662 | 818.149 | 810.5384 | 807.3782 | 814.2402 | 816.8498 | 672.1727 | 823.8471 | 818.5612 | 815.4453 | 821.0417 | 818.858 | 811.1951 | 821.3571 | 815.7327 | 815.0117 | 812.2438 | 813.6912 | 814.7048 | 816.3791 | 810.0865 | 821.2333 | 810.3319 | 790.4158 | 822.4193 | 814.5731 | 811.5638 | 821.0668 | 812.0531 | 823.8726 | 810.4257 | 819.2765 | 753.4388 | 819.7751 | 816.8513 | 817.0405 | 818.017 | 815.368 | 822.599 | 819.7095 | 808.3307 | 818.5455 | 810.9466 | 812.2657 | 814.4416 | 821.0281 | 823.1352 | 818.1239 | 815.1455 | 817.2526 | 812.4682 | 816.0589 | 813.7502 | 805.0515 | 812.2039 | 810.0351 | 819.995 | 808.1186 | 816.1726 | 819.9747 | 814.9287 | 812.1533 | 813.2769 | 819.6285 | 811.3996 | 812.596 | 812.2594 | 811.7042 | 809.7816 | 812.2448 | 816.8629 | 812.3731 | 765.3112 | 815.816 | 818.1314 | 816.446 | 811.1753 | 818.9202 | 813.0057 | 817.8276 | 816.0322 | 822.9789 | 820.4651 | 813.328 | 816.7446 | 812.2828 | 816.5506 | 820.9397 | 814.6703 | 823.5023 | 814.1102 | 819.2711 | 816.5592 | 818.2187 | 816.1782 | 818.2546 | 816.4356 | 821.4806 | 814.3594 | 818.5965 | 824.0116 | 820.4688 | 810.7286 | 812.6525 | 812.7412 | 59.6969 | 811.9818 | 814.5285 | 815.3529 | 823.5036 | 812.303 | 812.2493 | 809.5928 | 804.6299 | 822.6253 | 810.7294 | 816.0078 | 816.956 | 820.0276 | 818.195 | 819.0758 | 809.8664 | 819.1323 | 815.458 | 816.2345 | 810.9113 | 819.953 | 815.6669 | 799.9292 | 816.5886 | 817.9721 | 813.8293 | 822.9137 | 816.7141 | 813.374 | 811.683 | 799.7063 | 815.4871 | 812.638 | 812.6818 | 813.9872 | 814.9635 | 819.2399 | 822.1429 | 799.1788 | 819.0349 | 819.2141 | 812.6468 | 814.3686 | 815.1898 | 818.2445 | 820.3055 | 823.863 | 818.9012 | 812.8837 | 802.2042 | 816.7014 | 804.4004 | 818.2519 | 813.8748 | 821.4669 | 810.5075 | 817.5489 | 814.4831 | 822.5837 | 816.5652 | 812.6269 | 815.8893 | 819.9229 | 818.0795 | 820.2927 | 821.4359 | 810.1223 | 812.4478 | 822.6868 | 815.0213 | 814.5708 | 813.4408 | 818.004 | 812.1336 | 818.8352 | 820.4168 | 811.0816 | 812.4105 | 818.359 | 819.9614 | 814.4822 | 807.8216 | 811.1941 | 812.5603 | 818.7238 | 820.5614 | 811.6207 | 819.7073 | 807.4852 | 817.2354 | 812.3856 | 810.422 | 819.6957 | 819.189 | 814.4069 | 821.2933 | 817.3482 | 815.0614 | 813.5924 | 815.1007 | 809.9881 | 816.1817 | 816.797 | 814.8923 | 817.349 | 815.6205 | 822.5556 | 810.9158 | 809.538 | 811.734 | 812.0508 | 473.0773 | 820.4675 | 810.3277 | 821.5157 | 818.9186 | 822.2848 | 816.0593 | 813.9255 | 809.9381 | 813.2044 | 814.1728 | 812.0015 | 817.8641 | 811.1573 | 821.0384 | 813.2233 | 812.7899 | 809.0984 | 821.0686 | 809.7664 | 813.664 | 814.0796 | 810.8634 | 822.3433 | 817.8731 | 815.885 | 821.7787 | 818.8497 | 812.9993 | 808.9046 | 817.8953 | 821.3083 | 818.317 | 812.6289 | 813.8568 | 822.0903 | 807.6891 | 808.1306 | 818.441 | 818.3549 | 813.1591 | 815.4599 | 814.5158 | 814.5697 | 814.9015 | 822.3624 | 822.416 | 821.6474 | 816.3314 | 814.2562 | 806.3027 | 819.5803 | 809.2908 | 811.3515 | 815.2472 | 814.7174 | 809.3932 | 812.3118 | 810.8906 | 818.9578 | 816.8595 | 770.0587 | 812.5563 | 822.376 | 815.6614 | 819.5486 | 814.1002 | 812.9198 | 814.245 | 810.9656 | 814.6202 | 816.7914 | 816.2752 | 817.7927 | 813.7333 | 813.357 | 802.2716 | 815.4883 | 813.0828 | 809.4108 | 818.9292 | 820.2648 | 807.1712 | 629.7091 | 821.3234 | 812.9808 | 813.7699 | 815.533 | 817.4602 | 807.9007 | 810.275 | 807.3217 | 822.7909 | 810.6152 | 816.8151 | 806.6094 | 821.3014 | 819.0069 | 816.5141 | 819.0551 | 822.1901 | 821.5004 | 815.6005 | 809.318 | 730.2475 | 822.0264 | 818.8082 | 819.32 | 820.323 | 816.9345 | 816.7665 | 821.6108 | 814.3942 | 814.5746 | 817.2216 | 812.6654 | 822.6195 | 815.7234 | 815.6481 | 812.7895 | 816.4196 | 817.7692 | 810.6667 | 820.1349 | 514.3261 | 805.1582 | 812.2977 | 812.9041 | 823.4313 | 808.6354 | 808.9079 | 819.5849 | 811.5094 | 815.6072 | 823.7905 | 818.0635 | 816.9854 | 815.6988 | 491.6052 | 821.531 | 822.003 | 808.7118 | 823.9901 | 816.2786 | 814.5436 | 816.9463 | 820.8813 | 811.4597 | 812.792 | 814.8679 | 627.6278 | 821.471 | 820.7924 | 821.1132 | 817.547 | 812.4979 | 824.4567 | 816.6379 | 785.5913 | 815.5003 | 811.5953 | 812.6102 | 714.8626 | 814.3962 | 818.2337 | 812.6771 | 817.2615 | 812.5324 | 821.4923 | 786.5963 | 813.0115 | 816.5548 | 814.0402 | 813.8469 | 794.8288 | 814.356 | 810.3074 | 810.1282 | 813.6173 | 820.8365 | 814.2101 | 815.3463 | 811.1112 | 812.14 | 812.188 | 797.3045 | 815.3568 | 816.2843 | 822.491 | 817.6449 | 809.637 | 823.1939 | 470.1349 | 819.628 | 811.5045 | 813.332 | 807.8642 | 820.1534 | 814.9066 | 807.1751 | 808.1278 | 779.8779 | 804.3475 | 711.0362 | 812.7764 | 819.3933 | 818.4209 | 815.7725 | 819.3895 | 803.972 | 811.8157 | 811.7108 | 813.2376 | 816.5337 | 812.6339 | 819.8852 | 813.7587 | 822.4984 | 816.9082 | 812.7706 | 819.9444 | 820.0639 | 823.7008 | 811.6201 | 809.2532 | 820.4205 | 810.5092 | 816.3072 | 813.9547 | 821.3701 | 815.1246 | 809.8781 | 815.0736 | 822.8248 | 755.5673 | 815.1194 | 817.8493 | 814.4765 | 817.5879 | 818.1593 | 818.3646 | 814.9351 | 816.7748 | 819.6201 | 812.7193 | 809.6782 | 820.6095 | 816.9213 | 815.2222 | 823.1824 | 814.1107 | 809.4283 | 809.2492 | 812.3696 | 816.402 | 820.5863 | 819.1155 | 822.5566 | 816.1494 | 813.0279 | 817.7353 | 817.4141 | 818.1391 | 817.637 | 820.7954 | 816.6433 | 818.6636 | 817.5316 | 823.3438 | 815.478 | 813.2571 | 811.2378 | 819.5991 | 811.6759 | 814.0086 | 815.9833 | 811.4304 | 815.3008 | 822.4252 | 824.3893 | 812.6687 | 815.5225 | 812.0601 | 812.624 | 805.9334 | 820.7775 | 822.6498 | 813.0067 | 814.7924 | 810.3324 | 809.8988 | 817.0337 | 819.1069 | 817.2434 | 817.1666 | 815.5452 | 812.9869 | 821.059 | 816.602 | 823.6314 | 809.7079 | 821.7749 | 814.2125 | 815.2809 | 814.2777 | 812.9519 | 792.292 | 811.9836 | 819.7712 | 819.6368 | 814.4672 | 809.9283 | 813.9683 | 815.7964 | 811.1036 | 811.1389 | 814.9169 | 816.4843 | 597.1049 | 817.12 | 818.4049 | 801.6124 | 817.7285 | 819.6637 | 807.4851 | 812.064 | 813.6814 | 814.7124 | 813.5557 | 817.386 | 811.8815 | 789.5996 | 814.8394 | 812.565 | 818.7237 | 816.9691 | 810.9701 | 821.5368 | 813.033 | 811.2906 | 811.0191 | 807.8626 | 818.3704 | 822.068 | 817.299 | 791.6285 | 817.4972 | 816.2665 | 820.0512 | 808.6525 | 814.9846 | 814.0955 | 814.2219 | 735.8222 | 813.1808 | 813.1441 | 640.4743 | 821.2579 | 808.7783 | 814.37 | 812.6727 | 819.6381 | 810.2725 | 812.3584 | 798.1013 | 786.4824 | 778.04 | 819.0924 | 823.3213 | 811.06 | 820.3289 | 813.3071 | 795.1562 | 812.2173 | 813.5432 | 813.9994 | 816.5809 | 812.0368 | 810.1985 | 812.1383 | 819.8442 | 813.4665 | 98.5847 | 822.0661 | 815.8391 | 796.5209 | 811.5105 | 813.7535 | 819.447 | 818.3725 | 814.7485 | 814.7637 | 813.5795 | 817.5285 | 821.2325 | 811.9726 | 817.9218 | 814.0394 | 811.1786 | 38.3858 | 817.362 | 815.0803 | 814.7002 | 818.516 | 803.9528 | 813.9928 | 812.1129 | 816.2174 | 799.1873 | 793.9862 | 650.3873 | 815.831 | 809.8766 | 811.4697 | 817.0323 | 818.6048 | 811.4206 | 814.7263 | 812.3421 | 825.9681 | 823.1337 | 816.3607 | 809.5953 | 818.0168 | 812.7044 | 812.6164 | 770.3733 | 795.0797 | 814.9328 | 819.6213 | 819.7218 | 817.3729 | 816.8134 | 599.7608 | 821.0148 | 759.5341 | 813.8711 | 817.8838 | 817.5071 | 819.8247 | 813.6788 | 817.791 | 813.0123 | 822.6758 | 810.3035 | 812.0055 | 818.6965 | 754.8989 | 820.1081 | 391.677 | 816.8163 | 814.2047 | 821.8238 | 803.8568 | 785.4389 | 814.9745 | 820.9729 | 816.3534 | 822.8956 | 811.0634 | 815.0307 | 736.005 | 219.2 | 820.1685 | 817.798 | 820.2308 | 811.7262 | 817.7625 | 816.6252 | 429.9801 | 809.6025 | 822.7148 | 816.9729 | 811.4416 | 776.5201 | 813.707 | 813.1149 | 813.6753 | 817.9196 | 819.0818 | 809.1843 | 813.0488 | 816.4161 | 809.6473 | 811.4684 | 812.7065 | 814.3368 | 817.3128 | 815.9262 | 818.3813 | 787.4393 | 812.952 | 820.821 | 815.51 | 815.4924 | 817.9743 | 772.212 | 808.2991 | 813.0698 | 814.4271 | 811.5228 | 812.2525 | 809.8829 | 815.2763 | 822.9901 | 818.1793 | 816.6423 | 822.3593 | 816.3742 | 810.729 | 821.8454 | 822.4586 | 814.1027 | 816.8107 | 820.4126 | 812.8264 | 811.9427 | 816.9698 | 820.4813 | 815.2909 | 812.2805 | 816.2474 | 817.6405 | 810.74 | 819.952 | 811.9665 | 716.5002 | 815.656 | 766.6983 | 819.0048 | 435.1715 | 818.0524 | 812.8763 | 824.709 | 420.3898 | 819.7967 | 814.2854 | 819.6307 | 810.4716 | 820.4469 | 811.205 | 792.6507 | 814.3155 | 812.2051 | 821.3824 | 810.1367 | 338.8506 | 823.0445 | 818.2549 | 814.7899 | 814.7562 | 819.6767 | 678.2542 | 654.0687 | 820.1041 | 814.6731 | 751.5887 | 813.2443 | 818.9038 | 809.3477 | 774.8054 | 823.2078 | 811.7989 | 814.3694 | 705.1831 | 814.6601 | 815.793 | 821.577 | 820.7001 | 813.2496 | 814.568 | 817.2412 | 703.9262 | 817.9825 | 815.841 | 814.8116 | 808.2983 | 819.7029 | 812.8216 | 803.774 | 822.6803 | 814.7679 | 779.023 | 819.5637 | 791.2732 | 814.9462 | 813.4604 | 818.2271 | 811.2148 | 812.8547 | 704.654 | 814.407 | 813.047 | 821.0367 | 816.4833 | 818.4618 | 818.6916 | 820.913 | 813.1294 | 818.7217 | 817.3779 | 816.0737 | 811.5844 | 816.439 | 813.911 | 816.4249 | 812.7992 | 653.1302 | 813.2506 | 818.8659 | 810.6998 | 823.5475 | 814.744 | 818.9517 | 815.1033 | 814.3198 | 816.759 | 813.7955 | 809.4915 | 819.0433 | 817.601 | 808.1343 | 813.6569 | 820.9368 | 813.198 | 816.2043 | 813.9664 | 815.2928 | 791.3439 | 811.4444 | 810.2479 | 811.1678 | 819.0922 | 819.994 | 820.9549 | 810.9429 | 823.635 | 817.6355 | 814.5451 | 814.0307 | 756.7161 | 822.2078 | 817.5129 | 819.7696 | 823.0809 | 821.4596 | 822.3707 | 813.9512 | 821.9019 | 821.9711 | 812.2689 | 810.1711 | 821.216 | 812.5335 | 818.6586 | 821.5584 | 811.2759 | 812.2893 | 802.2987 | 819.7266 | 819.5205 | 752.4166 | 814.6403 | 817.9465 | 814.2506 | 811.8086 | 816.7839 | 813.843 | 814.9158 | 813.1033 | 808.4895 | 810.5527 | 819.3273 | 815.3661 | 816.1294 | 820.8922 | 815.1003 | 822.4599 | 817.3678 | 809.4751 | 788.2979 | 811.6058 | 753.1517 | 814.3335 | 161.235 | 810.3283 | 811.8519 | 813.489 | 819.0622 | 818.8707 | 812.1645 | 809.672 | 812.0226 | 812.6942 | 813.6602 | 812.5673 | 820.5619 | 813.8336 | 821.7757 | 818.4489 | 821.37 | 741.9072 | 817.3185 | 822.9391 | 545.4022 | 816.507 | 820.9104 | 823.6056 | 815.8415 | 821.0643 | 821.0983 | 811.356 | 812.0511 | 815.6115 | 816.4396 | 820.3885 | 821.3822 | 816.6702 | 823.4461 | 818.0338 | 816.1884 | 670.5486 | 824.821 | 819.3005 | 819.6844 | 811.056 | 815.4128 | 808.6913 | 811.4396 | 818.4625 | 816.0688 | 812.1996 | 811.8145 | 821.0921 | 814.5096 | 820.3 | 811.0352 | 810.1913 | 813.1692 | 819.0607 | 816.1801 | 815.8653 | 812.709 | 822.9985 | 821.9002 | 823.5143 | 816.4877 | 815.4387 | 813.8871 | 812.604 | 98.308 | 815.2871 | 822.5556 | 821.2948 | 818.6855 | 814.5143 | 813.4383 | 821.9694 | 471.4585 | 813.5693 | 822.0427 | 814.4359 | 820.8059 | 818.3963 | 813.3001 | 813.1139 | 811.204 | 815.9731 | 813.6641 | 814.5278 | 819.7068 | 820.007 | 812.4364 | 816.979 | 815.3683 | 818.2868 | 815.1374 | 814.4694 | 815.205 | 819.1937 | 815.9239 | 820.9786 | 808.0422 | 812.6994 | 814.1584 | 817.403 | 818.7337 | 816.6901 | 814.6409 | 815.453 | 809.7711 | 19.2153 | 818.0444 | 820.1387 | 820.2086 | 814.3279 | 811.2447 | 815.3621 | 815.3867 | 813.4702 | 794.2929 | 815.4799 | 504.2272 | 822.32 | 817.3334 | 816.7292 | 818.9569 | 819.9561 | 813.4965 | 819.974 | 821.8371 | 818.3757 | 816.2654 | 821.3169 | 811.0939 | 819.783 | 818.9348 | 812.2181 | 820.6129 | 808.8844 | 808.3823 | 813.7786 | 814.2886 | 801.2153 | 811.0028 | 816.6882 | 815.7954 | 816.0206 | 821.1855 | 822.8981 | 788.2227 | 810.3475 | 817.0571 | 781.1526 | 808.0161 | 813.0748 | 769.3316 | 813.2214 | 822.3999 | 814.3846 | 818.0926 | 811.6042 | 814.8425 | 810.6292 | 811.6261 | 815.9277 | 819.2928 | 820.9988 | 813.6232 | 813.056 | 814.6895 | 815.5664 | 810.5193 | 815.7434 | 815.9356 | 819.0776 | 817.8156 | 822.5278 | 739.5404 | 817.3369 | 819.9451 | 812.4864 | 801.6032 | 770.2355 | 818.6523 | 812.5955 | 817.9751 | 819.1243 | 819.5264 | 818.4638 | 816.8322 | 821.811 | 804.3211 | 818.3767 | 821.6635 | 811.2177 | 813.8601 | 815.0304 | 811.304 | 813.9593 | 815.9596 | 821.1415 | 812.74 | 815.019 | 816.6965 | 812.1053 | 804.4344 | 819.7611 | 818.8302 | 816.5146 | 814.76 | 816.9104 | 816.2278 | 816.35 | 818.1153 | 471.9848 | 811.5117 | 815.9636 | 812.6226 | 809.8552 | 812.2746 | 811.1373 | 813.6167 | 818.0478 | 819.2341 | 816.9198 | 811.4522 | 820.6972 | 816.2975 | 815.9557 | 819.5252 | 816.5242 | 811.9193 | 820.3892 | 821.8135 | 796.8412 | 818.5607 | 816.6879 | 819.119 | 819.8128 | 820.5929 | 820.1861 | 820.9761 | 820.0032 | 817.6764 | 812.0567 | 820.4155 | 819.3981 | 816.4282 | 814.3079 | 819.8483 | 818.2273 | 813.9069 | 821.0895 | 816.871 | 820.21 | 820.1963 | 823.0377 | 820.3185 | 811.9103 | 820.2857 | 813.9668 | 819.0632 | 810.7878 | 809.3728 | 810.0346 | 811.6353 | 816.6698 | 819.7166 | 810.0348 | 815.157 | 810.8444 | 816.6611 | 815.8919 | 810.5373 | 813.6704 | 809.6004 | 812.4325 | 822.152 | 812.5427 | 809.1204 | 804.6456 | 813.5188 | 821.5005 | 810.2587 | 821.9452 | 819.8212 | 812.6437 | 819.0971 | 823.7256 | 815.2349 | 811.5879 | 820.6769 | 816.7529 | 822.33 | 815.5566 | 813.7267 | 685.6888 | 814.5128 | 810.9344 | 811.2447 | 814.2762 | 749.7673 | 819.4791 | 819.8442 | 816.1792 | 818.7363 | 814.8125 | 810.0164 | 816.1029 | 809.42 | 819.4096 | 814.209 | 785.7473 | 816.7395 | 822.8769 | 812.4244 | 819.8327 | 816.9069 | 812.1229 | 820.6253 | 821.1969 | 810.1089 | 820.5146 | 816.495 | 821.2895 | 815.46 | 816.4643 | 820.9194 | 821.7774 | 821.9356 | 821.5369 | 820.3559 | 812.2478 | 819.916 | 810.5607 | 817.0339 | 812.7203 | 809.7184 | 818.1946 | 815.6617 | 812.0704 | 818.7463 | 816.3487 | 823.7455 | 820.5443 | 818.5797 | 817.7114 | 822.1914 | 796.2644 | 813.9606 | 812.874 | 811.7469 | 801.2111 | 812.7113 | 810.3944 | 815.5407 | 796.4748 | 812.6928 | 819.8383 | 818.8261 | 812.9871 | 808.0344 | 818.4404 | 817.3425 | 815.0653 | 811.2698 | 821.3034 | 816.6832 | 813.5222 | 813.0967 | 819.019 | 820.4438 | 814.0678 | 821.8766 | 815.9331 | 817.8239 | 349.39 | 813.2534 | 817.5507 | 812.3171 | 819.3572 | 822.1212 | 821.8555 | 819.8397 | 821.3453 | 812.3972 | 818.2789 | 821.7629 | 821.083 | 816.0828 | 819.8224 | 809.8316 | 815.5647 | 813.6602 | 820.1613 | 819.9974 | 816.6937 | 821.666 | 815.224 | 818.9118 | 818.6424 | 819.2194 | 817.5153 | 811.6292 | 777.6487 | 819.8617 | 822.3128 | 642.4316 | 814.1307 | 811.2998 | 822.8424 | 822.516 | 813.9937 | 795.316 | 798.5163 | 822.5598 | 807.7034 | 814.4108 | 817.4643 | 817.5331 | 807.2718 | 814.7375 | 819.2564 | 818.43 | 812.9574 | 823.3206 | 818.652 | 641.5274 | 820.4386 | 817.2934 | 816.7749 | 814.092 | 676.7312 | 817.6302 | 622.5084 | 809.4263 | 805.5041 | 815.3349 | 817.7721 | 661.0919 | 819.8535 | 818.3681 | 818.3259 | 675.2239 | 816.802 | 810.7927 | 818.4105 | 819.4139 | 808.2836 | 812.3675 | 818.3861 | 819.6449 | 813.5285 | 809.2752 | 822.6366 | 820.0357 | 821.0296 | 813.5653 | 821.2003 | 783.6924 | 815.1873 | 803.5765 | 812.924 | 816.2667 | 811.0314 | 813.4726 | 818.824 | 822.9439 | 817.8136 | 814.679 | 572.2284 | 819.2897 | 815.2059 | 817.4388 | 613.8353 | 816.7365 | 612.9394 | 815.7217 | 778.1891 | 816.7677 | 816.6474 | 811.9989 | 816.4588 | 821.2816 | 813.7758 | 817.0061 | 822.0749 | 799.9635 | 817.0249 | 819.2252 | 817.0819 | 815.7277 | 820.5784 | 818.552 | 805.7312 | 799.106 | 816.6897 | 763.5437 | 813.4217 | 818.529 | 820.3513 | 812.0912 | 822.4477 | 818.6014 | 817.4693 | 813.3527 | 815.608 | 801.8814 | 810.8496 | 810.3389 | 814.926 | 811.7858 | 819.1981 | 823.3493 | 818.1428 | 814.2929 | 810.3502 | 815.6374 | 819.6948 | 822.2934 | 816.5589 | 813.8244 | 815.2451 | 813.6332 | 820.4475 | 819.5781 | 815.6911 | 812.6085 | 383.9655 | 809.9635 | 815.7604 | 768.0577 | 816.0262 | 813.0176 | 813.173 | 816.7576 | 812.4496 | 782.0186 | 811.9646 | 817.5122 | 813.8849 | 813.88 | 818.1353 | 811.5754 | 820.2874 | 805.5969 | 807.08 | 822.722 | 822.3969 | 813.1501 | 819.8281 | 819.2136 | 818.7192 | 780.9185 | 818.2691 | 817.374 | 816.0832 | 811.7914 | 816.0779 | 818.4952 | 807.9228 | 708.4998 | 811.6529 | 818.6359 | 823.2151 | 821.2921 | 818.404 | 813.2461 | 819.9095 | 820.6997 | 822.4361 | 813.3966 | 812.3361 | 815.1013 | 814.2179 | 817.4638 | 821.107 | 807.6937 | 798.3493 | 818.6626 | 814.9588 | 817.2059 | 816.5447 | 776.2819 | 810.6054 | 816.5842 | 810.2372 | 822.3458 | 822.8866 | 811.9846 | 817.8096 | 816.0343 | 813.8118 | 816.4051 | 817.9371 | 812.079 | 817.0541 | 822.4313 | 813.2101 | 822.471 | 813.1397 | 818.0514 | 813.8028 | 811.0865 | 702.4951 | 812.5948 | 820.354 | 817.5782 | 822.0738 | 822.2831 | 809.3925 | 813.2725 | 819.9913 | 821.4443 | 821.0793 | 820.6958 | 819.2622 | 816.7599 | 821.6986 | 820.0588 | 807.8183 | 816.7655 | 822.1494 | 814.0885 | 817.1557 | 816.9447 | 814.5975 | 823.8891 | 814.4714 | 811.7998 | 808.306 | 816.9732 | 821.0187 | 816.5437 | 823.471 | 822.6796 | 814.3618 | 810.329 | 814.5474 | 805.5913 | 817.4425 | 813.6334 | 819.5849 | 814.4294 | 817.6404 | 816.3696 | 820.2127 | 821.0695 | 824.485 | 819.3479 | 815.5678 | 808.133 | 811.1077 | 810.4084 | 811.0602 | 816.1238 | 810.8561 | 804.4911 | 793.3959 | 786.821 | 813.8061 | 810.7188 | 767.2002 | 821.2086 | 809.4414 | 811.7849 | 800.5813 | 815.6017 | 809.6838 | 823.9557 | 809.5563 | 139.4554 | 737.5981 | 823.3232 | 816.3473 | 580.8906 | 820.7985 | 816.884 | 808.4798 | 821.3981 | 811.9288 | 585.8984 | 818.6598 | 820.8147 | 820.2185 | 809.5544 | 815.5796 | 818.4832 | 811.5052 | 798.7123 | 821.2976 | 820.5347 | 819.9099 | 813.897 | 816.8559 | 816.4898 | 813.933 | 813.1047 | 824.2501 | 814.5571 | 819.8006 | 816.2968 | 813.2105 | 813.9334 | 813.3472 | 814.2752 | 812.5775 | 815.8193 | 811.9538 | 809.7349 | 812.0895 | 813.3658 | 820.482 | 814.2075 | 811.673 | 821.6558 | 822.5853 | 813.9346 | 810.5991 | 815.2936 | 817.4542 | 822.8071 | 813.1905 | 820.7766 | 821.7662 | 818.4737 | 820.0419 | 812.8364 | 766.3461 | 815.5478 | 801.5377 | 822.9402 | 809.9579 | 815.0458 | 813.4679 | 820.2552 | 822.0192 | 813.1771 | 814.188 | 719.4185 | 820.7582 | 817.4147 | 819.5168 | 819.4386 | 725.0373 | 817.5043 | 819.2144 | 812.4033 | 820.7459 | 806.4415 | 816.3796 | 817.5583 | 823.1509 | 817.2071 | 819.1123 | 813.4685 | 815.5981 | 818.333 | 815.9139 | 816.9893 | 812.7748 | 776.6241 | 813.2373 | 814.4445 | 821.6629 | 821.2133 | 814.7621 | 818.5156 | 823.5769 | 811.8454 | 818.5887 | 807.6591 | 814.7378 | 811.5445 | 815.4623 | 818.9446 | 810.8516 | 673.6319 | 823.1496 | 821.7987 | 814.0427 | 816.0836 | 821.6118 | 747.9302 | 818.1414 | 817.7592 | 816.3244 | 820.4211 | 815.6951 | 823.8384 | 815.9708 | 819.4718 | 817.6886 | 818.5259 | 817.5002 | 820.962 | 818.1694 | 819.7606 | 791.1705 | 819.7522 | 815.1957 | 221.0797 | 816.5565 | 817.8042 | 816.3026 | 820.4868 | 811.9357 | 820.0654 | 804.9036 | 815.8978 | 810.3209 | 813.1606 | 818.0145 | 821.7178 | 813.5597 | 816.9182 | 817.8839 | 818.1028 | 810.5197 | 817.1581 | 812.6616 | 807.7882 | 816.8427 | 817.053 | 814.4545 | 815.5107 | 822.0467 | 818.2144 | 810.5717 | 816.145 | 817.3697 | 821.0902 | 814.5025 | 817.7803 | 811.5365 | 808.9878 | 824.5991 | 782.3883 | 808.8648 | 692.9057 | 820.6179 | 813.8599 | 823.4259 | 812.441 | 811.0124 | 814.0701 | 814.0675 | 819.7449 | 815.4355 | 815.1088 | 816.4896 | 817.6027 | 801.7782 | 821.3052 | 821.0908 | 817.1888 | 815.7614 | 820.9313 | 812.3677 | 817.5408 | 820.8405 | 816.654 | 812.7124 | 803.0007 | 813.8961 | 819.1656 | 813.2687 | 763.0455 | 818.6954 | 615.5078 | 817.7823 | 790.9509 | 811.6606 | 818.725 | 813.6579 | 814.7492 | 812.3469 | 811.7857 | 814.1808 | 825.1842 | 808.7726 | 813.4778 | 812.1911 | 811.6437 | 814.665 | 133.1937 | 791.9488 | 808.1162 | 815.9449 | 807.0908 | 818.0504 | 819.1151 | 814.8078 | 816.119 | 811.3503 | 820.3243 | 755.916 | 810.7326 | 813.1727 | 808.2 | 816.3443 | 821.6576 | 806.924 | 820.8099 | 817.1743 | 816.488 | 822.1897 | 810.2593 | 824.8522 | 814.918 | 817.0286 | 813.0202 | 817.5882 | 814.9966 | 819.9867 | 817.6341 | 505.7589 | 797.9812 | 707.8371 | 736.982 | 816.6318 | 812.0928 | 819.342 | 820.0728 | 813.8664 | 816.3625 | 754.8919 | 818.4044 | 816.7166 | 802.7674 | 811.3801 | 812.6866 | 820.1933 | 811.3921 | 816.4819 | 820.4383 | 812.904 | 819.3538 | 809.9018 | 822.0683 | 813.1521 | 810.6887 | 809.3904 | 822.6984 | 804.0262 | 816.861 | 809.9544 | 809.3956 | 809.9925 | 815.8719 | 808.9203 | 815.3496 | 812.4687 | 786.9324 | 817.0936 | 817.0425 | 813.7333 | 823.4625 | 816.2819 | 814.6607 | 813.8883 | 817.2121 | 820.9177 | 811.9297 | 819.6437 | 816.7823 | 817.5264 | 819.029 | 812.318 | 821.5404 | 347.6444 | 803.4535 | 821.7889 | 817.2592 | 813.2701 | 812.8158 | 813.2631 | 816.1486 | 821.7062 | 820.1432 | 820.8836 | 805.9921 | 820.9623 | 812.545 | 811.8986 | 465.0155 | 824.1086 | 821.682 | 811.1943 | 819.8427 | 820.4253 | 801.9791 | 812.4357 | 805.4558 | 810.3864 | 802.5833 | 820.2394 | 816.996 | 818.5578 | 821.4237 | 821.5604 | 817.5708 | 811.3641 | 817.217 | 818.929 | 812.5083 | 816.9247 | 812.9191 | 820.0565 | 812.5188 | 820.1051 | 818.5479 | 816.0632 | 813.0511 | 815.8172 | 805.7833 | 821.9031 | 822.0058 | 814.3917 | 820.4772 | 814.1892 | 710.1352 | 819.7167 | 815.2308 | 809.7779 | 815.5315 | 817.3251 | 809.6929 | 817.5217 | 812.9939 | 815.3686 | 809.6208 | 815.9151 | 812.3681 | 812.8557 | 813.3293 | 815.8943 | 811.08 | 811.4602 | 822.2861 | 809.8486 | 809.2915 | 755.881 | 816.7592 | 814.3992 | 823.0804 | 777.4244 | 734.4942 | 811.944 | 815.6579 | 814.0064 | 817.4769 | 810.6832 | 281.6196 | 817.9712 | 817.1182 | 818.942 | 820.2725 | 817.2734 | 816.0337 | 819.7889 | 818.6961 | 824.0648 | 814.734 | 809.9225 | 814.7869 | 820.8342 | 809.2924 | 814.9544 | 817.9126 | 816.5715 | 808.6671 | 798.4342 | 822.4953 | 817.5247 | 818.3252 | 816.4953 | 821.6464 | 814.2578 | 821.9069 | 605.4309 | 823.1563 | 814.6482 | 808.8634 | 813.4892 | 813.6666 | 817.3957 | 816.3928 | 822.9855 | 813.4752 | 813.0696 | 822.2716 | 817.4176 | 819.1009 | 809.6588 | 817.6325 | 809.2053 | 788.1324
Infector virus emission rate | G | virus/s |  |  |  |  | G | 25.2624 | 30.8746 | 17.5149 | 22.6953 | 30.776 | 38.4794 | 22.3802 | 41.7735 | 13.1956 | 16.1386 | 21.0495 | 17.8692 | 27.4898 | 22.1143 | 19.4475 | 30.4731 | 35.8152 | 10.9171 | 20.0809 | 13.1257 | 15.0336 | 19.8872 | 45.7089 | 8.4954 | 9.669 | 20.194 | 22.1771 | 19.3921 | 14.7097 | 16.8257 | 14.5995 | 23.8258 | 23.492 | 31.046 | 35.7402 | 34.1353 | 28.5631 | 23.8591 | 22.0864 | 19.9424 | 24.8009 | 25.2467 | 14.6518 | 16.3587 | 26.2301 | 22.3834 | 18.3502 | 34.1857 | 27.2982 | 54.7014 | 33.7762 | 17.6167 | 46.499 | 31.8384 | 18.6201 | 20.4459 | 45.3602 | 26.7202 | 18.9923 | 35.8499 | 20.3483 | 23.3854 | 26.1861 | 17.0776 | 33.6792 | 26.0532 | 30.4229 | 32.2186 | 22.3603 | 16.397 | 32.5148 | 12.1704 | 27.6978 | 11.1388 | 12.9953 | 29.5475 | 20.3396 | 21.8799 | 18.6331 | 22.2212 | 34.1882 | 30.0225 | 13.8792 | 20.1674 | 19.3695 | 19.2407 | 23.0262 | 26.6044 | 41.2975 | 27.5385 | 28.2463 | 26.7748 | 28.6043 | 27.0615 | 22.3383 | 22.95 | 27.2975 | 35.4213 | 24.8332 | 20.5723 | 24.1086 | 21.2026 | 31.5235 | 30.325 | 18.7271 | 14.204 | 31.6303 | 24.6492 | 29.0961 | 27.1703 | 11.711 | 19.995 | 43.0055 | 35.4832 | 14.8732 | 28.4888 | 9.7516 | 34.5261 | 21.4514 | 46.0141 | 23.8106 | 14.4159 | 30.4285 | 25.606 | 20.9058 | 19.7305 | 20.3667 | 18.5275 | 22.2237 | 15.9546 | 31.9805 | 19.3964 | 26.2477 | 34.7282 | 20.263 | 40.8995 | 19.1202 | 37.8767 | 20.9994 | 18.3573 | 24.0337 | 16.5471 | 34.5416 | 21.1023 | 25.1058 | 30.7948 | 16.0384 | 50.0616 | 17.7026 | 26.0349 | 23.4646 | 28.4151 | 20.6149 | 33.8545 | 27.2745 | 24.5866 | 26.4887 | 17.3382 | 32.2625 | 15.7258 | 41.0265 | 27.6484 | 25.2219 | 17.0951 | 14.2123 | 27.0766 | 37.2508 | 10.2823 | 20.8783 | 24.5246 | 27.6853 | 28.2522 | 27.8602 | 36.2419 | 15.3436 | 22.3443 | 19.8414 | 32.6615 | 23.2631 | 30.8105 | 19.6464 | 24.1872 | 15.3506 | 12.4094 | 21.2707 | 21.0395 | 19.0771 | 25.7748 | 22.9039 | 18.1161 | 25.0198 | 16.8645 | 24.1873 | 15.421 | 18.5019 | 18.7959 | 33.6924 | 22.7213 | 14.8058 | 32.5649 | 31.2778 | 17.5305 | 12.1667 | 24.5477 | 33.4339 | 16.3863 | 13.5649 | 17.2414 | 19.3404 | 19.6926 | 17.8136 | 28.4912 | 23.5254 | 16.8898 | 14.4389 | 34.9844 | 22.327 | 25.2831 | 26.8561 | 23.5103 | 13.2308 | 31.8856 | 26.2078 | 26.662 | 10.9573 | 48.5154 | 27.0696 | 21.2829 | 55.5441 | 18.9926 | 11.2603 | 27.6082 | 18.853 | 28.2109 | 24.5764 | 27.7997 | 23.1787 | 20.5076 | 15.565 | 20.6558 | 36.8986 | 43.3589 | 22.0493 | 45.5741 | 14.0924 | 20.1269 | 22.2295 | 25.5182 | 35.9144 | 12.3518 | 20.1781 | 14.2191 | 19.0899 | 37.226 | 31.1796 | 38.0411 | 17.2425 | 18.7024 | 27.5856 | 19.2487 | 26.0149 | 20.0354 | 29.2453 | 26.3578 | 12.8764 | 37.0044 | 13.2119 | 16.8148 | 24.6232 | 11.7863 | 26.7956 | 21.2553 | 23.9348 | 13.4456 | 28.8639 | 29.045 | 18.0883 | 23.3123 | 21.7017 | 33.7933 | 20.3807 | 16.3595 | 32.1657 | 21.2022 | 18.6388 | 20.9099 | 24.1522 | 24.6606 | 21.3502 | 10.9101 | 22.6999 | 18.4611 | 44.7004 | 23.6977 | 14.6746 | 18.8949 | 18.6299 | 20.503 | 15.9161 | 26.5712 | 16.5972 | 39.0325 | 36.0241 | 26.1123 | 22.9695 | 14.7854 | 23.5112 | 13.0705 | 30.0256 | 18.9209 | 12.9054 | 21.1064 | 18.931 | 18.6094 | 18.8345 | 22.5284 | 30.1883 | 40.6871 | 23.006 | 25.6783 | 40.0839 | 30.381 | 13.1092 | 21.3369 | 19.7349 | 18.6476 | 30.2059 | 15.1968 | 14.6396 | 15.4645 | 47.4611 | 37.2621 | 37.6177 | 31.9164 | 24.0623 | 38.2266 | 28.2058 | 17.6208 | 42.7889 | 32.9796 | 13.6587 | 20.7978 | 24.9235 | 22.17 | 23.0153 | 32.6134 | 12.8285 | 16.1886 | 26.0969 | 11.7262 | 22.4252 | 34.1079 | 15.8491 | 18.2094 | 18.2884 | 8.9463 | 30.0577 | 25.1644 | 22.7903 | 24.3326 | 24.8576 | 32.8136 | 12.7661 | 25.8314 | 14.6734 | 27.8718 | 54.4429 | 25.8958 | 12.5692 | 11.3712 | 34.4467 | 29.1026 | 22.1479 | 17.58 | 18.7347 | 24.7766 | 16.5389 | 22.469 | 41.9395 | 17.2063 | 20.917 | 16.3468 | 22.5046 | 37.149 | 27.4535 | 18.6412 | 15.2942 | 43.2224 | 17.9685 | 17.38 | 16.9918 | 19.5639 | 22.6612 | 17.916 | 16.0222 | 31.398 | 26.7291 | 15.706 | 21.5119 | 37.7593 | 23.1412 | 21.5279 | 6.3696 | 19.3067 | 22.6927 | 18.059 | 15.8549 | 26.236 | 16.0245 | 31.803 | 11.3647 | 28.4154 | 18.3894 | 22.3933 | 22.7392 | 27.0199 | 19.5209 | 14.2987 | 23.9647 | 18.9793 | 47.6317 | 20.7163 | 19.7175 | 14.5429 | 21.0813 | 20.8542 | 15.6728 | 13.7348 | 10.0791 | 35.1426 | 21.4768 | 20.914 | 42.4408 | 25.3139 | 28.6564 | 13.2141 | 35.655 | 13.661 | 29.3807 | 26.5451 | 18.5649 | 21.5081 | 15.3717 | 33.8959 | 17.1453 | 31.2231 | 23.3313 | 28.4723 | 16.7626 | 33.5238 | 14.3769 | 22.8734 | 27.3127 | 29.8401 | 18.5574 | 24.7853 | 29.7808 | 17.0855 | 19.0525 | 36.2219 | 31.0328 | 22.7948 | 27.5402 | 31.6638 | 17.766 | 20.0973 | 35.8726 | 17.472 | 21.665 | 26.2824 | 20.0403 | 12.815 | 20.4512 | 22.5544 | 26.7903 | 35.2756 | 16.1706 | 19.2585 | 34.1329 | 20.8474 | 11.0255 | 54.3476 | 25.9947 | 22.1585 | 24.8365 | 21.3413 | 16.7544 | 26.7942 | 41.6032 | 21.6458 | 41.9023 | 30.2775 | 21.8152 | 14.8475 | 28.7047 | 41.7623 | 20.6346 | 34.5669 | 26.5851 | 21.2627 | 23.7513 | 9.9879 | 29.4709 | 22.9448 | 24.5071 | 18.7584 | 20.1205 | 11.2746 | 21.0179 | 29.3791 | 26.3784 | 22.4917 | 17.5857 | 35.3465 | 23.9461 | 35.8332 | 21.2045 | 17.9569 | 20.4496 | 19.2933 | 11.7664 | 28.3444 | 19.2375 | 12.9997 | 29.1033 | 33.7067 | 26.1184 | 34.0932 | 29.6162 | 34.6393 | 5.9385 | 20.0958 | 17.0325 | 13.3414 | 16.6895 | 28.1231 | 20.4124 | 17.9169 | 13.0925 | 18.2711 | 23.7735 | 12.2216 | 18.8328 | 23.4569 | 23.1061 | 30.3679 | 29.4548 | 16.8772 | 27.9632 | 23.0061 | 16.8817 | 39.4992 | 17.9244 | 18.7352 | 35.351 | 20.8898 | 21.6857 | 61.2614 | 25.0983 | 25.058 | 34.3438 | 38.8312 | 18.679 | 25.2147 | 23.8688 | 46.716 | 29.5765 | 18.0412 | 30.5261 | 24.9164 | 26.1745 | 24.3584 | 37.8094 | 16.6459 | 18.858 | 20.3095 | 12.8011 | 28.8104 | 38.9576 | 33.0183 | 33.5846 | 28.3209 | 25.7727 | 22.5542 | 21.9928 | 30.8805 | 28.7182 | 18.5196 | 19.9257 | 22.0346 | 15.3321 | 13.896 | 21.3454 | 20.8421 | 26.4237 | 19.9552 | 19.54 | 21.9508 | 38.099 | 29.4647 | 38.5708 | 24.3599 | 26.1654 | 13.6447 | 14.9414 | 32.19 | 31.8387 | 19.6047 | 32.4822 | 21.3011 | 29.7764 | 17.0535 | 18.1154 | 21.7339 | 40.1411 | 17.1457 | 20.189 | 18.1667 | 20.3923 | 15.8299 | 13.6202 | 18.4225 | 26.6824 | 15.4964 | 37.5627 | 33.1671 | 31.5524 | 8.4334 | 11.4438 | 25.7536 | 29.8298 | 27.7296 | 18.5828 | 30.0591 | 26.548 | 17.5537 | 21.6749 | 27.0772 | 36.6127 | 19.4656 | 26.7721 | 23.4677 | 25.0397 | 14.643 | 14.297 | 14.4033 | 26.8515 | 18.6857 | 23.1194 | 47.145 | 23.5975 | 34.5121 | 23.0935 | 26.3457 | 24.0123 | 29.6495 | 19.7103 | 17.0275 | 30.4551 | 28.3648 | 30.3505 | 38.1359 | 26.6178 | 18.7835 | 33.4747 | 32.2284 | 20.7967 | 36.175 | 27.9601 | 35.127 | 35.9267 | 25.4932 | 18.5423 | 15.5889 | 23.6544 | 16.8912 | 20.4804 | 23.3467 | 7.8636 | 18.3099 | 11.6412 | 31.8867 | 7.8748 | 24.6255 | 33.103 | 19.9969 | 27.5458 | 25.4578 | 22.0939 | 41.8886 | 13.6317 | 35.6585 | 28.9353 | 33.0074 | 17.9886 | 20.7724 | 21.5981 | 20.4116 | 14.33 | 7.4566 | 29.3479 | 31.7165 | 37.3341 | 16.9596 | 28.5218 | 25.3071 | 34.5405 | 47.1781 | 16.7031 | 19.3771 | 12.669 | 15.9925 | 23.5003 | 7.221 | 42.6132 | 18.5944 | 27.268 | 23.727 | 48.7443 | 27.7752 | 19.2652 | 19.4233 | 19.0934 | 21.9593 | 13.0883 | 18.6466 | 20.6376 | 42.2114 | 12.4575 | 13.1891 | 38.9726 | 21.6053 | 17.5209 | 21.8032 | 14.3114 | 20.9676 | 23.1282 | 22.7497 | 29.468 | 22.319 | 33.0866 | 13.7157 | 21.1956 | 48.9204 | 31.1782 | 32.9215 | 21.5291 | 14.6629 | 15.7174 | 25.3135 | 31.4628 | 21.4255 | 24.8649 | 26.075 | 18.1375 | 25.2859 | 20.3719 | 31.6305 | 20.5408 | 28.1912 | 33.9507 | 38.7562 | 11.7114 | 19.619 | 27.5901 | 19.3516 | 16.8201 | 15.0579 | 27.4712 | 24.3713 | 23.914 | 19.346 | 17.0528 | 17.8992 | 12.5838 | 33.6435 | 29.2455 | 20.5837 | 13.5266 | 18.2742 | 24.4593 | 22.3204 | 31.279 | 17.1978 | 20.894 | 27.6948 | 39.04 | 27.4513 | 15.7063 | 11.2631 | 26.5471 | 15.2438 | 22.2688 | 21.7828 | 21.1722 | 18.3764 | 26.7501 | 18.9553 | 19.9242 | 24.1299 | 19.3449 | 22.6013 | 32.5082 | 26.6775 | 14.7341 | 24.7506 | 26.8666 | 21.1767 | 27.3575 | 23.5539 | 15.4329 | 36.0843 | 21.5259 | 22.6357 | 31.5711 | 19.7156 | 23.6849 | 39.4515 | 28.1258 | 27.5131 | 16.8747 | 23.9871 | 25.9582 | 27.2805 | 23.5678 | 12.9229 | 22.4246 | 21.9425 | 29.9448 | 14.1975 | 16.7903 | 21.4301 | 27.0509 | 22.8618 | 22.9164 | 28.4302 | 30.8499 | 33.4518 | 15.109 | 29.9192 | 21.7628 | 23.995 | 24.3571 | 45.2576 | 14.0783 | 29.3995 | 18.403 | 22.3702 | 17.7149 | 19.5161 | 30.3476 | 22.8215 | 18.7692 | 25.005 | 27.0328 | 33.0681 | 26.2557 | 47.1189 | 23.1221 | 19.66 | 15.3773 | 19.4437 | 32.4209 | 11.9927 | 38.439 | 18.1607 | 12.6853 | 32.7752 | 28.3938 | 21.9475 | 22.3737 | 10.6406 | 34.8688 | 19.2062 | 50.2626 | 27.1906 | 33.1372 | 13.2893 | 9.8999 | 20.8754 | 23.2048 | 14.6043 | 15.89 | 20.4092 | 25.2528 | 26.3332 | 37.0745 | 33.8304 | 25.292 | 32.2075 | 22.1142 | 18.8265 | 11.4193 | 15.3164 | 30.455 | 20.6037 | 24.0546 | 20.866 | 14.7754 | 17.0824 | 17.2656 | 12.9509 | 18.8488 | 35.7849 | 21.7408 | 24.4185 | 22.8632 | 35.0637 | 22.9397 | 17.1539 | 43.1937 | 17.3419 | 38.9521 | 23.6956 | 24.7291 | 33.2944 | 17.7929 | 24.3887 | 14.8631 | 29.5746 | 24.168 | 36.0119 | 6.1249 | 31.7064 | 22.5016 | 17.7546 | 19.2276 | 18.8612 | 17.4745 | 31.6188 | 20.4893 | 30.6622 | 33.362 | 29.0255 | 25.6382 | 15.6009 | 23.8564 | 13.6421 | 35.4193 | 25.3202 | 16.0012 | 29.4108 | 12.8307 | 45.5836 | 16.6362 | 31.1507 | 26.012 | 21.8861 | 17.5311 | 22.2672 | 23.5949 | 19.2137 | 22.244 | 20.4365 | 25.23 | 25.0898 | 27.1525 | 12.5415 | 20.4332 | 42.6507 | 27.5231 | 20.8172 | 16.7047 | 22.7066 | 20.9941 | 21.5983 | 46.949 | 20.8487 | 32.5272 | 17.157 | 20.0076 | 12.3542 | 23.1906 | 31.5279 | 36.1519 | 21.379 | 23.5394 | 29.2063 | 21.5797 | 22.2899 | 20.0878 | 22.2715 | 25.2912 | 20.7223 | 15.0634 | 24.0464 | 24.0763 | 11.901 | 30.2844 | 20.3527 | 19.9656 | 29.2861 | 20.2482 | 17.6191 | 40.2922 | 17.7848 | 25.7557 | 23.9078 | 31.5507 | 7.4783 | 22.9998 | 15.643 | 16.1724 | 22.4899 | 11.3648 | 15.2355 | 14.577 | 22.8094 | 24.5461 | 33.0577 | 36.2001 | 53.6533 | 11.3363 | 15.3942 | 22.8298 | 16.5851 | 16.4583 | 18.5952 | 15.7 | 14.972 | 33.9623 | 26.657 | 18.7355 | 47.1609 | 50.4243 | 14.143 | 15.7368 | 10.4991 | 21.4435 | 31.9618 | 20.5151 | 38.6937 | 52.049 | 18.7496 | 24.4511 | 20.5254 | 28.5527 | 20.1074 | 17.3027 | 19.5101 | 15.3575 | 35.2827 | 22.2257 | 22.6155 | 29.7558 | 35.1192 | 33.5256 | 11.1025 | 28.0126 | 27.7999 | 17.565 | 14.2167 | 14.3705 | 32.8863 | 13.941 | 14.6631 | 14.5584 | 11.8692 | 9.7633 | 28.6035 | 26.4183 | 24.2417 | 32.7806 | 27.3815 | 21.5406 | 22.8682 | 30.4505 | 40.6434 | 15.0512 | 20.6056 | 22.4547 | 23.124 | 9.6472 | 26.7182 | 11.2769 | 12.5545 | 37.412 | 26.5851 | 16.1337 | 29.4866 | 23.5689 | 15.4164 | 29.5472 | 16.4704 | 22.4669 | 24.1956 | 23.1983 | 23.3931 | 8.5922 | 6.9077 | 11.9511 | 19.6337 | 24.22 | 32.0784 | 23.8761 | 25.7354 | 21.9339 | 20.847 | 21.6735 | 17.8041 | 44.3971 | 32.3062 | 31.6699 | 47.5798 | 31.0488 | 26.2915 | 30.1694 | 18.0605 | 14.7551 | 12.05 | 17.2108 | 20.5643 | 41.0391 | 18.1626 | 36.0576 | 45.9339 | 25.9675 | 22.6302 | 21.9209 | 28.0739 | 15.8647 | 23.5482 | 26.137 | 44.5726 | 10.5644 | 27.977 | 17.1574 | 30.3957 | 12.0228 | 22.9064 | 37.1389 | 30.7913 | 22.7503 | 24.0108 | 29.7945 | 11.3674 | 16.7782 | 17.6462 | 34.7444 | 33.672 | 22.2542 | 15.3749 | 34.5892 | 21.6776 | 35.5336 | 26.613 | 49.6636 | 20.9067 | 10.601 | 32.2389 | 37.4995 | 29.6648 | 42.3002 | 28.8155 | 21.2516 | 28.4879 | 36.2016 | 17.1211 | 41.9715 | 38.0541 | 19.1672 | 10.4231 | 23.5896 | 35.319 | 30.2616 | 11.5 | 32.2121 | 28.0877 | 30.1735 | 25.3607 | 24.0925 | 9.6941 | 26.7343 | 14.19 | 17.3155 | 25.346 | 15.3178 | 16.6841 | 13.0553 | 26.9706 | 18.1868 | 17.2023 | 9.4026 | 35.0644 | 37.9113 | 25.32 | 20.9277 | 31.2864 | 31.1214 | 45.9873 | 26.4049 | 26.9842 | 22.1851 | 36.232 | 23.96 | 16.3434 | 22.2814 | 23.3894 | 23.1018 | 14.5221 | 24.0761 | 15.9944 | 21.5858 | 26.9995 | 23.0813 | 35.3238 | 29.6212 | 17.0949 | 23.5079 | 24.6177 | 23.3347 | 15.9607 | 21.3089 | 25.9689 | 25.3025 | 17.8094 | 45.5201 | 26.223 | 22.1576 | 28.3153 | 14.076 | 15.0902 | 18.0063 | 35.6558 | 11.8028 | 24.3825 | 23.982 | 30.6781 | 20.5822 | 18.2836 | 39.1946 | 38.105 | 26.5575 | 23.6574 | 27.9855 | 19.7438 | 23.3386 | 22.6209 | 27.8259 | 23.3572 | 22.3228 | 23.5688 | 18.8494 | 23.3139 | 32.4801 | 13.1218 | 41.5173 | 29.6368 | 22.122 | 35.7251 | 22.606 | 20.9963 | 19.5796 | 23.0126 | 16.1555 | 13.3949 | 17.8365 | 19.0002 | 10.3221 | 23.3918 | 49.0737 | 34.1446 | 46.7321 | 19.665 | 19.0099 | 45.746 | 20.5214 | 17.1253 | 34.3072 | 23.2268 | 35.1655 | 31.0645 | 18.8631 | 15.6498 | 32.2147 | 23.9109 | 18.2907 | 40.9997 | 27.6779 | 16.3873 | 28.8382 | 20.6022 | 28.4893 | 14.9737 | 30.1496 | 17.4274 | 27.7457 | 28.6757 | 17.4099 | 16.2967 | 17.0493 | 15.7745 | 31.9726 | 11.7531 | 35.4185 | 18.3532 | 45.0829 | 23.1582 | 19.2523 | 14.2472 | 25.567 | 13.8905 | 18.9082 | 13.546 | 36.562 | 27.4836 | 15.755 | 17.9052 | 15.1524 | 30.1138 | 22.956 | 39.3826 | 32.6233 | 21.5657 | 26.4012 | 25.8079 | 28.0064 | 49.0602 | 33.7285 | 34.2548 | 25.6874 | 19.0711 | 18.1432 | 16.5432 | 18.6075 | 22.6447 | 19.1315 | 18.9531 | 25.8258 | 17.4766 | 17.2073 | 16.375 | 27.6704 | 19.1876 | 21.0184 | 18.7275 | 39.5841 | 16.7146 | 29.7707 | 25.4503 | 28.1669 | 22.477 | 22.3357 | 26.4998 | 23.1549 | 35.3354 | 29.1651 | 35.4058 | 21.4647 | 21.2897 | 20.385 | 15.4037 | 25.55 | 22.0276 | 18.094 | 67.3794 | 23.6289 | 15.9996 | 10.3987 | 21.8152 | 33.0588 | 28.9572 | 49.8654 | 22.3892 | 17.6669 | 17.1693 | 16.6969 | 28.6727 | 25.4954 | 32.3633 | 16.1917 | 21.7516 | 8.1628 | 17.2424 | 27.5048 | 25.0926 | 35.5015 | 26.6511 | 15.7663 | 30.7042 | 21.3773 | 43.4976 | 15.5359 | 15.5312 | 17.087 | 15.8481 | 25.009 | 10.0078 | 17.1442 | 16.9499 | 25.5067 | 37.0827 | 10.4047 | 25.2445 | 18.8955 | 42.7815 | 23.4596 | 24.4849 | 22.6058 | 15.9315 | 29.9951 | 18.6878 | 45.2034 | 22.4939 | 20.3945 | 22.0416 | 9.8555 | 13.7599 | 22.9373 | 7.6495 | 15.1789 | 38.7093 | 13.5898 | 33.064 | 15.4831 | 11.1265 | 12.0317 | 19.363 | 19.0102 | 25.5144 | 37.9067 | 15.5082 | 27.5322 | 35.499 | 19.5908 | 20.255 | 24.5999 | 38.5238 | 24.8794 | 16.3197 | 37.8061 | 36.487 | 25.4591 | 20.3552 | 24.7109 | 26.5467 | 14.1555 | 26.6489 | 27.6709 | 24.3853 | 18.3351 | 24.3615 | 23.0893 | 15.9554 | 26.144 | 24.1564 | 32.7511 | 22.1497 | 29.3682 | 16.7511 | 35.0844 | 22.5426 | 20.8652 | 15.2882 | 32.363 | 22.4979 | 18.3278 | 16.0068 | 21.0641 | 20.082 | 26.7532 | 24.2386 | 23.743 | 30.6182 | 21.6745 | 25.2399 | 15.0999 | 22.653 | 23.0598 | 20.3841 | 25.1648 | 23.7043 | 29.1574 | 32.9648 | 14.2464 | 21.6996 | 21.144 | 12.8881 | 20.7903 | 20.0483 | 11.2675 | 35.6396 | 23.8623 | 22.6464 | 23.3618 | 25.4171 | 23.958 | 15.6098 | 56.0796 | 15.4474 | 17.728 | 21.0281 | 16.0848 | 19.3904 | 12.7257 | 34.5991 | 21.0746 | 44.5451 | 19.3261 | 17.2053 | 13.7906 | 21.7857 | 25.8857 | 14.6754 | 24.3954 | 23.0638 | 30.8438 | 25.66 | 34.4408 | 49.8625 | 17.4433 | 14.9809 | 24.5838 | 22.5313 | 32.4651 | 35.5042 | 17.8534 | 23.5026 | 20.6431 | 27.5354 | 25.2287 | 15.6281 | 29.419 | 19.8591 | 23.8048 | 17.7946 | 29.6782 | 25.4976 | 24.1299 | 13.227 | 34.1139 | 11.4128 | 23.9475 | 23.3071 | 22.6141 | 27.643 | 34.5957 | 30.3819 | 14.8809 | 24.3257 | 30.7856 | 19.4974 | 17.1301 | 23.0443 | 19.1886 | 21.5144 | 26.4061 | 29.4488 | 37.7916 | 31.3125 | 30.9477 | 28.9471 | 18.5202 | 23.6579 | 14.838 | 40.2508 | 14.5451 | 21.8256 | 33.6754 | 32.0937 | 25.8 | 23.4143 | 15.326 | 27.7222 | 22.0777 | 10.7901 | 34.8878 | 18.2943 | 22.2572 | 23.518 | 18.5819 | 15.9689 | 26.8157 | 28.1305 | 11.7406 | 20.7785 | 10.8423 | 13.1557 | 14.1535 | 24.2335 | 15.607 | 27.5899 | 28.3075 | 22.6965 | 28.3921 | 17.7167 | 22.762 | 20.5994 | 29.2445 | 17.443 | 19.8567 | 12.6762 | 35.0371 | 35.7063 | 14.5155 | 55.2776 | 18.0267 | 29.464 | 28.2895 | 24.656 | 23.0138 | 21.3193 | 42.0398 | 16.4823 | 19.4489 | 28.8158 | 20.2749 | 46.5542 | 24.2953 | 18.1437 | 20.4638 | 17.2654 | 22.4103 | 23.2999 | 27.2695 | 21.1854 | 13.4583 | 13.5636 | 10.7295 | 14.5704 | 24.542 | 21.0539 | 28.6558 | 23.3416 | 38.4546 | 22.9214 | 36.2865 | 24.0138 | 19.2772 | 32.1041 | 26.7514 | 17.3091 | 24.5013 | 30.543 | 20.1447 | 15.5592 | 31.8248 | 16.1796 | 19.1532 | 19.859 | 13.825 | 23.4487 | 45.0255 | 13.6768 | 18.9809 | 29.0924 | 28.7972 | 13.4018 | 22.8267 | 36.1665 | 37.1998 | 12.1133 | 34.911 | 32.7457 | 14.2508 | 30.3819 | 20.9283 | 21.67 | 29.0434 | 14.2449 | 17.4821 | 32.345 | 19.0178 | 16.9549 | 26.348 | 52.1037 | 23.5111 | 22.8643 | 19.94 | 30.2618 | 11.728 | 28.0968 | 34.3596 | 26.7237 | 16.9685 | 25.2355 | 30.8349 | 30.3655 | 24.9969 | 32.6281 | 19.5274 | 35.3037 | 15.9242 | 16.1538 | 18.0149 | 41.7172 | 20.7339 | 13.1888 | 24.3546 | 32.3551 | 15.4661 | 27.2926 | 28.9753 | 23.8054 | 13.7999 | 11.777 | 40.1793 | 19.3845 | 23.3837 | 12.7994 | 26.0899 | 26.6076 | 22.9125 | 37.7709 | 25.002 | 24.6529 | 23.5292 | 31.4926 | 26.5398 | 31.4561 | 12.437 | 23.3641 | 19.6584 | 16.1026 | 39.2649 | 29.2147 | 23.7023 | 12.7383 | 16.9572 | 29.1731 | 22.1046 | 17.5634 | 23.0079 | 21.1385 | 28.4202 | 16.9182 | 34.7577 | 28.0115 | 18.486 | 14.0878 | 26.5022 | 23.8874 | 27.0152 | 28.3879 | 17.0714 | 26.933 | 22.9869 | 28.3686 | 33.0603 | 22.0224 | 15.5559 | 20.8887 | 23.1775 | 17.8385 | 28.1949 | 36.4237 | 29.6094 | 33.9992 | 31.6707 | 21.572 | 27.475 | 19.2022 | 24.22 | 16.0824 | 26.9523 | 15.134 | 11.8349 | 21.4626 | 29.7925 | 32.2764 | 41.9669 | 27.7456 | 20.479 | 15.4382 | 20.1061 | 11.9077 | 17.9776 | 21.7849 | 21.8278 | 17.1129 | 29.5656 | 11.9869 | 22.1025 | 15.988 | 12.3169 | 11.6641 | 12.9811 | 31.5428 | 10.3693 | 20.4822 | 35.3698 | 15.6406 | 15.3617 | 25.0156 | 24.8074 | 17.0547 | 35.95 | 22.4647 | 19.3412 | 15.457 | 28.3539 | 21.0037 | 26.2732 | 15.345 | 14.7418 | 12.5797 | 17.7638 | 22.1355 | 8.0336 | 15.3755 | 27.3662 | 16.4267 | 18.4277 | 27.775 | 15.5145 | 17.8309 | 27.0715 | 21.0595 | 12.3726 | 23.2135 | 9.7818 | 23.2719 | 21.2684 | 18.8376 | 21.9381 | 18.4981 | 22.4395 | 22.6308 | 18.8534 | 17.1229 | 30.614 | 21.7597 | 45.924 | 60.4336 | 21.3708 | 22.8795 | 22.8064 | 20.2319 | 14.153 | 39.5561 | 12.9946 | 32.9627 | 32.4225 | 22.48 | 11.5128 | 28.2477 | 17.6414 | 33.7289 | 33.6936 | 27.0863 | 44.6319 | 13.9646 | 43.9442 | 27.9492 | 16.9512 | 15.812 | 22.0823 | 18.0004 | 26.6151 | 36.9583 | 16.3383 | 13.763 | 23.6226 | 32.4263 | 24.7065 | 30.4486 | 16.9539 | 32.2771 | 20.0353 | 15.0227 | 14.1542 | 21.8847 | 17.6467 | 13.8667 | 31.5354 | 28.3243 | 21.4482 | 20.3516 | 33.0377 | 37.5622 | 36.7037 | 22.9053 | 28.0206 | 20.6215 | 10.6901 | 30.6921 | 27.5919 | 25.8224 | 24.7837 | 42.0311 | 28.4507 | 24.4038 | 10.3714 | 29.6168 | 26.4778 | 45.1583 | 20.6971 | 27.3098 | 24.3296 | 24.258 | 27.5068 | 23.898 | 43.4523 | 13.8477 | 14.8178 | 16.6771 | 24.2988 | 15.5662 | 20.6004 | 11.9881 | 34.7057 | 22.6594 | 36.3255 | 16.5692 | 13.5385 | 11.6223 | 14.234 | 28.2049 | 18.0196 | 17.2109 | 25.2416 | 35.3596 | 11.3315 | 10.9426 | 27.9849 | 25.5907 | 20.0398 | 28.3001 | 26.3066 | 16.373 | 31.9656 | 15.8099 | 14.0362 | 22.2354 | 10.2452 | 18.782 | 37.6163 | 23.8461 | 19.2755 | 15.9396 | 36.6827 | 47.1576 | 35.5237 | 25.6979 | 19.4145 | 41.5838 | 30.698 | 20.8748 | 16.2075 | 36.1266 | 27.8566 | 19.6691 | 21.5438 | 13.1458 | 13.4534 | 36.5088 | 14.5819 | 44.7662 | 21.1042 | 16.3237 | 28.2619 | 27.0949 | 18.6707 | 20.5051 | 27.9471 | 20.6836 | 38.2135 | 28.9149 | 19.5504 | 17.6313 | 26.9844 | 36.3091 | 19.257 | 23.7609 | 15.0442 | 39.0325 | 19.4511 | 16.6309 | 15.4756 | 24.7959 | 30.3987 | 28.5166 | 20.7438 | 28.9778 | 25.2442 | 19.1643 | 11.8988 | 26.9256 | 15.3145 | 22.0164 | 22.8491 | 21.5822 | 28.5582 | 22.2901 | 14.3117 | 53.957 | 17.0915 | 15.2805 | 33.3075 | 22.4931 | 31.0171 | 29.9346 | 13.4746 | 29.4889 | 14.3635 | 24.2368 | 26.1702 | 17.5032 | 13.0982 | 37.9003 | 14.4516 | 15.7483 | 27.8045 | 31.0069 | 33.5016 | 33.8789 | 14.0353 | 15.8091 | 7.5894 | 17.3526 | 31.0798 | 20.7136 | 25.1203 | 15.7652 | 28.1805 | 21.849 | 42.2588 | 24.9107 | 18.6615 | 27.2862 | 23.6412 | 15.1972 | 18.5758 | 22.3103 | 19.2689 | 22.5801 | 30.4421 | 13.5534 | 17.3294 | 15.677 | 20.8274 | 26.0549 | 14.2903 | 33.0267 | 26.0421 | 41.3625 | 23.4636 | 22.3605 | 22.3056 | 18.4504 | 13.3349 | 43.3031 | 37.5805 | 27.6584 | 34.6593 | 19.0869 | 49.4542 | 20.1988 | 28.2018 | 30.1746 | 18.3717 | 24.9284 | 21.0114 | 23.2173 | 33.2236 | 27.2479 | 25.8372 | 22.7285 | 27.366 | 31.851 | 34.4552 | 29.1806 | 31.1233 | 19.0792 | 16.9635 | 14.774 | 25.3267 | 14.8811 | 20.7633 | 29.5356 | 32.1051 | 43.7032 | 19.8374 | 21.1782 | 38.1996 | 27.9636 | 26.4515 | 18.4408 | 17.8176 | 12.4288 | 16.3958 | 24.752 | 22.4172 | 42.5715 | 24.8546 | 15.8454 | 16.9337 | 16.0223 | 23.8479 | 24.8439 | 32.5483 | 16.6278 | 12.3036 | 23.0636 | 27.423 | 32.7718 | 26.1999 | 20.8106 | 33.8973 | 26.0241 | 17.658 | 14.2186 | 17.574 | 24.7518 | 15.8162 | 13.5748 | 26.1618 | 27.1963 | 31.6328 | 21.8581 | 29.3714 | 28.2226 | 33.1138 | 14.099 | 23.2305 | 42.5764 | 14.3701 | 25.0837 | 19.9043 | 25.7088 | 22.3219 | 31.7173 | 28.4339 | 14.6771 | 22.211 | 22.872 | 24.3532 | 23.8918 | 25.1861 | 22.2921 | 16.4423 | 22.0828 | 14.313 | 16.4264 | 29.4771 | 23.658 | 18.6991 | 23.0886 | 15.3846 | 26.2952 | 32.0581 | 21.6857 | 40.5908 | 23.487 | 30.5967 | 21.4742 | 17.1409 | 35.0304 | 32.0567 | 12.0708 | 30.1965 | 29.4933 | 22.6707 | 29.1192 | 13.7155 | 32.0615 | 27.8251 | 33.1289 | 26.3226 | 33.0333 | 17.2815 | 18.0013 | 29.3969 | 55.441 | 35.3756 | 29.0709 | 20.6581 | 32.9761 | 18.5747 | 12.849 | 26.3441 | 26.7998 | 21.8133 | 32.2797 | 26.0531 | 32.9124 | 21.4804 | 13.7812 | 33.6797 | 51.3344 | 22.7238 | 18.7738 | 26.9681 | 26.9194 | 44.5803 | 21.3292 | 30.5117 | 24.608 | 15.4035 | 25.8599 | 16.5851 | 39.7843 | 30.3413 | 26.8167 | 9.9714 | 28.8099 | 23.9608 | 19.6886 | 44.0979 | 38.6076 | 27.8891 | 15.8159 | 28.0196 | 20.3397 | 34.2471 | 13.4964 | 37.8649 | 31.6516 | 35.8359 | 13.8935 | 21.9211 | 33.1803 | 15.4999 | 25.3607 | 33.0262 | 21.062 | 19.2464 | 22.4149 | 23.0613 | 22.7983 | 12.4265 | 17.1558 | 26.4848 | 30.4899 | 34.4204 | 26.6524 | 30.4147 | 24.3633 | 27.802 | 22.8385 | 14.7128 | 22.7633 | 29.3132 | 16.8366 | 29.4636 | 18.7821 | 34.3804 | 18.8111 | 26.7186 | 12.8541 | 40.5543 | 12.2115 | 25.4178 | 28.4982 | 21.453 | 36.965 | 15.4371 | 20.8862 | 14.2005 | 31.3553 | 27.2152 | 19.2154 | 18.1684 | 26.5094 | 19.8798 | 34.9551 | 24.2354 | 49.1716 | 11.2988 | 14.0544 | 28.1606 | 26.3717 | 29.0473 | 23.0753 | 21.5006 | 30.697 | 16.9008 | 40.5888 | 24.583 | 21.1306 | 19.7729 | 24.8875 | 40.4347 | 19.1428 | 24.9699 | 17.264 | 35.071 | 15.0842 | 28.7387 | 21.477 | 42.9232 | 34.2948 | 39.0187 | 33.78 | 23.6586 | 42.6028 | 34.9007 | 8.7696 | 25.0504 | 18.4354 | 27.0056 | 21.9395 | 20.9291 | 19.6799 | 27.5834 | 26.2386 | 25.2436 | 20.1391 | 26.9837 | 14.7746 | 14.1752 | 20.5048 | 23.8043 | 18.4782 | 11.117 | 15.6739 | 13.7038 | 22.4681 | 23.3639 | 19.2017 | 17.5694 | 26.4522 | 37.735 | 15.0273 | 24.0714 | 38.0145 | 39.4008 | 13.3279 | 30.6659 | 15.0074 | 14.7395 | 23.9878 | 49.1453 | 10.7099 | 27.8024 | 18.2804 | 29.8425 | 19.1932 | 22.6587 | 31.0099 | 19.6957 | 26.4857 | 23.0776 | 26.4807 | 23.6035 | 12.7048 | 28.8484 | 26.3504 | 7.6101 | 21.4517 | 15.5659 | 17.397 | 16.8258 | 23.7284 | 29.2502 | 17.2705 | 23.5584 | 17.6698 | 37.3745 | 15.3889 | 21.8056 | 13.9632 | 22.6629 | 31.2063 | 38.1809 | 29.006 | 35.3874 | 13.4975 | 25.3319 | 23.3405 | 31.6148 | 19.5265 | 11.4152 | 20.3466 | 27.2635 | 16.5905 | 21.5008 | 37.3125 | 12.331 | 18.7228 | 14.2553 | 14.6108 | 16.7721 | 23.2228 | 29.6082 | 20.5736 | 18.8759 | 21.3715 | 24.2894 | 17.1321 | 31.0478 | 18.3805 | 43.4909 | 10.8211 | 17.6464 | 34.3926 | 31.5958 | 35.9862 | 24.5281 | 13.3629 | 22.6301 | 23.3939 | 38.5432 | 29.629 | 18.4477 | 22.822 | 26.4951 | 21.8198 | 30.1532 | 24.3519 | 30.6234 | 12.4412 | 17.749 | 19.6258 | 35.8638 | 17.8429 | 43.7265 | 24.2427 | 18.483 | 19.2628 | 33.5158 | 18.0121 | 22.3229 | 20.0545 | 31.1135 | 22.8839 | 40.3924 | 27.3976 | 24.0333 | 14.9181 | 24.0202 | 24.7764 | 16.4349 | 15.1884 | 35.2717 | 18.912 | 39.9509 | 18.1967 | 18.913 | 20.6075 | 28.8369 | 26.2854 | 21.9324 | 16.993 | 24.8538 | 19.7362 | 21.3781 | 20.5615 | 9.8943 | 15.9461 | 20.6241 | 17.4775 | 23.1666 | 36.2983 | 20.6115 | 14.1352 | 25.6458 | 15.7881 | 30.3504 | 29.4529 | 20.0353 | 10.7947 | 21.7074 | 15.8839 | 16.3674 | 18.9355 | 28.5316 | 33.9906 | 38.4598 | 12.9557 | 19.9277 | 15.308 | 12.0597 | 25.3031 | 13.2579 | 28.2112 | 29.8045 | 19.322 | 32.6414 | 10.3593 | 10.3932 | 16.6635 | 11.835 | 20.7173 | 14.9941 | 25.9496 | 13.9613 | 12.8661 | 15.5209 | 21.1706 | 25.2725 | 14.9192 | 28.9224 | 14.5747 | 6.4123 | 56.6373 | 30.9942 | 29.0455 | 13.3947 | 20.1606 | 32.1754 | 15.5687 | 17.7952 | 20.7306 | 26.056 | 14.1909 | 16.7497 | 15.4706 | 12.7316 | 22.9063 | 26.5511 | 19.8344 | 29.1075 | 30.3302 | 26.1351 | 27.7849 | 18.4511 | 34.0544 | 25.5385 | 22.3349 | 33.7416 | 16.8042 | 34.3961 | 25.0519 | 31.209 | 32.3857 | 22.9059 | 31.303 | 27.4805 | 11.5515 | 35.3349 | 19.8547 | 30.7821 | 32.2584 | 14.5244 | 11.212 | 22.7084 | 29.0626 | 13.0214 | 26.0873 | 21.1364 | 15.1844 | 16.4301 | 30.5858 | 12.7103 | 25.1215 | 20.2802 | 17.6262 | 15.818 | 22.5291 | 30.1847 | 20.6078 | 35.2159 | 26.6649 | 29.1053 | 26.4319 | 17.2013 | 10.7706 | 18.2199 | 23.4327 | 32.0024 | 21.0272 | 27.53 | 30.5134 | 15.7442 | 26.0813 | 16.0582 | 16.1854 | 17.5023 | 15.753 | 23.6663 | 12.4975 | 24.2211 | 16.3574 | 14.2169 | 23.4928 | 27.0667 | 15.0676 | 35.9584 | 24.3648 | 10.2964 | 19.2673 | 19.0799 | 13.3853 | 15.2027 | 32.1114 | 22.9739 | 21.2375 | 43.452 | 41.1716 | 23.9052 | 28.0306 | 25.1229 | 32.7483 | 18.9333 | 21.1328 | 8.5578 | 17.6326 | 31.7846 | 26.462 | 27.3725 | 23.6815 | 26.0989 | 29.8786 | 21.7303 | 27.7605 | 22.496 | 29.9803 | 28.6679 | 21.6998 | 15.3377 | 19.7459 | 15.8366 | 16.3895 | 38.1704 | 16.1254 | 18.1434 | 11.873 | 8.7199 | 16.2276 | 16.632 | 14.6318 | 21.7898 | 38.5208 | 33.2588 | 18.7667 | 17.365 | 18.6309 | 9.2371 | 17.5135 | 24.7668 | 17.1647 | 33.9126 | 20.0384 | 23.7462 | 36.7688 | 39.6466 | 20.4988 | 14.8311 | 27.8284 | 32.0291 | 13.9567 | 21.0055 | 21.6093 | 16.6926 | 24.2015 | 26.1972 | 27.6576 | 24.7366 | 23.6146 | 22.9616 | 21.5134 | 19.421 | 25.4079 | 16.7462 | 24.7311 | 27.3815 | 11.3809 | 16.9235 | 29.3605 | 9.8037 | 27.183 | 23.4981 | 45.4961 | 23.5698 | 27.0367 | 18.5423 | 20.5569 | 14.3748 | 24.7292 | 33.7006 | 24.8891 | 24.7718 | 20.0527 | 21.0577 | 32.9038 | 18.491 | 15.5592 | 13.4611 | 14.8954 | 29.6438 | 21.5929 | 20.266 | 9.3289 | 22.4891 | 15.0656 | 30.3841 | 24.8975 | 21.4054 | 27.3747 | 32.4083 | 19.0927 | 27.168 | 40.5393 | 17.6831 | 13.8163 | 20.688 | 19.1688 | 21.2447 | 19.6163 | 24.053 | 26.2602 | 29.8703 | 8.9031 | 36.929 | 20.0575 | 38.0917 | 34.7574 | 20.8441 | 29.4881 | 15.1566 | 14.8573 | 30.3383 | 23.7125 | 12.3248 | 19.2897 | 38.1043 | 35.9043 | 18.8532 | 20.7302 | 37.8866 | 13.3383 | 46.2846 | 25.7677 | 21.5212 | 5.2125 | 25.4229 | 10.7579 | 19.7349 | 21.4993 | 24.3153 | 25.9361 | 22.487 | 16.5595 | 20.1662 | 18.6053 | 29.491 | 18.863 | 18.7937 | 18.0143 | 11.1687 | 18.6544 | 22.5051 | 29.9911 | 55.8927 | 33.0962 | 11.416 | 19.1099 | 19.3654 | 16.0449 | 37.9434 | 18.8439 | 31.1988 | 27.5634 | 30.392 | 29.2835 | 16.6697 | 22.6222 | 27.5534 | 43.7942 | 14.2379 | 33.2665 | 50.5802 | 34.8264 | 27.3094 | 21.4875 | 26.8185 | 20.8764 | 23.7246 | 15.326 | 24.0132 | 29.931 | 16.9046 | 23.7735 | 16.1883 | 24.4609 | 42.4152 | 23.3261 | 35.3923 | 25.8449 | 35.2487 | 18.2435 | 29.8851 | 24.8288 | 34.0555 | 27.7133 | 40.7899 | 16.3066 | 20.2418 | 26.389 | 36.5688 | 22.0685 | 18.5032 | 21.2136 | 35.1544 | 16.204 | 11.7075 | 42.9978 | 26.7174 | 15.6419 | 24.9111 | 30.4594 | 16.405 | 25.3748 | 41.1807 | 26.4369 | 19.3574 | 32.7153 | 27.453 | 18.6111 | 29.4223 | 25.1344 | 25.2795 | 34.0748 | 33.394 | 35.6235 | 25.1744 | 25.3001 | 45.9319 | 22.8772 | 26.0588 | 6.0154 | 21.5074 | 29.1565 | 19.587 | 20.2411 | 16.2653 | 10.6148 | 28.2188 | 26.0349 | 29.0129 | 20.6755 | 17.1082 | 25.5539 | 24.7631 | 28.0326 | 22.8083 | 12.0006 | 19.3457 | 23.4836 | 41.4629 | 27.9173 | 35.2516 | 16.9442 | 22.9775 | 12.379 | 16.6015 | 32.4807 | 27.9797 | 19.9785 | 19.8337 | 29.7771 | 13.9081 | 16.1903 | 33.5865 | 23.7856 | 43.6193 | 23.9769 | 10.367 | 15.9132 | 23.4096 | 13.8658 | 13.7256 | 19.972 | 25.7159 | 17.8906 | 17.7338 | 16.4601 | 19.4241 | 20.4455 | 23.2477 | 40.6574 | 20.409 | 22.6362 | 22.3647 | 17.6343 | 18.4856 | 25.4201 | 28.2948 | 25.5187 | 19.9761 | 15.9037 | 12.8197 | 22.5246 | 22.1482 | 14.6993 | 21.6271 | 32.2031 | 19.8585 | 28.0046 | 20.9701 | 17.2376 | 37.1457 | 23.4452 | 26.2903 | 43.4019 | 22.9813 | 17.9606 | 32.9207 | 29.7358 | 20.0293 | 30.7973 | 21.5983 | 38.7646 | 25.6484 | 31.4483 | 31.3204 | 21.2491 | 24.2748 | 11.4978 | 18.4913 | 16.2857 | 20.4315 | 23.4403 | 30.0446 | 52.0136 | 21.0706 | 25.7536 | 31.6807 | 17.756 | 24.4482 | 16.1576 | 32.6793 | 28.6576 | 17.8516 | 15.2423 | 19.6426 | 18.8856 | 17.8 | 17.7057 | 20.0335 | 22.4962 | 12.071 | 13.2327 | 31.775 | 34.7742 | 19.6498 | 15.9408 | 21.9854 | 20.1189 | 28.6624 | 24.7168 | 32.2793 | 22.9484 | 18.3659 | 25.7716 | 20.4111 | 25.9444 | 11.501 | 30.3829 | 16.716 | 47.6757 | 29.63 | 36.684 | 13.4048 | 39.7763 | 14.153 | 36.9279 | 18.3222 | 40.6844 | 43.9305 | 14.5127 | 22.6695 | 27.9674 | 36.8427 | 20.9043 | 17.8303 | 10.4076 | 12.693 | 27.9975 | 20.6074 | 40.1366 | 34.2924 | 18.8935 | 34.5293 | 17.951 | 27.1627 | 10.8671 | 12.244 | 24.0232 | 34.7509 | 32.8746 | 44.9944 | 24.2399 | 28.4782 | 29.2674 | 29.1207 | 27.7947 | 10.6398 | 60.1017 | 15.068 | 28.345 | 19.0782 | 28.834 | 49.3059 | 42.8965 | 22.8765 | 25.4409 | 27.8421 | 31.2263 | 32.5759 | 12.3939 | 18.6434 | 24.6202 | 23.906 | 31.0479 | 45.9233 | 33.9965 | 25.8207 | 24.9412 | 27.4458 | 20.2274 | 19.6156 | 17.9067 | 23.4792 | 17.5299 | 10.4094 | 23.7257 | 23.9122 | 19.5868 | 19.2303 | 22.8617 | 15.0149 | 12.3226 | 20.6725 | 19.5365 | 29.7838 | 23.8605 | 12.7226 | 43.8992 | 15.5568 | 34.3057 | 34.7764 | 30.7132 | 12.8879 | 19.4357 | 23.6448 | 19.9694 | 19.9367 | 46.9727 | 15.3525 | 29.7291 | 37.9832 | 27.0913 | 13.0619 | 16.8116 | 19.8396 | 26.0408 | 18.8842 | 32.8217 | 9.6266 | 25.9667 | 32.9958 | 26.2251 | 13.676 | 15.3369 | 26.1061 | 17.1944 | 17.8499 | 26.9454 | 19.5756 | 32.1656 | 21.5162 | 14.7968 | 24.6348 | 32.3166 | 41.6137 | 39.597 | 22.6966 | 26.5309 | 18.5955 | 16.5809 | 17.5923 | 15.6552 | 26.4092 | 11.852 | 17.322 | 18.8586 | 13.7932 | 13.8583 | 16.7062 | 34.9436 | 28.3868 | 20.0399 | 15.0856 | 33.8426 | 28.8645 | 38.8079 | 32.7487 | 19.6602 | 45.7097 | 16.7915 | 34.7723 | 23.2063 | 14.2198 | 25.2809 | 20.856 | 20.5985 | 23.453 | 20.4772 | 12.3078 | 37.1071 | 17.8413 | 40.9124 | 37.4094 | 14.1747 | 29.5043 | 30.2832 | 15.7385 | 16.0843 | 17.6304 | 15.1782 | 7.442 | 54.1904 | 30.6407 | 21.3493 | 15.8943 | 13.8288 | 21.7293 | 13.9461 | 23.4368 | 23.6071 | 17.9851 | 16.5592 | 21.3639 | 17.9117 | 19.0541 | 20.4971 | 29.7199 | 20.9474 | 23.2461 | 19.1899 | 20.0185 | 20.3663 | 27.4384 | 40.4757 | 13.9687 | 15.074 | 20.758 | 14.8883 | 10.8722 | 32.2077 | 13.8537 | 26.4038 | 16.644 | 10.0271 | 30.0672 | 35.4649 | 36.5583 | 17.5532 | 23.7989 | 31.2284 | 25.4891 | 27.3742 | 29.9248 | 22.6 | 14.5885 | 23.5276 | 46.6336 | 9.1481 | 24.1901 | 28.1927 | 33.63 | 20.6144 | 20.9556 | 8.6369 | 12.5368 | 21.1701 | 34.0936 | 24.8469 | 24.5865 | 21.2126 | 25.9934 | 32.8573 | 18.4007 | 16.3294 | 31.2607 | 18.7754 | 17.3694 | 40.6869 | 23.2323 | 13.8356 | 16.6281 | 13.699 | 22.6675 | 21.6881 | 20.8666 | 33.1776 | 16.1253 | 27.1901 | 22.8421 | 18.2783 | 15.7055 | 17.6989 | 43.1435 | 36.6443 | 17.2193 | 30.9704 | 27.645 | 15.1323 | 34.7042 | 41.5401 | 11.5252 | 23.8928 | 27.8877 | 15.2548 | 27.0133 | 36.9458 | 25.8693 | 19.4655 | 43.2342 | 16.6298 | 24.2303 | 48.4065 | 14.426 | 13.2058 | 34.6872 | 38.1585 | 13.1573 | 26.7002 | 14.6264 | 10.619 | 22.1808 | 25.0626 | 25.3744 | 29.5833 | 13.4301 | 17.9175 | 22.6941 | 17.7865 | 26.7664 | 20.0069 | 21.5215 | 16.3248 | 20.8091 | 38.3895 | 33.7754 | 22.2593 | 26.9368 | 22.1424 | 19.3327 | 13.7631 | 15.5683 | 14.8751 | 28.4474 | 17.8679 | 22.813 | 21.7346 | 29.9674 | 27.7288 | 19.1046 | 26.1537 | 22.2652 | 23.5904 | 16.9051 | 21.1265 | 12.9507 | 27.5456 | 31.8718 | 19.5852 | 28.2583 | 34.8072 | 17.659 | 20.4684 | 17.3908 | 41.7617 | 17.9391 | 12.2425 | 41.9284 | 23.0863 | 21.0362 | 31.0213 | 20.0567 | 23.8712 | 22.1732 | 15.0209 | 13.8707 | 20.3646 | 26.3317 | 24.0837 | 31.2075 | 20.5974 | 27.2793 | 25.7661 | 26.3939 | 29.0503 | 17.9578 | 20.92 | 16.4389 | 27.2094 | 25.0755 | 45.5137 | 20.8858 | 14.6171 | 27.5586 | 19.0237 | 36.5508 | 30.7867 | 24.5473 | 23.7455 | 34.6825 | 19.2207 | 26.4757 | 21.2169 | 42.5958 | 11.6898 | 28.4236 | 17.3715 | 20.1436 | 21.0733 | 19.9682 | 30.1607 | 21.3662 | 16.2448 | 17.9314 | 16.2629 | 15.5538 | 12.139 | 18.1761 | 33.6722 | 33.3647 | 25.6918 | 21.0174 | 37.0857 | 18.0213 | 17.4271 | 20.992 | 16.6653 | 13.093 | 12.093 | 12.4155 | 22.1662 | 18.1873 | 12.8734 | 23.9852 | 39.4707 | 18.9108 | 32.0487 | 26.6437 | 28.6094 | 40.3255 | 32.5501 | 17.3827 | 35.2196 | 18.4039 | 13.428 | 12.8325 | 34.2259 | 23.681 | 25.3785 | 22.509 | 14.5226 | 24.2601 | 29.7298 | 20.0152 | 49.2015 | 31.4515 | 12.6357 | 22.5452 | 22.4773 | 28.2362 | 31.0945 | 17.7433 | 17.3731 | 20.3136 | 25.1159 | 23.0888 | 20.9737 | 22.3547 | 17.457 | 22.7956 | 15.7706 | 12.9859 | 23.6715 | 36.4761 | 14.9672 | 10.9214 | 32.2974 | 21.4791 | 18.8978 | 36.1098 | 12.7841 | 31.7821 | 33.6283 | 29.7019 | 18.1361 | 32.643 | 36.1792 | 24.8032 | 20.3247 | 31.6715 | 26.2144 | 21.9546 | 18.8273 | 24.1942 | 20.4187 | 21.7137 | 19.8112 | 21.3782 | 21.1064 | 29.7404 | 44.3909 | 28.7632 | 31.1118 | 23.6142 | 28.2875 | 41.8415 | 22.1853 | 27.7957 | 27.9211 | 14.6241 | 33.7314 | 47.0762 | 27.4625 | 31.6217 | 21.6341 | 10.4646 | 13.5697 | 31.9895 | 24.2042 | 8.7593 | 21.5622 | 14.0658 | 14.5109 | 26.7726 | 28.4793 | 35.2049 | 31.1777 | 17.8783 | 28.9726 | 15.9839 | 23.1901 | 19.0444 | 15.6563 | 19.3202 | 11.0414 | 32.6922 | 25.9512 | 12.8047 | 44.609 | 14.2692 | 24.3423 | 26.1852 | 24.435 | 13.4564 | 19.5656 | 27.1939 | 25.0548 | 21.5249 | 18.5258 | 23.8131 | 20.4239 | 34.2353 | 25.8931 | 23.9915 | 27.1761 | 24.9179 | 23.1148 | 13.2469 | 21.3096 | 24.668 | 34.2321 | 26.1952 | 21.0477 | 30.8175 | 21.7265 | 20.4218 | 25.6867 | 25.2343 | 10.7485 | 18.8596 | 29.5667 | 36.87 | 26.0004 | 32.2545 | 28.8917 | 26.8426 | 37.9145 | 16.285 | 24.3301 | 24.4359 | 23.5004 | 35.4698 | 30.0922 | 32.0214 | 15.4783 | 14.9165 | 25.6229 | 24.4029 | 12.6264 | 31.9144 | 19.5024 | 33.6334 | 34.3274 | 24.3299 | 17.3899 | 33.8787 | 15.3012 | 19.1074 | 25.6354 | 39.6106 | 23.882 | 19.1606 | 20.9343 | 25.2058 | 14.536 | 21.5293 | 16.9365 | 23.6196 | 19.8926 | 10.8612 | 21.5979 | 36.924 | 20.0117 | 23.3181 | 19.1821 | 34.8837 | 20.1879 | 34.9541 | 15.9586 | 26.1297 | 35.3275 | 40.166 | 29.1042 | 27.9116 | 20.6416 | 23.5674 | 21.4332 | 18.173 | 13.3637 | 22.7942 | 36.7203 | 16.0238 | 14.641 | 27.8974 | 26.7788 | 32.045 | 13.3492 | 15.0963 | 28.2451 | 24.9775 | 38.0558 | 25.3748 | 24.663 | 18.3578 | 49.2257 | 18.6827 | 33.1709 | 26.8415 | 32.7101 | 18.6146 | 25.0678 | 46.1062 | 16.0957 | 24.5062 | 24.4271 | 30.6214 | 20.9684 | 15.5155 | 15.2064 | 23.7471 | 19.3302 | 16.5635 | 25.9132 | 27.6205 | 23.1047 | 20.4294 | 23.386 | 16.4793 | 39.1403 | 51.1693 | 36.7535 | 12.2214 | 24.2475 | 18.8156 | 20.9493 | 20.0334 | 17.0531 | 14.6207 | 11.0889 | 18.4374 | 20.0059 | 32.5412 | 27.5711 | 26.7009 | 22.6302 | 13.5902 | 16.7364 | 22.8417 | 16.9869 | 20.9442 | 29.3902 | 16.4039 | 41.1331 | 13.456 | 25.1185 | 15.8492 | 15.8758 | 14.6848 | 11.1887 | 56.2257 | 18.5354 | 13.8596 | 23.4887 | 13.7403 | 25.8736 | 16.4944 | 40.0778 | 22.2069 | 32.7238 | 29.5577 | 18.3934 | 20.8392 | 19.4337 | 10.4331 | 15.5701 | 27.628 | 23.4149 | 28.1675 | 23.3436 | 29.3142 | 25.9439 | 11.8421 | 13.2214 | 13.4542 | 18.6992 | 25.7607 | 25.037 | 23.9491 | 27.464 | 13.7388 | 32.4121 | 21.5832 | 16.2393 | 30.4782 | 18.9843 | 38.5114 | 32.9469 | 43.5907 | 30.9838 | 13.8637 | 25.553 | 14.5579 | 13.7548 | 20.5023 | 30.3714 | 25.587 | 23.2805 | 15.2272 | 36.7297 | 28.1657 | 30.9999 | 26.4114 | 23.2565 | 32.3832 | 19.9598 | 12.237 | 17.4766 | 13.6981 | 19.967 | 23.4002 | 28.7044 | 17.1914 | 16.08 | 27.476 | 24.4771 | 26.1025 | 46.7354 | 20.3546 | 16.7445 | 17.3527 | 18.4395 | 29.023 | 25.4586 | 23.4082 | 15.6078 | 31.709 | 27.649 | 18.9711 | 13.4289 | 21.6327 | 17.478 | 21.1679 | 11.9323 | 35.6582 | 21.8582 | 21.9053 | 14.7241 | 17.1014 | 20.9666 | 35.1794 | 25.9789 | 33.9311 | 33.2172 | 20.4848 | 21.0554 | 35.6772 | 12.5414 | 24.0108 | 22.3217 | 23.3251 | 21.5245 | 18.8755 | 23.7455 | 38.7 | 44.5922 | 29.9881 | 40.4015 | 26.256 | 23.1121 | 35.9239 | 27.3163 | 24.5453 | 33.0361 | 16.9332 | 26.6546 | 20.8962 | 21.4994 | 22.8786 | 21.3157 | 12.2253 | 16.1589 | 28.8239 | 18.341 | 17.8009 | 29.4042 | 33.4689 | 21.2739 | 24.9257 | 23.8723 | 30.223 | 17.6645 | 21.2442 | 16.851 | 7.3364 | 18.8654 | 41.3583 | 16.936 | 23.4897 | 23.2756 | 23.8999 | 28.8202 | 22.6736 | 29.4477 | 28.7397 | 28.1207 | 36.0703 | 16.477 | 41.0281 | 17.4205 | 16.9585 | 37.3775 | 41.284 | 13.0349 | 30.6667 | 17.8213 | 17.6874 | 27.6113 | 19.8092 | 30.517 | 25.6273 | 28.9516 | 5.5598 | 18.5628 | 33.67 | 40.3418 | 21.7719 | 14.0574 | 15.5416 | 18.3941 | 26.328 | 21.358 | 22.9059 | 18.9155 | 23.0766 | 32.3444 | 24.922 | 19.1807 | 31.5502 | 18.8924 | 22.9477 | 33.8874 | 29.8585 | 20.2922 | 24.5007 | 40.7108 | 22.7887 | 22.9935 | 18.8175 | 22.9467 | 21.5413 | 17.9641 | 8.1733 | 18.6505 | 31.9745 | 24.4046 | 27.3975 | 31.598 | 21.2878 | 22.4993 | 23.1377 | 39.6981 | 32.8529 | 29.2795 | 20.5571 | 17.4845 | 29.7878 | 13.7119 | 12.3657 | 33.0388 | 21.6855 | 12.0468 | 22.3151 | 17.2692 | 21.8765 | 12.8165 | 31.965 | 20.2145 | 58.1388 | 27.65 | 16.1178 | 24.8562 | 19.7416 | 18.4153 | 29.9562 | 15.903 | 33.8347 | 38.75 | 20.4295 | 15.1928 | 34.5316 | 16.4459 | 41.0338 | 16.4412 | 20.6083 | 29.579 | 20.1829 | 28.537 | 18.6598 | 37.4613 | 24.7112 | 22.347 | 20.4342 | 21.4337 | 23.4576 | 17.8453 | 18.7181 | 18.8698 | 22.8145 | 27.9642 | 26.2342 | 22.5271 | 26.5893 | 27.1105 | 33.3524 | 31.2051 | 19.1177 | 21.3585 | 26.4074 | 24.1783 | 19.9045 | 13.2985 | 20.3511 | 28.8172 | 22.4449 | 23.9802 | 26.2963 | 13.4687 | 36.6548 | 16.7461 | 22.8718 | 30.0171 | 20.3059 | 33.018 | 42.4296 | 21.7682 | 23.8101 | 30.1326 | 15.9365 | 23.7393 | 17.5847 | 21.876 | 20.9379 | 20.9348 | 15.99 | 29.6064 | 23.0731 | 22.2682 | 12.501 | 20.3823 | 22.4295 | 30.8295 | 28.4922 | 25.8343 | 16.1361 | 23.2915 | 27.8005 | 17.6393 | 17.2891 | 21.3824 | 29.9936 | 27.3941 | 30.8 | 13.4021 | 19.7092 | 17.2143 | 31.1884 | 25.896 | 32.7156 | 12.5048 | 18.442 | 25.324 | 37.6143 | 20.8676 | 23.3094 | 18.8652 | 16.8801 | 21.2357 | 39.3173 | 19.8211 | 14.7237 | 21.5575 | 26.9191 | 15.9414 | 14.6629 | 25.7557 | 20.2112 | 23.2636 | 17.157 | 38.9496 | 43.08 | 20.8813 | 14.7508 | 11.3083 | 23.5976 | 12.4744 | 14.4134 | 15.3049 | 22.5755 | 31.1638 | 21.6599 | 21.198 | 19.4986 | 29.1637 | 23.2847 | 19.9145 | 19.4747 | 43.6619 | 29.025 | 14.0811 | 30.7856 | 14.9166 | 14.91 | 13.1853 | 34.1029 | 30.7971 | 23.4863 | 13.3359 | 17.1914 | 29.4363 | 34.2837 | 24.7591 | 18.3722 | 20.5162 | 12.9996 | 22.6555 | 33.3177 | 15.0311 | 23.9296 | 15.9122 | 25.2935 | 23.5371 | 29.1569 | 40.6929 | 28.4081 | 19.7877 | 17.4105 | 25.8847 | 40.5333 | 26.1866 | 18.3117 | 33.6711 | 26.8592 | 29.4569 | 33.1597 | 19.2126 | 32.4508 | 16.7471 | 13.2509 | 16.8349 | 28.0528 | 18.1835 | 27.7237 | 16.0671 | 27.5627 | 20.6371 | 20.9338 | 28.0938 | 19.8423 | 22.4118 | 21.4784 | 20.2225 | 20.6844 | 13.02 | 18.1688 | 26.8257 | 15.0704 | 21.952 | 21.2405 | 29.5879 | 20.4711 | 23.0572 | 19.8931 | 17.0561 | 26.2846 | 17.6143 | 14.8671 | 35.1709 | 27.651 | 35.3954 | 18.2851 | 20.3929 | 22.4134 | 14.1809 | 14.8912 | 20.3063 | 17.9898 | 27.1677 | 21.0487 | 22.3938 | 21.1368 | 46.8029 | 29.6772 | 23.4998 | 37.7876 | 25.6439 | 32.587 | 24.448 | 18.5809 | 17.207 | 13.1858 | 19.4758 | 25.3391 | 38.1998 | 23.6932 | 23.0317 | 19.2348 | 41.0005 | 39.4413 | 21.278 | 41.8468 | 22.4276 | 20.0441 | 22.0792 | 25.4382 | 20.9758 | 21.6739 | 24.7352 | 41.4444 | 26.6479 | 28.9023 | 17.1838 | 24.6067 | 29.7003 | 14.5842 | 16.9538 | 27.9776 | 34.5118 | 31.8901 | 34.8169 | 22.1432 | 19.0137 | 37.8352 | 23.0508 | 15.9562 | 24.1821 | 27.5324 | 29.9796 | 20.917 | 48.1153 | 20.8124 | 27.8169 | 26.3854 | 17.7313 | 22.47 | 16.568 | 30.148 | 20.9349 | 18.7234 | 17.786 | 22.9766 | 24.1664 | 31.7629 | 28.9308 | 13.8456 | 7.901 | 21.734 | 20.9601 | 29.3591 | 24.9464 | 14.4195 | 35.1491 | 17.1864 | 31.6217 | 9.9093 | 24.6742 | 31.0368 | 24.8621 | 23.1462 | 17.1989 | 14.1827 | 37.0067 | 11.595 | 24.9729 | 38.4545 | 26.7301 | 15.0255 | 29.5982 | 17.4261 | 16.576 | 15.7722 | 17.4178 | 17.3246 | 35.9775 | 25.5507 | 24.9835 | 18.0122 | 13.2608 | 37.74 | 16.7199 | 30.5499 | 35.255 | 24.6187 | 22.1259 | 30.3327 | 28.4376 | 37.9819 | 21.6441 | 19.2839 | 19.688 | 22.4369 | 31.5996 | 14.5543 | 27.5227 | 29.4257 | 43.2467 | 30.7836 | 11.4406 | 22.4973 | 27.6245 | 29.1627 | 14.1656 | 23.6532 | 22.8467 | 20.7558 | 26.0503 | 27.4846 | 15.0614 | 12.7062 | 26.8719 | 19.7791 | 36.6786 | 31.2574 | 27.3643 | 12.6533 | 28.9942 | 16.8551 | 38.2292 | 27.9155 | 48.2194 | 16.7898 | 43.8773 | 32.9465 | 18.4362 | 28.2203 | 24.0773 | 22.8229 | 11.9334 | 21.0638 | 17.4434 | 30.4052 | 26.9007 | 25.8445 | 13.4346 | 35.937 | 16.4064 | 13.658 | 36.1854 | 14.9756 | 31.2612 | 18.6963 | 17.7277 | 16.2585 | 24.2952 | 21.732 | 11.7549 | 30.0646 | 26.9064 | 55.2784 | 17.0405 | 28.1334 | 17.1644 | 24.1761 | 47.0591 | 20.3898 | 18.0556 | 24.8319 | 29.989 | 19.4428 | 25.4111 | 28.4186 | 18.0596 | 14.5322 | 22.4077 | 32.4599 | 19.0053 | 31.0879 | 19.5254 | 16.8534 | 33.7453 | 19.0645 | 24.9656 | 28.081 | 33.9724 | 47.5874 | 19.3792 | 21.0902 | 39.042 | 13.3642 | 25.4066 | 35.1238 | 23.3325 | 37.409 | 24.5203 | 18.2372 | 18.383 | 18.9026 | 29.0984 | 14.2804 | 17.4684 | 17.5331 | 21.8816 | 29.9867 | 22.5093 | 37.16 | 19.4437 | 17.1092 | 26.0721 | 33.2309 | 27.3564 | 23.098 | 26.1667 | 30.1672 | 34.4113 | 29.4265 | 14.2083 | 18.9708 | 15.6931 | 21.0458 | 13.8886 | 32.7674 | 33.3826 | 28.9045 | 23.2075 | 16.3709 | 29.9415 | 30.0002 | 43.7798 | 13.6095 | 19.6961 | 22.7164 | 29.9588 | 32.2243 | 17.3134 | 14.9189 | 15.2992 | 15.8594 | 14.6082 | 38.2079 | 21.0487 | 31.2251 | 28.4358 | 21.1199 | 28.3364 | 23.9076 | 37.4006 | 17.4588 | 22.9037 | 31.0414 | 11.9262 | 22.6767 | 22.1483 | 6.9594 | 19.8502 | 14.1448 | 21.7785 | 22.9169 | 28.318 | 36.539 | 19.3436 | 7.7525 | 23.366 | 39.5509 | 17.0512 | 20.3397 | 13.0807 | 22.1503 | 48.8695 | 29.0633 | 24.1755 | 29.6689 | 54.7919 | 15.7767 | 19.9731 | 32.4041 | 22.3194 | 14.4576 | 26.6032 | 29.1556 | 10.0789 | 13.8218 | 27.7693 | 31.6939 | 32.8583 | 14.0812 | 26.9624 | 27.0451 | 27.8483 | 16.4488 | 32.9799 | 14.86 | 25.9433 | 15.9162 | 29.245 | 32.2079 | 29.8115 | 24.2085 | 14.9146 | 25.7724 | 28.8141 | 12.4219 | 40.7589 | 14.9197 | 27.1776 | 53.3266 | 20.87 | 36.1979 | 18.4013 | 11.6812 | 17.229 | 27.1576 | 32.8827 | 19.8018 | 33.9115 | 27.0948 | 13.7672 | 20.2841 | 16.3639 | 23.6176 | 30.4483 | 20.7278 | 26.992 | 28.6302 | 32.0381 | 33.2194 | 31.1738 | 14.5217 | 16.167 | 20.4064 | 18.661 | 21.026 | 23.5075 | 28.6388 | 32.6656 | 11.819 | 30.0898 | 34.0712 | 28.6143 | 18.6275 | 29.5625 | 16.255 | 19.3947 | 16.059 | 20.6143 | 26.1706 | 38.1227 | 23.3385 | 12.0339 | 21.9278 | 19.0246 | 10.0952 | 36.1225 | 13.4147 | 24.6525 | 25.3159 | 16.3336 | 24.2712 | 20.2064 | 14.1684 | 10.8044 | 15.5077 | 29.3385 | 20.9894 | 32.4571 | 19.4153 | 13.5753 | 9.8416 | 17.4729 | 18.8013 | 29.0541 | 30.538 | 28.3361 | 19.1322 | 11.1446 | 15.5365 | 23.4968 | 21.99 | 23.0723 | 24.7981 | 17.61 | 31.3223 | 38.4685 | 15.5975 | 14.4899 | 13.2765 | 16.4676 | 19.6713 | 25.7148 | 21.4381 | 33.9914 | 43.2474 | 10.0372 | 34.1681 | 28.5504 | 19.2799 | 19.7895 | 14.7255 | 23.4968 | 27.9314 | 18.2204 | 28.1292 | 35.2369 | 31.8328 | 34.179 | 32.8809 | 28.851 | 31.9392 | 11.8838 | 32.859 | 31.2338 | 26.86 | 29.3074 | 19.6336 | 20.2189 | 30.176 | 16.521 | 14.6277 | 13.4652 | 32.6819 | 26.9788 | 29.5314 | 14.8072 | 34.8547 | 18.9227 | 22.6866 | 14.5432 | 23.1049 | 14.535 | 37.5346 | 22.4291 | 9.1842 | 12.4386 | 36.0137 | 13.0524 | 14.0969 | 35.6276 | 28.7046 | 19.6425 | 20.0672 | 36.3929 | 26.6627 | 25.0341 | 21.8329 | 17.6004 | 22.6794 | 23.2283 | 29.1004 | 26.7026 | 21.5875 | 12.1358 | 12.9277 | 28.6775 | 30.4991 | 20.9676 | 28.8901 | 31.1411 | 19.1316 | 19.5262 | 16.432 | 11.5832 | 12.5301 | 13.9229 | 28.8774 | 23.763 | 28.6955 | 21.7713 | 20.4856 | 25.1714 | 23.5229 | 30.1966 | 31.1203 | 23.8205 | 25.3931 | 18.728 | 20.6142 | 18.2308 | 19.1178 | 8.9774 | 12.3836 | 14.4731 | 20.2557 | 9.879 | 29.0806 | 16.6708 | 20.9195 | 18.0497 | 17.4998 | 12.2095 | 28.9701 | 22.2081 | 30.4546 | 44.8057 | 18.9787 | 25.8791 | 31.4918 | 34.5364 | 20.1447 | 21.4394 | 32.0234 | 22.7303 | 29.1601 | 16.672 | 39.154 | 17.6102 | 29.1029 | 29.1765 | 26.7085 | 13.8613 | 28.2813 | 35.2405 | 29.2134 | 11.4633 | 16.1234 | 29.0202 | 28.4713 | 28.6428 | 49.9083 | 23.4902 | 18.6578 | 19.3665 | 18.5588 | 19.4975 | 25.5078 | 23.6831 | 23.7733 | 25.8713 | 24.2639 | 31.554 | 18.9434 | 21.613 | 16.033 | 13.2486 | 18.5192 | 39.3411 | 50.5426 | 25.6377 | 34.2095 | 23.5185 | 21.0227 | 19.5115 | 20.8408 | 23.0238 | 19.1705 | 12.8205 | 12.6313 | 10.1099 | 29.7866 | 18.362 | 22.6448 | 16.7081 | 26.5774 | 43.232 | 15.1036 | 14.636 | 18.2823 | 15.4684 | 16.5421 | 37.2832 | 28.3296 | 35.9963 | 16.8031 | 20.2854 | 30.7445 | 32.7105 | 23.8648 | 17.9664 | 12.7263 | 12.2119 | 36.9453 | 16.0205 | 24.9874 | 38.712 | 20.3845 | 45.4942 | 35.6215 | 18.359 | 17.0095 | 38.3529 | 13.7718 | 27.1433 | 19.8424 | 16.188 | 33.9209 | 22.6779 | 21.3779 | 27.5069 | 40.0626 | 19.178 | 34.7915 | 23.6378 | 31.6295 | 22.8414 | 21.9268 | 30.9416 | 22.6621 | 24.1129 | 29.6489 | 32.8487 | 16.818 | 23.9979 | 15.4764 | 17.7724 | 18.8573 | 26.923 | 12.7957 | 35.5823 | 27.1423 | 30.118 | 25.361 | 29.4017 | 25.9375 | 27.4856 | 14.3573 | 26.5881 | 21.695 | 27.1622 | 26.7392 | 20.5208 | 22.6351 | 19.3553 | 34.4408 | 29.4524 | 20.2839 | 18.3743 | 26.2119 | 15.5336 | 28.6139 | 19.2623 | 22.1975 | 41.2965 | 13.8312 | 14.5557 | 20.9586 | 20.1785 | 16.5522 | 19.8892 | 21.9376 | 26.8103 | 28.0941 | 9.5779 | 20.7964 | 28.086 | 17.6211 | 11.0979 | 30.4654 | 13.2643 | 34.9179 | 10.4573 | 37.035 | 19.5955 | 36.4919 | 38.5304 | 11.9404 | 24.1977 | 21.8789 | 17.2997 | 38.3845 | 14.9139 | 27.2684 | 30.8226 | 22.3412 | 27.2429 | 24.3817 | 10.3191 | 41.1541 | 27.0691 | 25.9374 | 24.3263 | 20.2512 | 33.5879 | 17.1654 | 20.0145 | 18.7572 | 14.1512 | 24.8873 | 30.4826 | 26.7005 | 33.2282 | 35.979 | 31.5012 | 26.4395 | 18.0287 | 25.3056 | 38.595 | 23.5932 | 20.8428 | 31.9052 | 38.1148 | 21.7273 | 25.1533 | 23.5357 | 29.6655 | 13.5641 | 20.1692 | 21.1218 | 37.4963 | 24.1871 | 26.4804 | 18.3967 | 14.1019 | 23.33 | 28.5172 | 35.8744 | 33.3742 | 31.7266 | 21.0485 | 32.4173 | 20.7778 | 27.6234 | 18.1202 | 32.544 | 25.3495 | 26.9992 | 14.7585 | 18.1293 | 25.089 | 19.5177 | 34.112 | 18.4795 | 35.2648 | 20.2611 | 22.1333 | 20.5441 | 15.1183 | 12.2128 | 28.664 | 26.5293 | 23.8509 | 23.3045 | 15.3448 | 30.905 | 23.5265 | 30.6655 | 36.9771 | 6.6544 | 44.0623 | 14.519 | 27.062 | 21.7668 | 20.9905 | 22.8425 | 16.8045 | 29.7769 | 17.7385 | 19.9937 | 31.2108 | 13.0579 | 20.2258 | 18.1152 | 19.5487 | 21.7103 | 27.384 | 20.3543 | 19.2137 | 16.101 | 29.4019 | 14.8962 | 20.4304 | 22.8009 | 30.5818 | 17.2751 | 27.949 | 26.3507 | 19.0801 | 30.0538 | 16.0251 | 14.9511 | 25.5136 | 28.3578 | 14.1418 | 21.1241 | 26.0931 | 24.5959 | 38.0648 | 20.974 | 15.2966 | 28.2362 | 15.3771 | 16.8845 | 19.7855 | 37.1672 | 13.576 | 20.7331 | 21.1417 | 12.3081 | 14.5486 | 31.962 | 28.257 | 33.737 | 22.3948 | 15.753 | 51.7557 | 37.0287 | 16.0903 | 22.0203 | 28.3453 | 18.727 | 17.0267 | 21.9276 | 19.4865 | 43.773 | 41.0888 | 21.2051 | 44.7233 | 28.4697 | 21.6487 | 38.326 | 17.8147 | 12.7133 | 10.528 | 26.7026 | 12.6061 | 32.013 | 23.0628 | 13.6029 | 23.7239 | 29.0229 | 23.7173 | 13.9081 | 19.655 | 18.9259 | 22.3221 | 18.8544 | 25.35 | 9.8639 | 18.5929 | 24.9018 | 14.91 | 41.7063 | 27.334 | 50.8245 | 22.5928 | 9.9554 | 15.4385 | 16.1745 | 18.9427 | 20.9537 | 9.5831 | 35.3474 | 27.8378 | 19.8104 | 27.4865 | 40.0252 | 14.7858 | 27.8617 | 21.425 | 25.7733 | 26.3423 | 21.1762 | 24.1794 | 10.1116 | 20.0233 | 23.5307 | 16.4947 | 30.3568 | 19.9456 | 27.9797 | 12.8514 | 16.8879 | 27.5576 | 18.0898 | 14.2637 | 14.1333 | 10.158 | 33.0289 | 24.7084 | 19.9424 | 31.4812 | 16.5224 | 31.8314 | 41.9015 | 27.6661 | 29.0436 | 23.1151 | 12.1718 | 25.4921 | 32.1307 | 22.3981 | 20.3334 | 30.582 | 22.0761 | 11.4001 | 36.5483 | 30.2521 | 16.1475 | 31.0483 | 19.2443 | 9.97 | 19.2304 | 18.3291 | 38.0222 | 25.5684 | 37.7408 | 24.2095 | 24.4922 | 25.4133 | 25.7529 | 27.274 | 14.7519 | 17.0097 | 11.3155 | 24.6883 | 22.599 | 14.6221 | 36.7123 | 22.8796 | 23.5947 | 38.8491 | 30.7735 | 18.0546 | 19.64 | 23.3426 | 13.5708 | 17.9033 | 19.3747 | 16.6746 | 33.5803 | 33.0787 | 15.3975 | 20.4442 | 23.4577 | 33.002 | 26.7894 | 21.8059 | 27.0553 | 39.9042 | 24.671 | 25.6377 | 38.5737 | 12.7589 | 21.7592 | 18.8347 | 14.9776 | 38.2048 | 24.034 | 40.7222 | 26.7526 | 17.5197 | 23.9416 | 22.4264 | 16.9464 | 16.0803 | 34.6676 | 29.4888 | 20.76 | 29.8421 | 36.6925 | 14.7014 | 23.7175 | 12.8584 | 27.7506 | 26.9713 | 14.6992 | 21.2074 | 14.2235 | 23.3231 | 32.0987 | 22.7943 | 23.0463 | 11.4597 | 18.5391 | 10.3429 | 39.2475 | 24.575 | 16.5139 | 23.9909 | 38.5901 | 23.7247 | 19.4781 | 19.5052 | 24.7139 | 28.7151 | 11.4554 | 16.1633 | 27.0627 | 23.8507 | 26.0989 | 16.1949 | 28.931 | 22.4821 | 21.9342 | 12.6915 | 16.2911 | 16.701 | 24.9089 | 15.8258 | 26.6651 | 30.8647 | 8.2624 | 25.5456 | 12.9758 | 33.127 | 24.0972 | 17.7498 | 29.423 | 20.0934 | 24.6872 | 28.8988 | 23.5851 | 27.603 | 15.0191 | 23.6869 | 61.5616 | 29.8126 | 21.3549 | 45.6278 | 21.019 | 22.8222 | 18.067 | 12.1744 | 9.5257 | 15.1916 | 8.6114 | 28.02 | 20.657 | 16.0361 | 25.5501 | 11.0786 | 22.4677 | 34.297 | 25.5016 | 23.3588 | 19.4245 | 21.5221 | 40.0042 | 26.3545 | 10.0494 | 22.3175 | 17.034 | 10.4249 | 38.2218 | 14.7309 | 17.6978 | 21.2408 | 12.3925 | 23.2243 | 19.0986 | 16.4714 | 29.802 | 15.0594 | 38.9245 | 27.0248 | 24.8961 | 18.9755 | 10.6466 | 19.5355 | 26.8934 | 20.3144 | 27.7022 | 26.2197 | 19.3615 | 14.6119 | 36.2935 | 34.733 | 58.5628 | 10.0939 | 19.9798 | 17.3196 | 38.5045 | 21.8099 | 13.2717 | 16.3208 | 36.3299 | 25.1386 | 18.318 | 28.6257 | 23.8809 | 29.7809 | 12.857 | 36.937 | 23.9242 | 14.7941 | 46.8618 | 18.2374 | 27.3528 | 15.181 | 28.3569 | 25.983 | 14.3527 | 19.4292 | 15.6607 | 19.4781 | 30.6027 | 17.3181 | 38.8222 | 31.8853 | 19.7506 | 16.6144 | 25.9943 | 14.6491 | 21.3054 | 38.8675 | 32.3768 | 18.6743 | 14.95 | 23.9671 | 19.474 | 27.2543 | 21.656 | 21.9334 | 11.2083 | 19.6398 | 13.7717 | 12.2692 | 18.6081 | 31.3879 | 25.1992 | 8.8015 | 26.9896 | 19.2464 | 17.1936 | 20.4152 | 12.7946 | 27.5014 | 21.6868 | 18.7406 | 26.1551 | 37.3486 | 12.3987 | 21.3651 | 21.5619 | 31.6956 | 21.6636 | 39.7374 | 10.8916 | 14.4611 | 34.124 | 17.9696 | 39.6022 | 37.1873 | 19.8845 | 24.9857 | 27.5494 | 31.0314 | 19.6373 | 18.0088 | 23.9083 | 17.8758 | 41.1338 | 18.8121 | 31.4497 | 23.5417 | 28.6778 | 33.3667 | 34.39 | 18.9955 | 28.1238 | 15.6808 | 18.0981 | 19.9378 | 45.9816 | 22.3085 | 32.8791 | 14.4742 | 20.5893 | 19.4678 | 23.8267 | 14.3279 | 33.4108 | 22.1944 | 15.0385 | 27.4259 | 16.2375 | 32.9125 | 16.1536 | 32.1875 | 10.3493 | 23.3076 | 22.1675 | 20.6917 | 16.963 | 18.6148 | 24.0426 | 24.2894 | 27.919 | 17.5672 | 27.9118 | 25.2452 | 36.3849 | 10.0475 | 24.0805 | 25.3667 | 28.4121 | 18.2889 | 15.222 | 25.6662 | 24.2503 | 26.2805 | 35.5454 | 28.559 | 25.0448 | 9.1806 | 26.6222 | 13.1307 | 18.4675 | 22.4121 | 7.946 | 30.9457 | 21.8152 | 30.3942 | 20.6967 | 24.164 | 21.8133 | 25.7201 | 44.4647 | 23.3787 | 25.9224 | 25.846 | 42.2781 | 13.1271 | 16.7443 | 40.2043 | 22.9508 | 42.0052 | 24.6774 | 32.2592 | 15.5069 | 26.8829 | 16.1598 | 13.9678 | 23.4028 | 9.8456 | 22.2678 | 16.3589 | 21.4146 | 29.9429 | 26.7484 | 25.1363 | 40.5559 | 20.6863 | 27.5862 | 23.8959 | 16.988 | 22.1844 | 25.1631 | 33.3485 | 27.1461 | 16.1616 | 27.8621 | 13.1581 | 14.4682 | 46.0075 | 23.5361 | 20.9279 | 28.0727 | 9.1565 | 14.6779 | 22.3722 | 17.2696 | 15.3282 | 22.1907 | 30.9901 | 27.8929 | 30.2479 | 38.6557 | 25.0951 | 19.9727 | 13.1003 | 53.559 | 17.6217 | 30.6454 | 24.6474 | 50.8694 | 43.2397 | 22.8491 | 11.7027 | 19.6462 | 43.0108 | 21.8515 | 15.3212 | 10.4092 | 25.8484 | 25.7077 | 25.4099 | 33.4086 | 18.6904 | 15.9847 | 33.0423 | 22.4874 | 19.4034 | 23.6926 | 16.2479 | 25.6938 | 25.8197 | 15.1502 | 20.0603 | 18.3593 | 24.1497 | 20.468 | 20.2133 | 18.2915 | 19.0105 | 22.8032 | 38.3093 | 10.4997 | 19.0076 | 22.3219 | 32.0202 | 21.2452 | 41.9821 | 20.261 | 39.6928 | 30.2581 | 27.7276 | 23.7436 | 20.5773 | 28.0892 | 15.4492 | 29.9902 | 39.0874 | 22.6241 | 19.1406 | 16.9253 | 13.0351 | 25.6815 | 18.6474 | 36.2642 | 19.5184 | 17.7647 | 39.0064 | 26.1846 | 30.2687 | 12.7934 | 44.1348 | 31.2362 | 25.7462 | 23.1738 | 25.5141 | 29.4476 | 18.9506 | 20.3381 | 11.4365 | 34.8164 | 34.7862 | 24.4173 | 55.1627 | 33.0017 | 21.3395 | 12.0158 | 15.5384 | 38.7601 | 13.959 | 23.4993 | 39.8902 | 28.8256 | 31.6307 | 22.1484 | 17.5405 | 17.6981 | 15.4756 | 31.6467 | 28.4173 | 18.3265 | 17.9305 | 25.5797 | 11.9952 | 11.7837 | 22.0703 | 14.88 | 24.6724 | 33.5957 | 19.891 | 30.402 | 15.0029 | 18.661 | 28.6448 | 20.2087 | 28.3963 | 19.7733 | 19.2922 | 27.0038 | 24.8552 | 19.5262 | 17.7849 | 22.9904 | 13.8386 | 30.1516 | 23.6669 | 17.0829 | 21.6324 | 21.7987 | 26.464 | 28.2477 | 28.6167 | 12.025 | 25.1251 | 11.1747 | 12.5386 | 17.6859 | 25.7368 | 16.709 | 25.9279 | 26.7905 | 18.7679 | 16.7833 | 14.439 | 31.4887 | 17.3912 | 20.4877 | 19.3575 | 16.9233 | 21.1031 | 24.1206 | 18.839 | 14.9612 | 16.294 | 14.2517 | 30.4584 | 17.3509 | 42.5586 | 12.3343 | 17.9648 | 41.299 | 31.2931 | 28.1682 | 38.701 | 44.6047 | 22.1216 | 17.2289 | 23.1267 | 22.6326 | 18.1924 | 33.5015 | 17.8748 | 20.0686 | 26.2921 | 11.9351 | 10.6889 | 19.6811 | 29.982 | 15.6608 | 27.6723 | 20.8023 | 19.9814 | 14.8471 | 26.8497 | 16.0613 | 21.4323 | 31.9608 | 22.3305 | 26.3525 | 27.3925 | 11.9465 | 19.4674 | 38.8761 | 37.5951 | 34.191 | 19.5311 | 27.0903 | 24.985 | 21.7159 | 11.2797 | 27.3146 | 27.5743 | 29.2439 | 22.8491 | 17.9949 | 21.8829 | 26.5731 | 13.5716 | 23.2809 | 28.4142 | 40.1383 | 20.7097 | 24.75 | 19.8669 | 29.0946 | 31.6393 | 21.033 | 20.5559 | 24.211 | 13.113 | 31.4834 | 19.6678 | 16.4784 | 30.1007 | 21.424 | 21.4256 | 19.4949 | 7.8019 | 40.6117 | 16.7838 | 13.7047 | 22.5061 | 18.9736 | 8.7017 | 22.1509 | 24.1954 | 26.4883 | 29.0236 | 26.939 | 12.304 | 13.9827 | 34.0573 | 13.2812 | 30.2361 | 15.9747 | 8.785 | 21.7101 | 17.6905 | 21.8912 | 25.5052 | 34.0248 | 28.0838 | 25.9345 | 27.0265 | 27.8154 | 21.0795 | 31.5967 | 32.6935 | 22.0642 | 12.8171 | 16.8639 | 15.4944 | 22.4265 | 17.368 | 19.1049 | 24.234 | 16.1252 | 30.6832 | 18.9222 | 18.6763 | 15.6992 | 15.4861 | 22.7397 | 18.5196 | 22.4475 | 45.2072 | 23.118 | 21.4906 | 33.5626 | 27.4684 | 21.8562 | 30.6934 | 15.545 | 20.3627 | 8.8884 | 19.2088 | 32.8788 | 26.9926 | 14.0388 | 24.242 | 15.57 | 27.8356 | 13.2509 | 20.2784 | 36.6566 | 29.3666 | 52.2481 | 25.4412 | 23.6063 | 16.9919 | 15.3773 | 25.6558 | 25.8625 | 29.299 | 52.3832 | 40.0131 | 28.197 | 26.5398 | 18.7961 | 20.1987 | 12.22 | 25.7812 | 30.0656 | 27.68 | 16.9251 | 18.6233 | 22.4534 | 21.3901 | 27.177 | 28.2868 | 36.9717 | 15.8682 | 31.2235 | 20.9547 | 13.1077 | 21.7695 | 32.6131 | 24.3244 | 30.3277 | 39.5964 | 9.7207 | 29.0319 | 16.1866 | 35.8569 | 24.5714 | 19.4592 | 19.2893 | 10.5741 | 21.3663 | 40.7449 | 28.3265 | 17.1565 | 20.4902 | 13.6242 | 7.6357 | 22.7787 | 45.4268 | 26.0666 | 18.463 | 27.5826 | 22.3793 | 24.875 | 16.9787 | 15.6635 | 23.1335 | 9.5621 | 25.4729 | 39.5103 | 33.3231 | 17.2827 | 33.2373 | 23.4227 | 17.1769 | 22.0854 | 16.5118 | 21.1519 | 28.1711 | 15.9656 | 21.1216 | 23.7065 | 29.1763 | 45.0419 | 22.1576 | 14.2644 | 30.6849 | 28.6396 | 16.2351 | 29.0482 | 35.6282 | 14.4381 | 37.7994 | 18.4618 | 23.2996 | 10.2395 | 13.6182 | 22.2849 | 19.3049 | 32.4235 | 23.8462 | 18.7914 | 24.1645 | 37.0354 | 19.3542 | 37.6906 | 35.9643 | 13.5819 | 18.9246 | 46.1635 | 28.3611 | 13.6194 | 18.058 | 19.0846 | 14.257 | 16.442 | 12.3211 | 17.7561 | 29.0721 | 23.3106 | 41.1538 | 26.7387 | 19.1959 | 27.3868 | 25.991 | 40.3702 | 33.9696 | 23.4373 | 25.8461 | 24.0651 | 23.8749 | 42.2919 | 21.9503 | 24.0565 | 24.2124 | 23.5975 | 36.0676 | 17.1443 | 24.5607 | 45.2354 | 19.5327 | 18.9153 | 32.5211 | 20.782 | 26.1246 | 13.0486 | 14.2417 | 14.7724 | 8.7942 | 30.3202 | 24.725 | 27.7245 | 13.769 | 9.9236 | 18.1302 | 32.0045 | 27.1486 | 33.7943 | 12.0512 | 14.2454 | 36.3356 | 56.2721 | 18.1162 | 30.7368 | 31.5627 | 36.9329 | 23.3502 | 29.8383 | 27.6232 | 16.9558 | 19.7871 | 24.0473 | 16.5224 | 18.7855 | 15.1333 | 33.9911 | 21.0393 | 23.8738 | 13.8599 | 17.9954 | 15.1862 | 35.6521 | 17.4245 | 17.4913 | 20.7345 | 16.5689 | 30.3725 | 23.3262 | 20.2153 | 38.2903 | 17.7862 | 23.427 | 21.6656 | 16.4651 | 20.3566 | 7.4322 | 23.7905 | 17.4897 | 23.9864 | 33.086 | 10.321 | 16.7412 | 28.9638 | 36.2496 | 19.4363 | 20.8425 | 26.2739 | 43.5739 | 15.4674 | 16.575 | 28.7331 | 28.3582 | 19.1839 | 21.4248 | 38.0079 | 21.0114 | 24.5379 | 14.7836 | 18.3384 | 20.9821 | 14.2514 | 25.3521 | 19.7841 | 16.6908 | 18.3916 | 25.9118 | 24.0483 | 16.8708 | 49.4269 | 37.4446 | 48.1189 | 27.819 | 31.0868 | 26.3108 | 17.2786 | 21.9481 | 17.0042 | 7.9533 | 26.7977 | 16.5 | 11.2057 | 31.795 | 35.5245 | 22.35 | 36.0386 | 23.9291 | 28.5568 | 37.2423 | 24.086 | 23.4672 | 7.5219 | 28.6805 | 25.1911 | 19.2037 | 13.6154 | 15.9626 | 19.5697 | 20.9121 | 13.7902 | 27.3908 | 44.034 | 32.4712 | 17.5302 | 26.3905 | 49.505 | 18.7798 | 26.865 | 25.7092 | 24.2609 | 13.567 | 21.109 | 20.341 | 40.1507 | 23.8525 | 16.7852 | 13.0661 | 18.1054 | 13.1657 | 38.9691 | 33.5363 | 26.9977 | 17.6486 | 43.5903 | 17.0589 | 16.1575 | 17.6902 | 22.2393 | 20.3867 | 11.012 | 14.5138 | 21.5301 | 18.5839 | 16.7499 | 11.2707 | 39.3243 | 28.6594 | 41.3668 | 11.7911 | 32.3478 | 22.9093 | 24.5302 | 13.5513 | 26.7109 | 23.7696 | 25.1303 | 16.015 | 14.8132 | 23.5169 | 20.3239 | 24.5386 | 30.6275 | 16.9758 | 35.2373 | 32.3533 | 30.7523 | 19.9368 | 28.398 | 26.6143 | 19.8505 | 24.1237 | 20.0211 | 26.4823 | 18.28 | 16.2387 | 19.0096 | 27.2345 | 28.1809 | 26.1454 | 16.0119 | 16.8559 | 28.5362 | 38.9724 | 26.2018 | 12.0103 | 37.9603 | 23.5363 | 37.0642 | 23.6913 | 20.6821 | 31.8009 | 33.5477 | 16.4318 | 39.0402 | 17.4725 | 29.0399 | 22.321 | 30.27 | 13.2375 | 15.4277 | 14.3205 | 20.2543 | 37.0538 | 20.1337 | 21.282 | 22.7387 | 20.9708 | 29.9252 | 19.8812 | 22.6813 | 15.453 | 11.502 | 27.9431 | 27.3433 | 47.4066 | 46.4073 | 27.666 | 16.9488 | 15.8839 | 12.6709 | 27.35 | 21.696 | 8.4478 | 45.3011 | 22.1171 | 19.1826 | 15.6331 | 26.0273 | 24.3581 | 18.202 | 16.0445 | 17.4666 | 30.3669 | 16.7989 | 26.591 | 24.4009 | 45.2683 | 13.0062 | 25.5092 | 12.8766 | 25.2873 | 12.6901 | 14.7205 | 27.9378 | 21.1887 | 30.2666 | 14.3765 | 23.1449 | 41.9637 | 25.9813 | 16.248 | 11.6977 | 27.4728 | 17.1041 | 17.1102 | 18.0356 | 16.1365 | 28.4288 | 26.824 | 19.3096 | 16.762 | 12.69 | 13.2095 | 17.9783 | 18.9572 | 18.444 | 30.1731 | 33.5816 | 26.6555 | 11.8562 | 19.1082 | 24.1591 | 23.8856 | 29.8654 | 29.5926 | 18.3014 | 25.124 | 22.9251 | 13.555 | 14.7834 | 44.8669 | 30.0296 | 17.3777 | 22.9019 | 27.0965 | 23.9819 | 26.6124 | 23.343 | 23.1828 | 31.9985 | 19.4525 | 18.3022 | 14.5337 | 10.2119 | 26.6492 | 22.0092 | 22.7001 | 26.6937 | 31.781 | 17.9032 | 17.9234 | 17.9526 | 34.9695 | 14.7474 | 28.6039 | 19.0581 | 34.2333 | 33.6589 | 17.9337 | 23.0181 | 12.4493 | 25.6434 | 25.838 | 22.513 | 24.2151 | 15.5312 | 25.2188 | 39.8698 | 19.7976 | 19.0987 | 22.845 | 13.7156 | 33.5021 | 32.2625 | 16.9412 | 29.8353 | 30.0457 | 21.5481 | 21.1663 | 43.9782 | 55.6582 | 40.023 | 46.7685 | 19.5965 | 17.6599 | 18.4913 | 32.3634 | 19.4393 | 23.3474 | 19.8316 | 27.4463 | 27.7554 | 30.3146 | 21.0179 | 34.8928 | 22.2853 | 26.2093 | 29.4207 | 17.0823 | 19.5917 | 19.5676 | 22.5868 | 17.5869 | 21.9233 | 19.178 | 20.3673 | 45.4152 | 21.4404 | 22.9853 | 12.5405 | 13.3992 | 20.262 | 37.0241 | 28.0241 | 21.4466 | 23.7182 | 25.5298 | 17.5022 | 24.7397 | 12.5036 | 37.9519 | 22.5284 | 16.2455 | 19.1351 | 30.2488 | 18.2708 | 10.9785 | 43.3931 | 40.0965 | 13.5547 | 20.1917 | 16.8431 | 22.2792 | 6.4097 | 31.3098 | 33.5369 | 36.4365 | 21.8731 | 15.2458 | 24.4512 | 18.1768 | 15.8803 | 32.103 | 19.3622 | 37.6451 | 9.4083 | 16.5225 | 46.0182 | 27.3843 | 20.9413 | 14.1848 | 24.2632 | 30.6287 | 26.7453 | 24.6349 | 26.6341 | 26.5769 | 19.9377 | 27.4903 | 23.6108 | 14.3699 | 42.8494 | 24.3191 | 17.1241 | 26.9037 | 25.7373 | 39.4045 | 34.6975 | 11.0314 | 17.8 | 30.4079 | 24.7177 | 30.2828 | 14.1214 | 33.0537 | 20.1623 | 22.7889 | 31.2324 | 35.9801 | 19.3329 | 37.9501 | 24.0993 | 26.101 | 16.643 | 17.513 | 23.3028 | 26.852 | 21.6081 | 17.8333 | 26.2214 | 23.6374 | 14.8215 | 51.3073 | 34.3025 | 17.5892 | 14.403 | 21.7124 | 23.2936 | 19.1871 | 14.5752 | 39.8076 | 25.0898 | 13.7892 | 16.2826 | 31.4095 | 9.8337 | 26.5316 | 21.5627 | 27.5178 | 24.4553 | 36.2911 | 23.1036 | 15.2577 | 22.1255 | 18.0922 | 20.5814 | 30.1112 | 22.6419 | 12.602 | 22.2417 | 23.172 | 51.6111 | 34.1081 | 19.555 | 22.5476 | 28.0171 | 27.4285 | 20.4095 | 14.45 | 26.4713 | 22.9429 | 17.9541 | 20.8585 | 24.7214 | 58.6971 | 29.2332 | 28.6049 | 28.9154 | 18.9576 | 21.5252 | 44.0365 | 20.8411 | 27.7307 | 28.0805 | 21.626 | 17.9895 | 21.2114 | 51.5738 | 27.899 | 21.2668 | 28.114 | 22.3809 | 16.0262 | 23.6263 | 13.0223 | 23.2516 | 37.528 | 15.4586 | 13.5416 | 20.1272 | 22.1088 | 23.5215 | 23.3612 | 10.482 | 44.1716 | 13.8898 | 29.675 | 16.4454 | 24.1092 | 15.8999 | 15.3617 | 17.4369 | 23.9118 | 26.5681 | 19.3213 | 24.7163 | 32.8556 | 8.0517 | 10.8068 | 36.6426 | 32.8832 | 16.0618 | 18.9293 | 16.4861 | 18.8616 | 21.8301 | 24.3727 | 30.3364 | 17.411 | 28.2754 | 20.882 | 27.2223 | 12.0558 | 15.4548 | 29.2739 | 26.9481 | 20.6986 | 23.0109 | 26.1958 | 35.2218 | 16.7528 | 13.7631 | 27.4281 | 29.0049 | 10.8906 | 20.9862 | 35.0194 | 18.4706 | 21.8719 | 11.975 | 20.6624 | 23.5047 | 21.1058 | 23.6042 | 25.3621 | 22.3327 | 18.8897 | 24.2204 | 30.3455 | 26.5059 | 27.2605 | 20.9621 | 27.2254 | 22.7424 | 32.9599 | 16.8099 | 18.6353 | 25.6376 | 21.709 | 23.5031 | 26.3156 | 22.61 | 11.1738 | 25.0842 | 10.9929 | 19.5993 | 16.4835 | 22.428 | 18.5514 | 41.7529 | 18.7966 | 29.2445 | 20.0077 | 30.1633 | 19.8158 | 22.0016 | 23.3182 | 28.9034 | 37.2346 | 23.4066 | 18.8915 | 24.0113 | 32.9948 | 13.1375 | 14.6066 | 14.599 | 20.2873 | 37.216 | 27.5952 | 11.6142 | 31.5183 | 27.1737 | 29.1711 | 23.3086 | 20.5814 | 36.599 | 20.7116 | 14.7474 | 16.2952 | 19.7936 | 30.5046 | 14.9468 | 30.098 | 20.7752 | 27.4379 | 32.7938 | 27.3398 | 16.6867 | 27.6301 | 31.7795 | 17.845 | 37.8838 | 12.7084 | 16.4988 | 22.0915 | 59.5569 | 18.6362 | 32.9885 | 18.5747 | 37.2352 | 46.0234 | 14.9992 | 19.7665 | 22.652 | 21.1073 | 15.6508 | 14.113 | 19.0637 | 28.496 | 30.3268 | 16.2561 | 14.0562 | 25.3187 | 34.1058 | 21.4732 | 16.5799 | 53.2508 | 24.3288 | 22.9343 | 27.1064 | 22.6767 | 16.6497 | 8.5118 | 42.7717 | 34.7536 | 7.0054 | 25.85 | 13.1168 | 50.135 | 22.5582 | 26.2374 | 22.4314 | 33.4623 | 29.6717 | 10.4398 | 18.3099 | 15.8243 | 29.3541 | 43.325 | 7.325 | 28.669 | 15.0626 | 47.3688 | 22.92 | 26.5895 | 17.8411 | 32.5243 | 41.5051 | 15.4797 | 17.9043 | 40.0856 | 22.4966 | 19.4435 | 19.8247 | 29.6484 | 17.4991 | 15.8236 | 43.0587 | 24.5252 | 23.7452 | 26.3163 | 44.0037 | 26.883 | 13.61 | 52.6809 | 24.3446 | 28.1004 | 21.68 | 17.9552 | 23.093 | 19.4156 | 26.388 | 34.0924 | 18.4405 | 13.3629 | 19.7172 | 41.9257 | 13.6924 | 35.2895 | 21.9441 | 32.7527 | 21.1963 | 26.9446 | 22.3926 | 19.0252 | 32.9164 | 31.7438 | 26.437 | 21.484 | 20.3643 | 43.7948 | 20.4821 | 33.5653 | 23.1039 | 12.3744 | 30.2973 | 23.9068 | 16.9186 | 51.385 | 17.5581 | 24.1161 | 27.19 | 30.5448 | 12.2587 | 14.1895 | 16.3584 | 26.6943 | 13.5592 | 23.6181 | 10.9966 | 12.8004 | 21.1659 | 23.6856 | 28.1208 | 17.3154 | 48.7491 | 29.9133 | 28.2996 | 9.0771 | 24.8679 | 22.7527 | 26.979 | 19.885 | 16.6817 | 12.495 | 21.836 | 20.0924 | 44.3711 | 18.9491 | 17.2976 | 16.3469 | 34.9551 | 27.5752 | 28.1505 | 26.1052 | 28.7377 | 21.4062 | 21.2389 | 24.2253 | 15.6863 | 20.4107 | 25.232 | 27.1316 | 9.8378 | 21.7871 | 23.0318 | 11.6799 | 13.5849 | 10.3869 | 24.34 | 46.3833 | 22.9675 | 24.4463 | 23.0064 | 19.1202 | 32.9682 | 22.2073 | 28.6608 | 23.4034 | 13.6803 | 34.8698 | 14.8656 | 23.5819 | 12.5203 | 19.977 | 9.6842 | 14.5433 | 25.7118 | 15.2125 | 28.3519 | 15.7873 | 15.345 | 19.4929 | 38.772 | 40.1092 | 17.377 | 30.3564 | 27.2077 | 36.3893 | 23.3659 | 16.7586 | 32.1237 | 15.8724 | 21.8205 | 37.4401 | 25.7979 | 11.9099 | 37.219 | 23.0387 | 11.0148 | 17.7686 | 24.5804 | 22.313 | 25.0275 | 34.6614 | 33.538 | 20.539 | 25.9946 | 22.2961 | 28.2774 | 23.8691 | 23.4486 | 17.3979 | 27.3734 | 20.043 | 17.8254 | 17.3076 | 11.3877 | 34.4665 | 10.7596 | 16.4041 | 22.1185 | 34.6242 | 11.0171 | 10.4269 | 19.5951 | 28.5264 | 19.7053 | 14.8451 | 43.1288 | 14.5066 | 12.8852 | 25.2438 | 22.8006 | 15.6365 | 30.1471 | 25.3196 | 25.615 | 26.1053 | 21.4978 | 14.5139 | 13.8409 | 19.8873 | 39.1749 | 39.3832 | 38.5694 | 27.6009 | 26.9536 | 26.1282 | 29.628 | 17.5773 | 18.7415 | 15.121 | 29.0691 | 14.2932 | 27.8365 | 23.7922 | 30.5884 | 11.6921 | 18.7201 | 13.201 | 22.4536 | 22.535 | 14.1584 | 41.5918 | 17.6707 | 21.465 | 30.3602 | 25.1782 | 31.1305 | 17.9294 | 13.8723 | 19.7313 | 35.3833 | 31.84 | 19.4468 | 15.2655 | 13.2353 | 13.4313 | 20.4271 | 13.1918 | 25.1859 | 24.3218 | 21.6572 | 18.0231 | 22.4504 | 24.5151 | 29.341 | 18.2579 | 13.8723 | 9.0412 | 17.5645 | 16.7257 | 18.8952 | 24.8249 | 26.9493 | 25.8046 | 30.2527 | 24.5851 | 34.9212 | 25.8587 | 33.0782 | 28.8589 | 15.6744 | 30.4451 | 24.2362 | 15.5621 | 13.3466 | 14.806 | 20.9 | 24.2342 | 30.5145 | 17.069 | 21.3 | 13.6168 | 26.0793 | 23.1034 | 14.6863 | 25.4924 | 20.0327 | 21.4965 | 20.7112 | 10.9548 | 25.3687 | 25.212 | 27.7209 | 19.7323 | 40.1453 | 14.6512 | 34.3435 | 23.207 | 14.316 | 13.7749 | 20.4261 | 20.7605 | 24.5888 | 12.5659 | 18.2214 | 18.7613 | 17.8006 | 31.6266 | 17.1342 | 29.8402 | 23.7019 | 25.0823 | 21.3594 | 20.9935 | 17.621 | 13.4882 | 13.6795 | 44.0719 | 16.9742 | 18.3171 | 9.5285 | 18.747 | 10.8658 | 19.4578 | 24.1594 | 25.989 | 21.9693 | 18.1362 | 41.3114 | 21.9697 | 15.6272 | 32.7394 | 24.5181 | 33.9054 | 12.7342 | 19.4745 | 18.4206 | 28.3318 | 34.5123 | 12.0101 | 24.604 | 28.8158 | 26.7247 | 18.3298 | 11.7694 | 19.2039 | 18.1005 | 16.4611 | 20.3646 | 26.6043 | 19.7653 | 40.4316 | 28.5166 | 27.1031 | 25.545 | 34.5513 | 12.697 | 23.1339 | 18.5608 | 33.0693 | 11.8229 | 18.3059 | 24.2945 | 20.0966 | 26.6834 | 34.4129 | 28.5481 | 16.588 | 13.7303 | 16.1002 | 30.4317 | 23.1284 | 21.1649 | 28.826 | 31.9327 | 13.0348 | 19.0543 | 16.7295 | 29.5855 | 29.2173 | 30.6032 | 22.7352 | 46.4562 | 27.9184 | 14.8438 | 32.9194 | 14.8787 | 20.8856 | 31.7504 | 36.7582 | 36.0646 | 33.6269 | 31.2687 | 31.2378 | 12.7879 | 16.9138 | 27.0802 | 23.0181 | 22.1131 | 20.9738 | 19.4592 | 15.3223 | 26.0133 | 19.5197 | 16.8982 | 25.2738 | 25.2151 | 32.7514 | 14.9504 | 23.7526 | 38.1385 | 18.7157 | 26.5583 | 37.1141 | 15.7122 | 19.2807 | 19.2283 | 16.4057 | 28.6908 | 19.5718 | 22.4232 | 19.1358 | 30.846 | 30.7331 | 20.1638 | 35.8392 | 35.7327 | 38.1055 | 28.544 | 38.9067 | 30.1335 | 17.6838 | 19.7546 | 26.465 | 27.4101 | 12.407 | 26.3941 | 19.4057 | 21.5041 | 27.4503 | 13.9874 | 25.6146 | 42.7988 | 26.5996 | 14.9979 | 16.2996 | 26.9667 | 20.3128 | 14.9147 | 21.2129 | 39.8933 | 21.0689 | 25.6278 | 11.6256 | 16.3944 | 20.1309 | 28.1631 | 26.0996 | 28.5545 | 10.2403 | 15.3968 | 26.3938 | 11.108 | 17.5937 | 31.2026 | 30.31 | 13.5439 | 12.7436 | 31.1641 | 11.3535 | 19.8016 | 29.9705 | 26.4703 | 26.626 | 18.2648 | 25.2187 | 14.9817 | 11.3315 | 22.0167 | 12.2323 | 17.1285 | 19.2913 | 11.5655 | 32.8059 | 25.0561 | 22.487 | 21.6808 | 28.3016 | 23.3459 | 19.8958 | 28.2568 | 11.7658 | 21.6072 | 23.9296 | 15.0915 | 22.4122 | 33.6318 | 13.5417 | 22.4824 | 12.6435 | 19.3711 | 26.9387 | 29.4267 | 13.6591 | 39.2625 | 22.4872 | 29.131 | 37.0973 | 19.8064 | 21.7679 | 42.066 | 38.4214 | 19.4562 | 11.3031 | 16.9073 | 38.6628 | 25.2019 | 17.083 | 13.4365 | 25.4161 | 22.5495 | 42.9693 | 15.0818 | 17.2696 | 27.5594 | 25.3304 | 24.186 | 17.524 | 22.985 | 27.2722 | 18.8764 | 23.7727 | 25.4161 | 21.5437 | 17.4818 | 31.7888 | 30.388 | 27.8159 | 13.2853 | 15.138 | 36.4539 | 32.4853 | 36.3426 | 16.6634 | 16.5669 | 22.3302 | 31.118 | 12.6524 | 22.4042 | 20.539 | 38.13 | 19.4579 | 21.1944 | 15.4809 | 22.3596 | 22.1314 | 26.5945 | 17.8421 | 16.2969 | 16.2019 | 21.6836 | 20.4021 | 25.2598 | 18.3607 | 35.9432 | 23.4792 | 32.5697 | 17.0241 | 35.3277 | 17.1772 | 29.4406 | 6.1292 | 32.2916 | 11.0775 | 30.1968 | 14.497 | 9.5518 | 18.1496 | 21.1191 | 24.2732 | 21.3672 | 27.6371 | 24.2334 | 15.1912 | 41.403 | 46.7402 | 36.4884 | 22.1598 | 18.3728 | 17.0617 | 25.8831 | 13.3813 | 24.589 | 13.67 | 14.3727 | 27.8204 | 19.1086 | 24.1054 | 26.4303 | 30.6795 | 26.6244 | 22.4374 | 16.2393 | 22.1725 | 24.8389 | 10.1362 | 15.6511 | 39.9018 | 21.3908 | 12.9712 | 27.5086 | 29.1282 | 31.0198 | 21.5743 | 20.1243 | 19.9615 | 33.5877 | 27.6711 | 7.152 | 16.901 | 26.051 | 16.2773 | 24.1509 | 23.5621 | 24.1048 | 13.3106 | 26.463 | 26.6659 | 21.1189 | 20.4509 | 19.4871 | 25.8564 | 20.9227 | 22.6272 | 17.613 | 32.7386 | 18.8132 | 20.3458 | 21.843 | 21.1574 | 25.9913 | 31.7179 | 16.0656 | 23.2588 | 17.4313 | 10.5549 | 25.5329 | 31.8337 | 26.4186 | 27.6929 | 17.7024 | 34.4251 | 32.9497 | 11.8686 | 21.5554 | 23.433 | 20.8824 | 34.8939 | 15.607 | 32.9923 | 35.2696 | 48.1997 | 24.7606 | 32.9894 | 22.15 | 25.0793 | 45.4788 | 15.883 | 62.2294 | 29.9066 | 29.8399 | 19.1114 | 15.7083 | 22.7235 | 27.5015 | 14.5059 | 21.0263 | 23.1878 | 19.5648 | 29.7457 | 15.6426 | 32.3214 | 47.1417 | 19.1468 | 17.4587 | 24.929 | 25.9529 | 23.4559 | 50.1143 | 15.3836 | 16.9106 | 25.9564 | 20.3409 | 25.2073 | 18.0667 | 39.904 | 12.8473 | 13.3977 | 24.866 | 34.5819 | 17.2851 | 20.7487 | 35.1728 | 23.0234 | 31.0178 | 36.8491 | 17.0673 | 29.3517 | 24.3137 | 10.435 | 29.5588 | 16.0874 | 31.9525 | 29.5978 | 14.7087 | 38.0841 | 24.4402 | 25.4721 | 28.3061 | 39.1479 | 27.2415 | 31.8865 | 14.3307 | 16.1075 | 28.8557 | 16.2761 | 39.4842 | 19.1189 | 11.936 | 20.1167 | 26.9596 | 38.639 | 29.3916 | 19.8278 | 19.2847 | 26.1278 | 15.3731 | 26.0639 | 17.7641 | 21.8232 | 18.3495 | 27.4707 | 25.2595 | 23.7643 | 23.4186 | 15.7235 | 30.2277 | 33.295 | 12.6023 | 33.238 | 21.3239 | 10.2672 | 14.2091 | 16.8941 | 13.9966 | 13.2901 | 12.9787 | 8.1757 | 21.6874 | 23.7137 | 19.651 | 36.7774 | 29.9255 | 20.9748 | 17.3357 | 22.3298 | 33.2288 | 36.7542 | 17.6173 | 23.7009 | 4.549 | 21.3102 | 15.2634 | 20.2991 | 19.2804 | 25.539 | 30.054 | 40.9919 | 25.2173 | 16.3986 | 37.744 | 36.3214 | 19.9127 | 18.8602 | 30.0978 | 17.4515 | 13.2904 | 28.9936 | 20.9195 | 35.0582 | 21.1564 | 13.417 | 29.1436 | 27.7727 | 21.9779 | 32.2107 | 14.2798 | 15.7148 | 14.4596 | 32.1317 | 17.9874 | 26.4749 | 29.8496 | 16.5394 | 19.4281 | 13.7642 | 21.9563 | 26.8777 | 17.7249 | 23.8121 | 25.8463 | 22.3105 | 9.5865 | 23.6034 | 21.1706 | 15.6611 | 19.5152 | 19.3561 | 21.2809 | 25.2893 | 29.0625 | 17.8791 | 34.398 | 10.3031 | 11.5847 | 18.7525 | 24.0504 | 44.1961 | 16.2362 | 34.9914 | 17.0476 | 21.1949 | 33.8468 | 22.3572 | 24.8512 | 21.4789 | 32.1513 | 15.9279 | 26.1634 | 22.9993 | 32.2963 | 47.2714 | 21.8315 | 19.003 | 14.279 | 24.8292 | 28.2606 | 40.8661 | 19.3743 | 13.7664 | 19.8052 | 21.5021 | 25.4345 | 24.2154 | 29.4108 | 29.4302 | 15.1841 | 47.9203 | 23.0505 | 21.6545 | 16.1336 | 21.3621 | 13.4471 | 37.7228 | 18.9219 | 33.1268 | 22.9693 | 22.1198 | 23.4716 | 32.4605 | 13.2077 | 19.6134 | 21.3839 | 17.2043 | 22.7764 | 18.3892 | 34.4893 | 18.8706 | 20.092 | 28.4613 | 15.662 | 23.1752 | 21.2653 | 25.5996 | 20.725 | 19.7402 | 40.8497 | 19.9941 | 30.3749 | 20.8649 | 25.1737 | 38.5657 | 16.1929 | 16.4409 | 42.4363 | 47.2091 | 13.9999 | 27.6631 | 19.5116 | 35.7491 | 31.6034 | 31.0743 | 14.6009 | 19.6742 | 31.9321 | 19.5518 | 23.3342 | 11.3598 | 22.071 | 14.2492 | 28.9961 | 11.4613 | 18.8408 | 12.7162 | 30.8877 | 16.8583 | 27.4781 | 18.8625 | 24.6979 | 19.2886 | 24.0172 | 16.4888 | 20.2452 | 23.6988 | 15.3028 | 39.1382 | 26.7468 | 17.6696 | 14.9581 | 34.2795 | 41.095 | 18.923 | 25.2944 | 33.9722 | 33.2705 | 25.7377 | 17.8154 | 34.1342 | 18.4874 | 20.1578 | 32.9889 | 34.194 | 25.3498 | 15.4111 | 16.7057 | 22.6077 | 30.4334 | 25.2835 | 18.5349 | 18.1735 | 36.6508 | 15.553 | 19.0673 | 18.2456 | 32.6353 | 23.1627 | 29.5699 | 10.5361 | 12.0049 | 16.7571 | 11.1737 | 39.0302 | 20.3997 | 17.254 | 20.9135 | 26.4546 | 16.8926 | 9.3368 | 24.5381 | 20.0281 | 24.1324 | 26.8315 | 28.5667 | 19.0612 | 19.7641 | 19.9679 | 20.8385 | 18.2608 | 20.2632 | 20.7774 | 21.6423 | 49.4193 | 18.504 | 24.9805 | 12.2771 | 27.7494 | 24.5526 | 26.3577 | 10.7128 | 24.1561 | 35.7114 | 18.183 | 36.4921 | 20.7265 | 14.9951 | 30.5013 | 20.4671 | 13.4194 | 35.7099 | 15.2882 | 29.7728 | 18.4345 | 13.905 | 12.9189 | 28.6917 | 9.3229 | 11.7335 | 20.9001 | 41.1358 | 22.3468 | 31.6323 | 19.4754 | 30.1054 | 17.9225 | 17.13 | 18.0353 | 27.6693 | 17.0624 | 13.7695 | 33.4201 | 17.4222 | 28.9282 | 20.271 | 29.4445 | 24.5962 | 17.7883 | 15.1782 | 12.8371 | 25.3315 | 28.5097 | 21.1481 | 25.0488 | 15.1911 | 27.9333 | 19.3924 | 20.9458 | 11.6719 | 23.8252 | 16.4196 | 24.5611 | 19.1395 | 21.6414 | 23.3513 | 32.6083 | 21.1052 | 23.2665 | 27.9289 | 23.1338 | 20.3487 | 36.6542 | 16.7262 | 55.4515 | 19.8645 | 19.291 | 16.9237 | 16.5815 | 29.5306 | 15.7326 | 32.369 | 34.5561 | 37.7618 | 19.4232 | 14.3968 | 49.0785 | 21.9794 | 15.1869 | 18.3003 | 29.1973 | 32.3123 | 17.8743 | 17.597 | 38.6697 | 18.9335 | 31.4506 | 27.538 | 33.3691 | 18.5542 | 20.9568 | 26.2764 | 14.9088 | 34.5313 | 28.724 | 38.4692 | 16.6668 | 27.5408 | 23.8338 | 14.8914 | 30.5006 | 23.3778 | 35.0141 | 19.2427 | 12.2567 | 32.7381 | 21.1187 | 27.4353 | 37.7258 | 13.682 | 22.1241 | 16.7232 | 15.2279 | 20.835 | 26.889 | 21.4379 | 36.4799 | 19.746 | 19.0078 | 12.7352 | 32.2923 | 36.1328 | 25.0535 | 33.4685 | 30.7441 | 15.9891 | 34.1497 | 17.2196 | 16.0579 | 21.4403 | 17.3533 | 25.0898 | 20.6765 | 32.9475 | 17.6692 | 30.2128 | 23.0911 | 17.9669 | 23.1652 | 32.2623 | 21.8903 | 14.3708 | 34.0083 | 47.2347 | 34.3478 | 15.92 | 37.9818 | 29.2473 | 12.2429 | 21.5527 | 14.0801 | 16.1417 | 19.1157 | 20.0451 | 25.473 | 16.5595 | 14.1666 | 25.3681 | 24.3575 | 29.2453 | 20.0655 | 22.3567 | 24.503 | 21.8335 | 19.9406 | 15.8515 | 20.9056 | 31.554 | 29.3808 | 19.2508 | 33.7878 | 10.4548 | 18.2876 | 35.1301 | 35.1259 | 27.8014 | 13.1774 | 29.1796 | 14.5183 | 15.7024 | 26.8006 | 33.3493 | 26.4579 | 12.6171 | 22.7457 | 30.7335 | 22.2116 | 18.9889 | 28.9549 | 22.2493 | 41.6246 | 33.8211 | 29.7703 | 14.0402 | 18.2082 | 28.6994 | 25.8422 | 32.3256 | 27.7197 | 29.2457 | 14.9774 | 32.4413 | 32.4087 | 16.4303 | 17.2961 | 16.4835 | 19.7687 | 15.8947 | 26.1303 | 14.1957 | 32.5093 | 33.0083 | 23.4215 | 22.3109 | 24.7495 | 27.457 | 11.9023 | 19.2696 | 14.2375 | 25.0264 | 13.9085 | 28.749 | 29.0127 | 10.9959 | 27.7333 | 14.2945 | 28.2894 | 26.991 | 13.8973 | 21.1091 | 16.9258 | 10.7534 | 11.0877 | 26.6759 | 19.9997 | 35.6246 | 22.9336 | 32.0222 | 33.32 | 21.6602 | 31.0532 | 26.733 | 33.5836 | 14.2807 | 36.0967 | 8.2862 | 31.168 | 19.1981 | 24.5637 | 19.4607 | 13.7706 | 27.2034 | 25.4229 | 31.6639 | 17.4931 | 33.2452 | 21.191 | 34.6014 | 15.4291 | 22.8348 | 24.7023 | 37.427 | 18.3899 | 15.851 | 20.0264 | 31.9169 | 49.876 | 21.2837 | 30.5426 | 17.2134 | 11.2345 | 17.0811 | 52.363 | 29.4578 | 15.9819 | 24.1316 | 23.9011 | 29.2103 | 31.1046 | 13.4784 | 25.0411 | 22.2564 | 29.1527 | 27.57 | 21.2748 | 13.5888 | 29.4432 | 16.257 | 15.6902 | 20.5589 | 15.4765 | 9.3475 | 16.3278 | 17.0981 | 12.861 | 11.7101 | 22.7225 | 41.9404 | 21.6045 | 20.273 | 29.037 | 34.6391 | 29.0375 | 34.5098 | 20.484 | 22.9314 | 37.7749 | 11.3818 | 24.8419 | 23.6651 | 14.5619 | 21.8896 | 41.0554 | 19.4366 | 33.8477 | 9.8166 | 29.4396 | 27.0304 | 34.0241 | 30.3215 | 27.1565 | 27.1305 | 22.6847 | 28 | 18.4277 | 8.5113 | 39.49 | 16.8303 | 11.5105 | 32.8615 | 15.0568 | 38.6654 | 26.2428 | 19.1563 | 36.8952 | 20.2866 | 27.8052 | 21.9526 | 22.2262 | 31.2142 | 12.8728 | 31.6196 | 16.7353 | 19.3844 | 25.1993 | 17.955 | 28.7045 | 12.9443 | 20.585 | 22.2478 | 20.8389 | 26.7901 | 28.7409 | 34.3286 | 22.7251 | 22.0141 | 34.7769 | 11.4945 | 21.4562 | 23.3609 | 25.1394 | 13.3122 | 18.0478 | 12.9534 | 24.7586 | 22.3158 | 15.5185 | 34.9366 | 16.0683 | 28.5014 | 16.797 | 42.3016 | 21.2765 | 11.7156 | 20.2639 | 21.6737 | 19.3954 | 18.2114 | 20.9392 | 23.9091 | 17.2605 | 28.6615 | 31.7002 | 27.0279 | 29.4099 | 24.1066 | 28.6318 | 11.9524 | 25.9721 | 32.5094 | 30.642 | 26.6473 | 33.3108 | 34.1363 | 17.1722 | 29.977 | 16.0221 | 34.3336 | 25.6626 | 31.8386 | 17.4782 | 26.8941 | 28.9984 | 18.3364 | 26.6923 | 22.3423 | 23.1562 | 31.3919 | 11.8388 | 39.2316 | 13.6698 | 28.2638 | 17.4809 | 17.5437 | 29.3832 | 23.4385 | 21.6956 | 37.181 | 21.426 | 27.5925 | 43.2205 | 15.4208 | 29.2408 | 27.136 | 25.1192 | 15.9133 | 33.5493 | 20.5696 | 14.3497 | 21.9515 | 19.3131 | 23.5009 | 19.4149 | 28.6357 | 22.3537 | 19.2474 | 24.5432 | 25.3886 | 15.3302 | 13.0052 | 22.2464 | 25.5684 | 33.1006 | 29.8728 | 17.3859 | 45.3569 | 19.291 | 24.4848 | 25.5659 | 25.9747 | 15.5298 | 33.2365 | 27.1734 | 22.4524 | 35.6286 | 30.7049 | 26.6275 | 17.9709 | 32.5321 | 45.906 | 24.8146 | 26.6328 | 18.5909 | 15.8316 | 12.8041 | 25.6075 | 29.4067 | 29.6917 | 19.9823 | 19.9757 | 44.5355 | 23.6541 | 15.2069 | 11.705 | 34.7931 | 16.6153 | 16.1055 | 21.3739 | 18.5936 | 26.3755 | 17.2518 | 24.3799 | 20.2835 | 24.8749 | 21.8229 | 22.9124 | 20.0165 | 14.1764 | 34.3959 | 17.3383 | 12.4466 | 16.7118 | 18.0245 | 23.1483 | 18.8947 | 17.6349 | 12.4124 | 27.2838 | 26.0118 | 19.4144 | 12.4857 | 16.2962 | 16.9741 | 51.8166 | 14.8851 | 13.9283 | 26.2847 | 22.1738 | 27.0734 | 20.1568 | 30.047 | 19.8211 | 28.4265 | 16.9647 | 21.4779 | 31.4736 | 30.8992 | 30.0898 | 22.3349 | 15.8468 | 22.3232 | 16.8801 | 30.0618 | 32.7904 | 23.5944 | 26.0964 | 23.8832 | 42.5582 | 18.0212 | 20.3292 | 20.2716 | 27.1176 | 15.2143 | 25.9502 | 21.5636 | 31.759 | 23.8988 | 26.2279 | 25.1713 | 25.9422 | 14.3015 | 23.1413 | 20.1093 | 21.6693 | 23.7309 | 13.9054 | 34.7139 | 42.9751 | 25.2647 | 28.5165 | 24.17 | 31.8812 | 28.5984 | 44.2206 | 33.9556 | 20.9684 | 25.2077 | 18.7633 | 8.2203 | 20.9167 | 29.7819 | 27.732 | 16.9358 | 44.1947 | 14.2667 | 22.1692 | 33.5877 | 21.7222 | 25.2609 | 21.4552 | 14.0111 | 26.0868 | 18.4971 | 29.4684 | 18.043 | 17.1959 | 16.4736 | 37.5108 | 52.1945 | 22.0898 | 29.8028 | 23.0339 | 31.1261 | 25.0362 | 16.0365 | 22.094 | 30.2411 | 41.3829 | 13.1672 | 17.0877 | 20.9871 | 15.7363 | 27.6335 | 16.1646 | 21.5747 | 17.9106 | 28.5479 | 43.5636 | 21.5931 | 10.6313 | 18.7343 | 28.5886 | 19.2549 | 9.3084 | 29.339 | 21.1938 | 20.4604 | 19.5192 | 30.141 | 17.5394 | 32.7095 | 31.0237 | 23.895 | 24.6305 | 23.1876 | 30.7027 | 19.5855 | 14.5355 | 24.7955 | 30.8571 | 23.1586 | 31.3861 | 20.5144 | 26.169 | 13.6782 | 33.8147 | 23.0916 | 13.8096 | 16.9614 | 18.8236 | 12.0129 | 32.7202 | 25.6042 | 32.6058 | 22.9545 | 34.8375 | 26.4671 | 18.9982 | 15.3664 | 31.701 | 19.6568 | 18.1003 | 29.3073 | 26.5263 | 35.8908 | 19.6281 | 14.0616 | 22.4528 | 12.7897 | 24.6471 | 19.9356 | 25.6284 | 21.3725 | 24.8889 | 32.5983 | 21.7884 | 12.4868 | 18.9085 | 21.7087 | 22.5672 | 14.0814 | 13.8485 | 21.9323 | 36.9176 | 42.8916 | 16.0513 | 16.5008 | 18.1373 | 15.3994 | 21.3388 | 37.4145 | 19.121 | 20.1795 | 10.1798 | 22.5288 | 19.1692 | 32.8357 | 10.9323 | 14.5175 | 40.0081 | 11.199 | 31.1865 | 39.3539 | 14.6963 | 14.1105 | 16.7661 | 21.7857 | 51.887 | 28.4496 | 24.7132 | 24.4554 | 32.3444 | 16.5139 | 11.6348 | 12.7214 | 31.5568 | 23.8493 | 19.8511 | 31.4361 | 25.3092 | 20.5834 | 25.7762 | 34.877 | 32.9556 | 23.5739 | 33.0074 | 15.213 | 16.5478 | 21.6569 | 14.408 | 22.4531 | 20.0619 | 19.9156 | 18.8452 | 21.98 | 19.7168 | 17.3494 | 24.0003 | 16.2034 | 18.4273 | 23.7288 | 10.7961 | 13.7825 | 39.5053 | 20.0295 | 36.3112 | 10.3245 | 17.5947 | 31.2788 | 32.3045 | 19.2485 | 41.1348 | 31.0433 | 33.3601 | 15.512 | 26.8312 | 20.1198 | 25.4681 | 30.6666 | 13.6532 | 30.2871 | 30.01 | 19.6747 | 19.9631 | 23.6068 | 20.1958 | 25.0479 | 12.9737 | 24.9436 | 32.9731 | 17.2722 | 39.3213 | 48.7682 | 19.7496 | 27.7391 | 15.1799 | 16.0929 | 16.7676 | 37.1024 | 21.6961 | 37.3935 | 29.448 | 20.7015 | 16.3177 | 19.1099 | 24.6411 | 29.556 | 40.7919 | 33.8496 | 19.116 | 29.4227 | 16.2163 | 22.5563 | 18.1934 | 22.0507 | 28.8363 | 27.6046 | 16.0614 | 23.5795 | 20.0514 | 15.6742 | 16.6316 | 14.546 | 14.1524 | 16.1191 | 11.528 | 31.7627 | 30.5714 | 31.6597 | 19.6987 | 41.3681 | 8.7561 | 33.5164 | 20.213 | 35.6788 | 20.5194 | 24.9577 | 23.4238 | 10.9041 | 10.8359 | 31.6148 | 28.7202 | 21.9425 | 23.882 | 29.4693 | 19.5067 | 35.9328 | 20.7505 | 22.4949 | 33.3668 | 7.806 | 16.4265 | 31.7477 | 25.6333 | 26.541 | 23.8649 | 22.7417 | 16.5861 | 38.5148 | 21.6489 | 18.0098 | 26.9229 | 25.3593 | 21.6406 | 32.4106 | 23.2006 | 17.6891 | 19.0766 | 16.1545 | 29.8458 | 20.4104 | 26.2493 | 23.0272 | 32.2533 | 20.672 | 13.5769 | 40.9805 | 36.1263 | 28.9604 | 25.9004 | 32.3141 | 27.7579 | 18.2273 | 12.9405 | 19.8682 | 18.4417 | 41.2612 | 14.7039 | 21.5707 | 25.4583 | 35.5525 | 21.6366 | 9.2185 | 28.2298 | 11.5395 | 20.1485 | 8.9866 | 26.6993 | 22.1539 | 24.1786 | 14.718 | 16.5477 | 19.9708 | 39.1007 | 10.0701 | 32.7698 | 13.774 | 25.3399 | 15.5257 | 26.313 | 23.2219 | 19.0146 | 36.3709 | 31.1671 | 26.6807 | 20.3586 | 17.4865 | 12.4854 | 37.2067 | 16.4881 | 24.8721 | 11.9845 | 29.2738 | 27.6001 | 23.5262 | 21.7472 | 24.1437 | 11.7469 | 19.295 | 32.7723 | 28.362 | 27.9355 | 40.5817 | 28.0222 | 27.9628 | 19.3092 | 24.48 | 16.8041 | 22.2324 | 18.1115 | 24.8456 | 39.8889 | 24.2494 | 23.911 | 28.3057 | 14.6636 | 19.2421 | 27.564 | 21.6519 | 11.7877 | 28.9561 | 22.1486 | 14.0247 | 24.2451 | 23.5434 | 14.6706 | 14.091 | 22.2923 | 19.0408 | 21.7196 | 24.2562 | 17.5918 | 18.357 | 18.0427 | 24.2359 | 12.5351 | 34.3521 | 33.6475 | 17.7523 | 23.9592 | 18.6062 | 21.3953 | 46.2163 | 24.7337 | 34.6771 | 22.154 | 28.8748 | 9.3914 | 30.4458 | 16.3677 | 24.6577 | 28.3524 | 26.8946 | 18.7263 | 27.4568 | 25.2459 | 27.0346 | 14.3329 | 32.6929 | 39.0811 | 27.3647 | 32.8885 | 21.1838 | 18.8188 | 12.586 | 34.2267 | 18.3541 | 10.4358 | 28.1998 | 19.0752 | 16.9842 | 15.013 | 25.6135 | 16.6327 | 19.0353 | 26.3175 | 22.6329 | 13.4877 | 22.3907 | 36.3606 | 28.5434 | 23.4232 | 29.8609 | 29.1191 | 16.0553 | 26.7735 | 20.167 | 15.8599 | 28.7145 | 17.3508 | 45.9728 | 14.5513 | 17.3015 | 16.5224 | 31.8979 | 9.9221 | 18.2324 | 13.7687 | 21.138 | 17.3901 | 15.8845 | 25.975 | 23.5904 | 24.8082 | 39.4508 | 17.6278 | 38.6124 | 18.2221 | 21.6152 | 23.8762 | 21.7105 | 21.0192 | 15.492 | 25.549 | 34.8096 | 12.1445 | 17.8847 | 18.8683 | 22.8849 | 20.4718 | 12.0886 | 25.1522 | 26.8855 | 18.4978 | 19.949 | 13.8006 | 26.9251 | 49.0653 | 35.1397 | 21.3566 | 17.933 | 16.0389 | 32.8774 | 20.4072 | 18.9303 | 17.1803 | 21.5317 | 31.4665 | 24.5771 | 25.3308 | 27.2145 | 18.0998 | 40.094 | 18.2362 | 21.4428 | 26.0304 | 18.6364 | 21.4427 | 18.4725 | 26.0706 | 42.6676 | 16.4878 | 20.6134 | 27.1041 | 23.7641 | 13.0363 | 43.9193 | 13.3896 | 22.6521 | 30.042 | 31.4035 | 19.2827 | 18.5298 | 12.4059 | 16.5396 | 34.2236 | 18.1338 | 18.5158 | 13.8057 | 18.3891 | 32.1964 | 16.9254 | 25.3211 | 17.6579 | 16.7711 | 25.3219 | 26.0792 | 20.4881 | 12.047 | 24.2955 | 33.9989 | 17.2036 | 17.7836 | 27.7976 | 21.9537 | 22.5963 | 22.1916 | 18.9368 | 17.8856 | 17.7346 | 29.3244 | 13.5391 | 19.7827 | 18.0587 | 9.3638 | 19.9867 | 24.5857 | 18.5379 | 16.1854 | 16.0781 | 31.277 | 11.558 | 32.3698 | 15.5872 | 15.2249 | 36.7046 | 18.5246 | 15.1019 | 32.5728 | 22.7279 | 41.5142 | 24.9229 | 30.2218 | 27.7484 | 31.1238 | 13.8518 | 37.6598 | 29.7908 | 26.0483 | 26.1981 | 22.9648 | 18.3996 | 23.5122 | 43.2292 | 10.9189 | 24.3416 | 26.6927 | 22.0539 | 20.0146 | 20.4331 | 18.5151 | 20.6027 | 25.4452 | 17.9536 | 40.8489 | 26.6478 | 15.9836 | 18.0193 | 12.7106 | 24.7079 | 19.0621 | 12.9464 | 16.8395 | 19.6084 | 24.114 | 34.1664 | 21.9605 | 38.989 | 33.6408 | 20.8892 | 26.887 | 13.6974 | 15.4022 | 21.5583 | 23.0696 | 18.4022 | 25.5173 | 16.7403 | 27.9538 | 20.9486 | 32.8872 | 21.502 | 32.1487 | 37.8915 | 21.6917 | 14.7073 | 26.2086 | 20.8539 | 20.6899 | 18.2281 | 29.7172 | 33.0921 | 31.3647 | 10.9995 | 25.2027 | 16.5328 | 25.7168 | 17.8017 | 30.9168 | 25.652 | 17.8735 | 42.0807 | 31.9674 | 26.2916 | 17.0504 | 25.2026 | 18.8525 | 36.7837 | 27.4526 | 25.5254 | 13.6089 | 21.2754 | 37.2083 | 15.7569 | 28.7287 | 21.2432 | 32.6651 | 17.015 | 17.9838 | 18.6441 | 29.1415 | 17.0357 | 15.1422 | 18.678 | 14.459 | 19.4586 | 36.0226 | 8.0644 | 19.9546 | 14.6241 | 37.1585 | 25.0924 | 28.1055 | 22.7521 | 24.3565 | 12.8623 | 41.9978 | 25.6471 | 36.6175 | 25.4 | 14.1793 | 41.0558 | 20.3862 | 33.1469 | 24.0016 | 24.8613 | 26.6176 | 14.6386 | 18.9296 | 14.5722 | 31.4052 | 27.7318 | 20.7199 | 16.3009 | 20.0238 | 16.5496 | 21.8819 | 19.6783 | 22.2376 | 15.8373 | 22.2 | 23.4457 | 23.2867 | 18.3771 | 17.204 | 23.2186 | 12.0732 | 16.1002 | 42.7794 | 25.6144 | 21.8193 | 21.4862 | 14.7622 | 19.3065 | 17.4592 | 25.2427 | 17.1944 | 16.1823 | 36.7493 | 24.8084 | 20.0192 | 12.6295 | 13.2444 | 21.2701 | 24.7331 | 39.5167 | 27.894 | 20.9008 | 18.717 | 11.9582 | 12.8404 | 41.8525 | 34.7686 | 16.0744 | 15.221 | 18.8461 | 14.3831 | 17.2319 | 17.004 | 18.2776 | 13.6468 | 15.8476 | 42.2821 | 33.4881 | 15.3742 | 22.5604 | 21.7147 | 25.8929 | 25.6178 | 21.4522 | 28.3564 | 34.8318 | 23.7591 | 27.7599 | 22.7221 | 18.059 | 28.5012 | 25.718 | 28.015 | 27.6469 | 16.2843 | 22.0778 | 33.6131 | 21.7073 | 27.2277 | 38.2675 | 29.6236 | 23.5397 | 14.8925 | 15.0103 | 32.3163 | 20.2772 | 18.2291 | 26.5323 | 15.9616 | 15.7545 | 24.2023 | 19.6879 | 27.2763 | 22.3273 | 15.0284 | 57.8494 | 20.6459 | 21.6496 | 37.9301 | 22.743 | 23.1674 | 14.1532 | 49.7281 | 14.3839 | 12.8367 | 19.5433 | 20.0239 | 16.6746 | 19.7384 | 16.5868 | 26.0855 | 23.7366 | 17.4288 | 33.8626 | 7.4705 | 42.3391 | 19.1366 | 16.8342 | 14.6282 | 13.6921 | 26.208 | 32.7666 | 11.9324 | 32.0842 | 17.5816 | 20.7809 | 15.4715 | 30.935 | 18.8547 | 30.3719 | 17.7514 | 26.2853 | 20.3169 | 18.6803 | 36.7614 | 23.2995 | 45.166 | 15.173 | 23.7905 | 18.7743 | 21.0608 | 62.0713 | 20.6479 | 21.4405 | 15.8685 | 26.9223 | 16.8963 | 30.064 | 21.3753 | 30.0784 | 34.9423 | 22.2401 | 28.3854 | 30.9306 | 18.6519 | 22.9026 | 23.4051 | 47.9165 | 10.4959 | 19.3717 | 29.6506 | 15.4701 | 26.0911 | 16.2521 | 34.2392 | 23.9129 | 20.2992 | 11.4016 | 33.3667 | 15.1224 | 23.6996 | 13.0978 | 13.1103 | 23.2244 | 32.696 | 16.7539 | 26.8717 | 27.0028 | 25.7615 | 11.6295 | 38.27 | 18.0415 | 26.2042 | 14.6443 | 25.7724 | 33.6527 | 23.8667 | 19.6363 | 24.3391 | 9.9237 | 47.422 | 26.5593 | 16.5132 | 9.6952 | 21.7297 | 21.3015 | 24.497 | 37.835 | 20.1457 | 17.0687 | 33.6638 | 21.3767 | 18.7388 | 42.9759 | 26.8022 | 7.082 | 27.0439 | 21.0094 | 27.7077 | 23.9444 | 16.6983 | 18.4428 | 16.001 | 20.5138 | 11.0549 | 32.8474 | 32.7305 | 20.1858 | 25.7727 | 27.1875 | 11.6032 | 22.6038 | 24.3264 | 44.9428 | 25.6417 | 22.3489 | 14.466 | 6.7694 | 7.6958 | 55.2647 | 23.1269 | 18.6389 | 22.8421 | 25.2282 | 8.0373 | 25.5811 | 10.9116 | 16.2952 | 18.865 | 10.8596 | 13.1612 | 24.2631 | 12.9754 | 15.5745 | 16.6536 | 28.6558 | 12.1961 | 30.079 | 24.2949 | 26.2102 | 31.8364 | 14.2588 | 21.7194 | 23.9049 | 23.3435 | 19.0629 | 15.6364 | 16.9193 | 26.0742 | 24.729 | 22.5798 | 20.716 | 19.4381 | 41.6872 | 17.2182 | 19.9304 | 25.9941 | 19.1921 | 21.7097 | 13.9163 | 17.3648 | 12.4139 | 16.9659 | 25.5439 | 26.0013 | 16.6176 | 28.2868 | 23.1476 | 17.2388 | 36.9515 | 15.337 | 14.6259 | 40.5868 | 17.8402 | 15.046 | 28.3121 | 15.6882 | 25.2092 | 48.8482 | 25.2479 | 28.3745 | 24.5461 | 18.4264 | 12.6227 | 13.1178 | 11.5522 | 18.528 | 26.4889 | 21.6673 | 17.5349 | 19.632 | 21.8652 | 27.1435 | 41.9543 | 30.0008 | 18.1024 | 16.0531 | 43.7855 | 25.2517 | 19.4192 | 32.0006 | 14.75 | 18.6999 | 27.2482 | 17.5391 | 16.3632 | 11.8151 | 23.5136 | 24.5753 | 17.2631 | 17.8948 | 21.8848 | 44.0649 | 14.519 | 22.7483 | 20.4713 | 14.1397 | 19.717 | 13.8298 | 26.9673 | 21.1003 | 12.7058 | 26.0505 | 17.0785 | 19.6693 | 25.7932 | 19.2463 | 28.9241 | 56.934 | 41.8969 | 32.6638 | 29.145 | 33.0962 | 24.3161 | 15.3847 | 11.2807 | 23.499 | 27.2877 | 16.5412 | 23.2333 | 35.9408 | 20.0448 | 17.7766 | 14.8033 | 22.3416 | 29.5109 | 28.9084 | 26.3256 | 32.0498 | 35.0889 | 34.5433 | 16.9939 | 39.5242 | 15.4731 | 10.4081 | 15.8154 | 24.9476 | 30.919 | 21.6374 | 14.8039 | 18.6335 | 12.634 | 20.4927 | 18.2786 | 21.4762 | 31.5351 | 27.9618 | 19.6023 | 39.7924 | 31.1995 | 18.15 | 24.319 | 29.2036 | 15.9764 | 28.5081 | 19.1489 | 26.5211 | 17.8708 | 24.9592 | 8.9044 | 22.8404 | 29.2294 | 22.7152 | 14.8268 | 27.6625 | 13.0014 | 17.1657 | 28.1524 | 31.5127 | 20.7389 | 24.3179 | 10.1897 | 16.5715 | 29.4356 | 28.1781 | 24.7213 | 34.8798 | 18.5033 | 26.6412 | 29.648 | 7.9318 | 22.1777 | 33.7857 | 18.4559 | 27.4181 | 32.6555 | 17.9735 | 21.1316 | 22.2138 | 19.9368 | 27.3186 | 39.9163 | 32.8833 | 26.8598 | 17.3809 | 17.6288 | 23.9663 | 19.7458 | 25.4277 | 19.7194 | 12.8278 | 23.3878 | 32.6476 | 25.6305 | 32.1628 | 36.6975 | 23.8346 | 60.9675 | 35.1149 | 10.0584 | 19.0007 | 14.9913 | 41.5827 | 33.0612 | 18.8022 | 25.4875 | 13.226 | 31.541 | 24.1919 | 23.6661 | 39.9097 | 28.0145 | 18.3091 | 30.5407 | 21.2656 | 15.6731 | 16.9252 | 10.7837 | 28.3988 | 10.6393 | 21.8708 | 21.2308 | 16.6344 | 29.963 | 14.7754 | 22.986 | 30.1733 | 10.1592 | 31.1607 | 22.6605 | 26.0099 | 31.5756 | 14.4173 | 22.7412 | 18.323 | 22.8357 | 21.6922 | 43.2808 | 27.3742 | 35.0145 | 19.1625 | 30.6879 | 37.5019 | 18.2634 | 28.3277 | 30.6768 | 25.3771 | 13.6094 | 34.7121 | 23.7547 | 23.693 | 23.0767 | 19.847 | 26.9798 | 23.381 | 13.4849 | 21.4191 | 11.2883 | 11.1125 | 26.9802 | 16.3339 | 24.0531 | 23.5162 | 18.2769 | 26.508 | 18.7887 | 10.085 | 20.1963 | 19.9305 | 31.1511 | 16.1097 | 39.5753 | 37.428 | 32.7275 | 25.1416 | 15.1906 | 21.5777 | 17.1594 | 18.5145 | 15.681 | 25.8934 | 25.7138 | 23.9203 | 15.2333 | 30.2546 | 27.4177 | 19.7538 | 20.4198 | 25.2247 | 16.4548 | 26.4222 | 19.9457 | 21.7054 | 20.1688 | 23.1193 | 28.3004 | 20.954 | 25.9323 | 20.0348 | 33.9715 | 26.5072 | 22.2664 | 44.0315 | 24.0089 | 12.8758 | 32.569 | 36.5254 | 23.5864 | 23.4271 | 20.0402 | 15.9619 | 25.8849 | 20.9254 | 31.7286 | 26.4284 | 36.3128 | 25.0421 | 18.737 | 11.9517 | 18.613 | 37.709 | 28.8778 | 25.8417 | 25.1859 | 18.4825 | 21.6098 | 26.2882 | 21.6228 | 25.0053 | 20.6987 | 23.8108 | 14.4143 | 28.1211 | 24.1322 | 20.5165 | 29.5318 | 19.0933 | 23.4956 | 15.5159 | 20.5607 | 16.7999 | 19.9106 | 16.7248 | 16.5724 | 40.5288 | 31.4832 | 18.3317 | 20.0263 | 33.035 | 14.6167 | 22.0462 | 33.5626 | 25.0022 | 15.208 | 14.2261 | 42.9277 | 30.6945 | 23.8633 | 24.5298 | 21.3572 | 13.0153 | 26.7573 | 20.9581 | 23.9892 | 31.622 | 33.5851 | 39.2377 | 15.7601 | 21.6666 | 24.0455 | 8.5421 | 14.107 | 21.8156 | 18.7198 | 29.37 | 42.3334 | 14.0994 | 14.3894 | 15.8492 | 24.6372 | 14.4328 | 35.9202 | 13.8115 | 45.0381 | 33.595 | 24.1337 | 24.7546 | 37.654 | 21.0733 | 20.7617 | 24.7674 | 11.6107 | 19.0374 | 20.5542 | 20.8337 | 24.3065 | 14.4183 | 30.401 | 39.4059 | 36.9695 | 14.2983 | 32.5015 | 15.6932 | 22.9152 | 16.3688 | 19.1878 | 31.8366 | 23.4195 | 16.0824 | 15.5607 | 23.9646 | 26.5263 | 35.4172 | 16.2048 | 27.1335 | 21.9162 | 32.507 | 24.4481 | 17.7142 | 16.6092 | 18.2856 | 34.9426 | 22.4957 | 21.5554 | 22.5941 | 14.5682 | 27.9254 | 19.0362 | 27.8098 | 16.8195 | 23.1105 | 16.2416 | 15.9063 | 23.9429 | 41.3388 | 25.1109 | 30.6115 | 25.1634 | 28.9478 | 19.66 | 20.1251 | 34.1344 | 14.1395 | 18.6047 | 27.2367 | 18.3235 | 27.6089 | 19.6913 | 26.501 | 14.3858 | 28.4725 | 35.0057 | 36.5304 | 31.2326 | 20.413 | 33.9244 | 22.4881 | 19.286 | 12.7535 | 18.4813 | 30.6574 | 14.0419 | 16.5873 | 9.485 | 15.3521 | 23.1747 | 14.7531 | 16.491 | 11.2962 | 26.4412 | 21.1667 | 23.1811 | 34.3471 | 35.2544 | 24.3535 | 19.3577 | 14.911 | 13.1776 | 31.008 | 14.7966 | 14.2747 | 15.5922 | 16.2202 | 10.2243 | 21.9887 | 23.5414 | 15.1578 | 16.8679 | 15.1793 | 19.4748 | 34.4342 | 11.5556 | 16.7474 | 28.1206 | 22.5582 | 40.8389 | 29.7514 | 10.555 | 36.452 | 26.1192 | 35.0301 | 12.6898 | 27.1302 | 18.6573 | 17.3092 | 18.3379 | 29.1322 | 24.1229 | 15.8411 | 47.974 | 14.2383 | 21.1835 | 21.9505 | 19.3582 | 19.1945 | 8.9469 | 28.258 | 14.1305 | 15.087 | 17.1775 | 28.3278 | 22.7161 | 18.5406 | 21.435 | 37.5809 | 14.0215 | 22.0121 | 25.3446 | 21.2758 | 24.1207 | 30.4212 | 24.4643 | 10.8458 | 28.8238 | 23.6195 | 22.5943 | 9.5593 | 66.7363 | 28.3498 | 42.47 | 23.5061 | 22.4062 | 26.2104 | 20.0706 | 14.4433 | 37.274 | 42.8429 | 21.31 | 9.2741 | 15.7353 | 28.0161 | 22.3705 | 29.8975 | 26.5006 | 26.1234 | 29.6391 | 19.7871 | 15.7607 | 25.1 | 18.5195 | 25.6683 | 13.5823 | 17.0263 | 30.4158 | 28.4367 | 27.0361 | 15.3243 | 28.4015 | 28.8499 | 12.583 | 29.3573 | 21.5314 | 18.5522 | 15.0117 | 24.7568 | 18.0121 | 15.4606 | 15.0697 | 36.977 | 9.4667 | 16.9357 | 13.8064 | 16.7146 | 17.6452 | 39.0862 | 36.5851 | 25.0326 | 22.377 | 33.156 | 32.5525 | 19.2934 | 17.4533 | 26.1237 | 24.7254 | 18.5946 | 23.099 | 31.4952 | 26.5925 | 11.7327 | 33.5746 | 10.808 | 33.1056 | 21.6433 | 23.1968 | 27.9663 | 17.2986 | 18.1425 | 32.0368 | 21.3159 | 20.0092 | 28.5075 | 40.9336 | 27.761 | 24.603 | 24.8635 | 21.4441 | 27.7114 | 31.8662 | 18.7523 | 23.9644 | 25.8928 | 22.0802 | 24.6538 | 25.4964 | 18.0577 | 25.2562 | 26.0491 | 25.5569 | 32.0544 | 15.3665 | 16.0384 | 20.156 | 37.7022 | 14.5446 | 22.8181 | 13.4066 | 27.9324 | 20.7274 | 24.0027 | 21.511 | 14.6626 | 29.9016 | 18.1512 | 13.6107 | 29.0688 | 12.7175 | 20.8492 | 17.4987 | 29.0188 | 22.2003 | 21.4855 | 22.5863 | 15.2711 | 22.0558 | 18.4375 | 26.487 | 13.0731 | 11.1414 | 16.7935 | 19.294 | 15.3619 | 15.1564 | 25.7314 | 26.2701 | 14.0612 | 24.2227 | 18.6764 | 12.9785 | 24.613 | 28.5066 | 27.404 | 35.8674 | 40.8495 | 21.5566 | 29.1641 | 13.7867 | 28.6856 | 33.6736 | 41.0955 | 21.579 | 37.0698 | 22.9711 | 13.9615 | 20.5849 | 26.869 | 21.0258 | 20.9459 | 26.9058 | 31.9361 | 18.3665 | 23.7972 | 17.8286 | 30.1329 | 23.0411 | 17.0843 | 26.8999 | 13.9801 | 32.561 | 31.0366 | 37.2363 | 15.3619 | 22.23 | 27.0381 | 15.9139 | 29.9232 | 21.3916 | 51.8335 | 13.2834 | 21.5817 | 20.7149 | 18.92 | 27.9829 | 16.0401 | 17.4893 | 12.1384 | 33.1142 | 10.3259 | 17.0561 | 33.8717 | 16.1359 | 23.7632 | 25.6106 | 33.3965 | 18.7932 | 20.9323 | 30.262 | 17.8224 | 25.3834 | 16.3695 | 26.8536 | 29.5532 | 23.9564 | 32.2456 | 17.6507 | 25.0158 | 29.5215 | 29.2283 | 30.8863 | 23.4867 | 19.035 | 27.2439 | 26.8095 | 24.1088 | 34.9909 | 19.0121 | 28.0735 | 27.0716 | 16.4527 | 18.0223 | 28.1832 | 41.1937 | 30.6722 | 26.7381 | 18.0497 | 35.0514 | 29.8961 | 27.0952 | 13.3744 | 19.198 | 12.646 | 24.0046 | 27.5141 | 16.7776 | 30.2534 | 14.6683 | 25.0884 | 12.0636 | 30.9072 | 36.4604 | 18.685 | 14.5102 | 15.994 | 31.3331 | 12.8391 | 22.933 | 25.7082 | 20.1802 | 28.3857 | 35.8024 | 13.3174 | 26.0726 | 14.8764 | 20.4364 | 21.4683 | 13.1045 | 23.3313 | 37.6221 | 30.6435 | 34.0342 | 21.0138 | 34.0054 | 17.0377 | 26.1123 | 31.479 | 48.1337 | 13.9452 | 21.1583 | 34.0523 | 10.6173 | 29.3785 | 32.2597 | 13.796 | 39.5137 | 26.6455 | 26.517 | 16.5165 | 7.2134 | 14.8087 | 38.9759 | 42.9985 | 25.6067 | 26.5567 | 25.7487 | 15.7787 | 24.5092 | 34.7395 | 17.9916 | 15.2356 | 20.5722 | 25.9542 | 22.1959 | 16.8713 | 11.5746 | 32.0304 | 20.0635 | 25.4649 | 12.6581 | 24.4889 | 36.887 | 21.5602 | 18.7195 | 35.0127 | 23.3602 | 29.8446 | 27.8872 | 23.2312 | 26.4187 | 24.3969 | 20.812 | 18.769 | 20.8016 | 21.9377 | 20.8639 | 29.6954 | 27.6775 | 31.8156 | 26.0418 | 22.4875 | 20.8862 | 20.6841 | 30.4756 | 45.3298 | 16.4217 | 23.5865 | 20.698 | 27.3347 | 25.8279 | 30.9172 | 25.2476 | 25.763 | 29.5934 | 9.7041 | 27.9739 | 15.5793 | 18.9639 | 15.3573 | 20.851 | 10.7677 | 15.3011 | 15.2047 | 15.9241 | 33.2804 | 21.9958 | 19.036 | 18.7004 | 33.8649 | 26.121 | 22.6313 | 32.3791 | 16.205 | 25.8401 | 22.9192 | 18.587 | 23.6672 | 16.9831 | 23.7215 | 34.3925 | 25.6033 | 12.2087 | 25.8284 | 32.7188 | 19.525 | 16.8025 | 22.9133 | 14.894 | 22.9209 | 17.1502 | 21.2321 | 35.2227 | 23.7867 | 23.9799 | 21.7904 | 17.628 | 24.4834 | 21.1755 | 19.6242 | 28.0133 | 11.9653 | 17.483 | 26.7789 | 19.8595 | 42.7082 | 21.9619 | 29.8059 | 15.7578 | 31.3457 | 21.4604 | 26.5892 | 20.8698 | 33.4198 | 22.3012 | 20.5711 | 13.6002 | 21.8941 | 10.3559 | 17.0823 | 14.0516 | 15.6367 | 25.381 | 24.8901 | 26.2536 | 26.2415 | 29.119 | 26.3698 | 22.4942 | 28.196 | 17.3602 | 15.2347 | 17.7394 | 19.2739 | 8.3904 | 15.296 | 16.6043 | 28.9801 | 26.2508 | 15.4924 | 15.8576 | 24.272 | 11.3209 | 27.9725 | 32.5997 | 19.7325 | 26.2891 | 21.6757 | 17.3833 | 13.9453 | 17.9825 | 19.0669 | 32.6112 | 27.6075 | 24.5341 | 36.1188 | 14.5291 | 31.1681 | 17.9759 | 39.9904 | 29.3029 | 31.955 | 33.7247 | 34.0556 | 31.9108 | 16.6605 | 30.2614 | 20.6721 | 23.884 | 11.1128 | 22.0066 | 21.811 | 22.5045 | 19.9778 | 25.3949 | 18.5617 | 24.4957 | 26.8707 | 12.5823 | 14.2836 | 11.3218 | 17.4307 | 23.5103 | 19.0978 | 27.815 | 29.3527 | 27.264 | 24.5349 | 23.5409 | 11.5774 | 16.2327 | 20.578 | 27.4057 | 50.6577 | 39.4748 | 12.1333 | 20.6884 | 31.735 | 23.9894 | 30.5218 | 26.0828 | 10.009 | 15.2572 | 40.8237 | 29.9968 | 24.6004 | 11.7906 | 14.6294 | 20.0365 | 15.4326 | 33.9443 | 23.1888 | 39.799 | 31.7746 | 21.7292 | 16.7377 | 14.6892 | 22.4345 | 29.4775 | 32.487 | 16.0899 | 17.2116 | 20.3008 | 30.6929 | 14.5987 | 19.7628 | 18.8977 | 38.2768 | 37.9324 | 38.6133 | 22.7843 | 16.4483 | 14.6602 | 15.7306 | 22.3244 | 19.1316 | 14.6832 | 27.2219 | 39.6789 | 29.4572 | 32.3174 | 40.0596 | 30.9306 | 35.6242 | 15.6061 | 17.1047 | 25.7865 | 26.6234 | 27.9767 | 19.1092 | 15.4372 | 28.6202 | 29.2892 | 25.4473 | 17.0042 | 20.1425 | 25.9541 | 16.224 | 48.3704 | 16.6751 | 32.1016 | 20.4649 | 17.0636 | 13.3892 | 21.0244 | 14.673 | 11.2976 | 23.8413 | 29.8686 | 13.0727 | 25.0123 | 15.3604 | 28.3142 | 24.8551 | 20.8028 | 19.1771 | 29.2089 | 45.5299 | 20.7867 | 40.1339 | 16.6899 | 33.2836 | 27.7162 | 29.3973 | 18.7885 | 20.6551 | 24.8785 | 22.0199 | 31.1674 | 18.8835 | 23.7104 | 31.1801 | 23.2904 | 29.4569 | 24.5983 | 14.4212 | 26.3447 | 15.2525 | 16.6495 | 29.1445 | 18.9505 | 28.7423 | 26.765 | 27.6516 | 45.1855 | 24.8745 | 21.3238 | 22.9819 | 23.0645 | 17.6833 | 16.5587 | 27.1081 | 14.4507 | 28.3353 | 20.5911 | 20.5423 | 30.2455 | 32.5037 | 24.0635 | 32.2614 | 19.6565 | 12.0566 | 23.4404 | 12.5646 | 43.0728 | 24.3893 | 24.7579 | 29.157 | 27.1595 | 25.6238 | 22.5472 | 12.5429 | 15.0534 | 19.1565 | 13.0505 | 48.4223 | 35.0275 | 21.2032 | 26.4952 | 19.5572 | 53.233 | 23.4963 | 20.3604 | 31.0812 | 13.9881 | 28.2506 | 26.6098 | 22.5266 | 20.0063 | 17.8603 | 24.6554 | 15.803 | 27.5229 | 20.4467 | 29.9776 | 18.3414 | 19.1971 | 22.7802 | 40.6754 | 28.0835 | 41.7802 | 14.1647 | 40.0172 | 22.3721 | 27.4893 | 17.4818 | 29.0519 | 11.8315 | 40.1901
Virus steady state number | n_ss | virus |  |  |  |  | n_ss | 20536.3435 | 25343.8676 | 8905.9548 | 18513.7736 | 24627.6413 | 31316.2128 | 18176.6888 | 34124.8227 | 10734.6782 | 13185.3456 | 17235.1838 | 14501.3362 | 22382.6178 | 17547.1382 | 15755.1052 | 24939.3582 | 29235.0274 | 8933.363 | 16304.9412 | 10749.929 | 12302.2577 | 16142.7267 | 37039.8191 | 6884.4473 | 7858.1488 | 16452.9729 | 18233.6082 | 15748.5901 | 12014.6761 | 13640.2263 | 11942.5775 | 19306.8128 | 19288.724 | 25237.0307 | 29102.0799 | 27859.7333 | 23479.1268 | 19581.6566 | 18130.4451 | 16189.1639 | 20285.3127 | 19403.6275 | 12055.6849 | 13390.8317 | 21425.6244 | 18206.5574 | 14861.1789 | 27816.2282 | 22366.0245 | 40800.7991 | 27447.9447 | 14364.1813 | 37599.099 | 25944.4125 | 15230.4041 | 16702.0843 | 37207.7987 | 21714.9955 | 15499.9232 | 29304.7231 | 16711.7424 | 19196.9746 | 21237.41 | 13356.7138 | 27542.6655 | 21445.6919 | 24850.5307 | 26294.5629 | 18385.508 | 13327.7754 | 26680.0972 | 9877.3087 | 22702.82 | 9039.0116 | 10708.5006 | 24015.7288 | 16646.7535 | 17893.3175 | 15154.2352 | 18167.9321 | 27885.7934 | 24715.7471 | 11329.3464 | 16418.1891 | 15770.1175 | 15653.0173 | 18882.2626 | 21833.8993 | 33494.1158 | 22342.2291 | 23159.7222 | 21874.6896 | 23287.6405 | 22136.3244 | 18232.7683 | 18848.424 | 22259.9641 | 29154.3865 | 20372.4038 | 14224.7858 | 19386.581 | 17387.7129 | 25910.1795 | 24958.0089 | 15077.9396 | 11517.1509 | 25753.8932 | 20104.4174 | 23749.2271 | 22122.9404 | 9557.8899 | 16209.0697 | 35362.3662 | 29070.6317 | 12083.7991 | 23325.1577 | 7966.1566 | 28231.6228 | 17462.8435 | 37472.2866 | 19454.1491 | 11753.3436 | 24902.454 | 20874.2525 | 16990.6972 | 16200.4701 | 16702.2412 | 15084.3036 | 18272.2064 | 13129.5563 | 26291.9304 | 15853.0122 | 21349.211 | 28227.8286 | 16541.3521 | 33506.4107 | 15562.0648 | 30788.1793 | 17214.4992 | 14921.3917 | 19670.7194 | 13523.0871 | 28339.6351 | 17077.2131 | 20532.7733 | 25269.1858 | 10338.2342 | 41038.5561 | 14453.9001 | 20776.6283 | 19197.1682 | 23036.1926 | 16842.1691 | 27867.458 | 22360.149 | 20154.5245 | 21796.43 | 14171.2409 | 26478.7398 | 12797.5404 | 33775.659 | 22615.1496 | 20471.5318 | 13999.9558 | 11617.1717 | 22228.0722 | 30336.0944 | 8369.9138 | 17109.4066 | 20026.5814 | 22636.8775 | 23135.4616 | 22903.303 | 27769.1161 | 12468.1915 | 18314.7051 | 16186.652 | 26762.1967 | 18931.2594 | 25181.003 | 15773.3105 | 19870.7318 | 12448.8969 | 9960.5855 | 17492.9084 | 17325.7822 | 15615.5606 | 21204.9431 | 18500.5462 | 14667.608 | 20277.8657 | 13815.2328 | 19798.6357 | 12653.6714 | 15034.0679 | 15418.0026 | 27488.6265 | 18568.1188 | 12135.4021 | 26717.9534 | 25493.6283 | 14331.0107 | 9885.528 | 20171.0363 | 26876.147 | 13387.7864 | 11107.5446 | 14138.4217 | 15877.1745 | 15970.8997 | 14390.9128 | 23208.1813 | 19245.9886 | 13680.9676 | 11771.7705 | 28643.7926 | 18307.7359 | 20517.7506 | 21918.01 | 19086.0785 | 10823.5648 | 26165.5097 | 21571.9862 | 21794.0182 | 8415.4998 | 39611.1729 | 21958.5836 | 17492.272 | 45466.4338 | 15442.0527 | 9205.5886 | 22572.5303 | 15497.9199 | 23086.2738 | 20123.2611 | 22646.3305 | 18542.1073 | 16858.9552 | 12683.0806 | 16838.9636 | 30363.9767 | 34016.2365 | 17901.0957 | 37035.6374 | 11474.4693 | 16367.4247 | 18181.7584 | 20911.388 | 29275.7599 | 10041.946 | 16386.6354 | 11690.5151 | 15659.1136 | 29545.764 | 25337.6766 | 31331.8926 | 14026.1551 | 15343.5486 | 22449.6144 | 15799.1382 | 21329.7148 | 16298.6092 | 23703.9487 | 21563.0194 | 10504.451 | 30098.7174 | 10762.9708 | 13689.3966 | 19979.236 | 9011.9178 | 21962.8188 | 17468.4405 | 19465.6755 | 10987.1755 | 18629.5465 | 23864.0124 | 13081.3896 | 18859.065 | 17686.8991 | 27746.1105 | 16592.8007 | 13276.1201 | 26179.4715 | 17374.3172 | 15215.2108 | 17048.345 | 19720.5068 | 20301.6177 | 17447.7292 | 8938.8493 | 17382.4208 | 15045.3073 | 36345.9156 | 19445.4814 | 11925.9428 | 15340.7684 | 15208.6258 | 16785.5409 | 13013.1338 | 21557.0903 | 13613.8362 | 31675.3383 | 29574.3752 | 21173.8394 | 18799.479 | 12000.3008 | 19168.4169 | 10705.0552 | 24725.2342 | 15283.4323 | 10606.7463 | 17100.2412 | 15485.9456 | 15307.5798 | 15502.6576 | 18335.535 | 24776.7608 | 33360.7711 | 18438.9982 | 21042.9547 | 32814.5383 | 24900.4831 | 10636.8992 | 17243.8722 | 16142.3051 | 15142.9178 | 23931.8838 | 12400.1698 | 11027.4456 | 12591.8258 | 38489.4737 | 30369.3646 | 30594.5089 | 26192.8191 | 19548.6225 | 31110.3617 | 23002.8152 | 14289.4178 | 34663.0392 | 27033.4517 | 11080.7466 | 16958.1126 | 20312.8967 | 18037.7786 | 18934.8778 | 26240.1259 | 10459.842 | 13222.1587 | 21264.4885 | 9640.8204 | 18332.3258 | 28003.53 | 12937.1261 | 14960.4903 | 14929.8372 | 7326.6129 | 18454.0873 | 20560.0632 | 18431.8062 | 19738.3922 | 20251.5271 | 26734.0919 | 10486.8158 | 21066.2703 | 11986.3312 | 22880.4104 | 44717.6294 | 21073.7237 | 10259.902 | 9266.7917 | 28174.1459 | 23704.0833 | 18101.5493 | 14345.699 | 15148.1544 | 20095.0958 | 13431.4208 | 18253.6255 | 34214.4472 | 14054.6179 | 17127.6162 | 13336.6859 | 18419.481 | 30272.5829 | 22443.8451 | 15226.1363 | 12521.6514 | 35317.908 | 14756.4639 | 14107.4294 | 13855.7885 | 15814.2122 | 18369.1249 | 14697.8802 | 12821.9015 | 25793.0034 | 22027.6981 | 12782.7433 | 17580.0906 | 30730.6847 | 18831.147 | 17591.3072 | 5168.2462 | 15749.426 | 18625.0222 | 14697.216 | 12925.0384 | 21195.1336 | 13126.6115 | 25990.0073 | 9263.3162 | 23069.8401 | 14977.3613 | 18261.9849 | 18459.7087 | 21890.3317 | 15987.3319 | 11604.4001 | 19727.2474 | 15408.8082 | 38747.7704 | 16823.2732 | 16087.4308 | 11812.928 | 17336.5105 | 16944.1479 | 12885.7043 | 11229.605 | 8269.4487 | 28716.257 | 17546.2743 | 17039.5284 | 34733.8489 | 20715.2987 | 23399.8715 | 10712.607 | 29075.7457 | 11091.4524 | 20694.5287 | 21593.5166 | 15178.0912 | 17446.6851 | 12596.0623 | 27771.0641 | 13875.7002 | 25510.8907 | 18921.3513 | 23195.2499 | 13729.292 | 27189.9519 | 11711.9032 | 18582.8821 | 22304.6654 | 24420.8203 | 15151.7002 | 19880.4265 | 24220.9309 | 13941.4208 | 15542.6994 | 29537.3085 | 25210.8975 | 18453.1017 | 22587.0869 | 26012.484 | 14579.5777 | 16323.0921 | 29356.4602 | 14269.1712 | 15122.3873 | 21372.4021 | 16317.1896 | 10531.6868 | 16711.1841 | 18514.4932 | 22098.2883 | 27625.1349 | 13247.9875 | 15773.4135 | 27770.3925 | 17012.3454 | 8997.3421 | 44584.4677 | 21097.0695 | 18226.0094 | 19928.0723 | 17451.9839 | 11670.537 | 21816.9107 | 32598.9175 | 17789.2261 | 34320.8145 | 24506.2919 | 17852.7717 | 12140.397 | 23539.1731 | 34196.5927 | 16718.4376 | 28182.6219 | 19712.0896 | 17477.6704 | 19505.9382 | 8160.9142 | 23941.5492 | 18760.5737 | 20093.8844 | 14841.496 | 16385.9866 | 9167.5748 | 17222.4335 | 24213.7982 | 21546.2117 | 18420.596 | 14294.2501 | 28738.6142 | 19585.157 | 29393.6794 | 17410.0592 | 14634.412 | 16809.8649 | 15679.9817 | 9553.5093 | 22867.8286 | 15705.682 | 10693.8487 | 23888.4027 | 27281.721 | 21295.942 | 27692.612 | 24128.7638 | 27511.1934 | 4850.3739 | 16483.8482 | 13974.797 | 10837.9154 | 12939.6143 | 22960.5045 | 16685.9293 | 14702.4426 | 10764.7576 | 14934.081 | 19373.6375 | 9898.6887 | 15506.7536 | 19183.2713 | 18879.4144 | 24878.8855 | 23991.006 | 13658.4554 | 4426.1071 | 18905.9828 | 13641.4585 | 32523.6964 | 14555.8532 | 15322.1323 | 28986.6786 | 17030.8685 | 17233.8394 | 50043.4466 | 20414.6198 | 20510.0568 | 27796.3016 | 31681.366 | 15293.188 | 20627.5366 | 19434.684 | 38206.5397 | 23930.8893 | 14636.376 | 24822.6485 | 20382.4712 | 20570.4484 | 12619.3482 | 30477.6159 | 13572.3233 | 15451.7187 | 16115.4857 | 10454.1349 | 23328.5363 | 31255.1341 | 26868.5634 | 27484.5027 | 23258.0134 | 13298.5363 | 18345.2712 | 17876.2239 | 25272.1699 | 23348.3841 | 15066.8013 | 16079.1598 | 17955.3493 | 12411.9639 | 11242.5152 | 3764.131 | 17070.1806 | 21751.4018 | 16317.2789 | 15538.9871 | 16606.2687 | 31069.3957 | 24140.0279 | 27905.0525 | 19881.5889 | 21465.8457 | 11101.579 | 10834.6318 | 26287.6177 | 26171.8714 | 16033.0049 | 26494.8744 | 17354.3821 | 24419.0809 | 13895.8643 | 14715.9264 | 8455.3937 | 32755.477 | 14025.6118 | 16394.8149 | 14515.6094 | 16800.8205 | 12958.6471 | 11052.4422 | 12634.5075 | 21569.2054 | 12742.5988 | 30808.6225 | 26988.2969 | 25604.6412 | 6916.3794 | 9339.7081 | 19015.4469 | 23952.4165 | 22424.2177 | 15205.681 | 24462.139 | 21477.8657 | 14278.2565 | 17563.0017 | 22116.5783 | 29921.9183 | 16009.0472 | 21900.9891 | 14406.2151 | 20170.5308 | 11891.9846 | 11778.6613 | 11798.5748 | 22032.2704 | 15166.852 | 19008.9565 | 38651.7612 | 19440.8788 | 28281.9879 | 18778.6494 | 21476.4252 | 19560.0356 | 24223.2255 | 16079.9973 | 13884.9251 | 24770.1483 | 23046.8299 | 24866.6617 | 31035.6814 | 1231.9788 | 15420.5687 | 27204.6766 | 18176.7359 | 16934.2773 | 29511.8966 | 22625.2111 | 28749.1245 | 29389.438 | 20819.8566 | 15096.8757 | 12755.1417 | 19189.1889 | 13461.621 | 16686.7399 | 18953.2474 | 6432.898 | 15009.1107 | 9513.8583 | 24459.6672 | 6458.7855 | 20116.9299 | 26969.1861 | 16259.6628 | 22571.4488 | 20880.6507 | 17904.1113 | 33092.3397 | 11104.3953 | 28965.4127 | 23752.1726 | 27053.0964 | 14801.8795 | 17060.899 | 17646.6344 | 16689.1818 | 11634.2003 | 6056.9892 | 23893.4127 | 25862.5165 | 30673.9283 | 13248.4258 | 23067.158 | 20646.6344 | 28373.0835 | 38337.6725 | 13675.4641 | 1447.3558 | 10276.3169 | 12998.1691 | 18754.4104 | 5835.2387 | 31107.0413 | 15250.2416 | 22271.9284 | 19495.7514 | 39867.3717 | 22570.7152 | 15779.3207 | 15950.2637 | 15570.9357 | 17816.1279 | 10656.6173 | 15217.3038 | 16917.6034 | 34365.5374 | 10140.598 | 10715.4585 | 32042.1989 | 17728.0717 | 14269.3075 | 17847.7444 | 11669.9175 | 17075.455 | 18780.6099 | 18299.4326 | 24055.2712 | 18088.2823 | 27190.027 | 11184.0733 | 17227.3464 | 39707.1415 | 25310.6579 | 26998.1347 | 16777.3132 | 11816.1054 | 12889.0368 | 20746.0192 | 25676.3552 | 17482.6348 | 18553.7727 | 21135.8204 | 14620.3213 | 20775.2383 | 16594.6561 | 25559.1802 | 16809.1093 | 23006.9415 | 27616.449 | 31554.5888 | 9533.7185 | 16002.3967 | 22394.3331 | 14674.5832 | 13633.5166 | 12070.7422 | 22345.0984 | 20003.4245 | 19619.4067 | 14010.8797 | 13850.5465 | 14650.2833 | 10205.9224 | 27332.5726 | 23938.5245 | 16837.2338 | 10979.283 | 14915.2222 | 19979.5039 | 18185.9286 | 25627.003 | 14116.7171 | 17018.7309 | 22547.7251 | 31745.1385 | 22274.6073 | 12729.0629 | 9144.8984 | 21672.9723 | 12487.9112 | 18279.6246 | 17617.2883 | 17374.7088 | 15049.1853 | 21932.9487 | 15397.726 | 15406.4066 | 19609.9547 | 15865.4076 | 18313.7645 | 25761.4002 | 21881.1194 | 12021.5067 | 20313.7488 | 6078.7142 | 17380.1777 | 22290.2977 | 19358.0372 | 12520.761 | 28699.3605 | 17575.5186 | 18527.9004 | 25857.438 | 16035.9395 | 19416.4611 | 32388.7227 | 22947.7915 | 22401.3364 | 13820.1249 | 19460.2424 | 21068.18 | 21607.7297 | 19176.8728 | 10211.7903 | 18424.4267 | 17781.471 | 21135.8565 | 11502.1913 | 13675.9202 | 17502.2082 | 22100.5526 | 18704.5895 | 18834.7001 | 23249.2147 | 24974.1787 | 27215.4491 | 12254.8892 | 24465.8172 | 17740.3672 | 19647.3414 | 19934.7022 | 35406.7791 | 11515.5862 | 24053.5574 | 15056.2546 | 18255.9706 | 14412.1813 | 15905.1792 | 24672.0609 | 18579.4447 | 15093.8098 | 20587.595 | 22082.955 | 26976.0642 | 21357.1436 | 38340.2965 | 18760.987 | 16015.0601 | 12488.696 | 15943.7364 | 26561.2116 | 9728.2092 | 31515.4847 | 14911.9634 | 10379.8007 | 26908.5277 | 23088.7335 | 18045.0482 | 18303.1698 | 8626.7979 | 28297.7223 | 15641.6627 | 41256.8889 | 22110.5777 | 26979.4151 | 10895.3872 | 5222.273 | 17023.9158 | 19011.7932 | 11904.9217 | 12935.2956 | 15295.5885 | 20733.3197 | 6856.0814 | 30007.2214 | 27249.927 | 20571.9139 | 26190.1737 | 18054.2551 | 15402.2258 | 9272.1388 | 12599.5301 | 24991.248 | 16699.3803 | 19796.2621 | 17011.1458 | 12019.0017 | 13866.528 | 13621.0456 | 10490.0215 | 15315.255 | 29093.5339 | 17705.8697 | 17706.9374 | 18529.7797 | 28207.2412 | 18663.5305 | 13919.1838 | 35174.2954 | 14028.3526 | 31347.4192 | 19267.8055 | 20266.2873 | 27089.5348 | 14046.3772 | 19886.4133 | 12114.1776 | 24258.1579 | 19770.7299 | 29304.5143 | 4981.0631 | 25761.0916 | 15615.433 | 14536.7426 | 15671.2821 | 15491.7336 | 14295.3241 | 25612.7396 | 16732.7872 | 24923.1762 | 27239.1066 | 23863.4131 | 20951.1189 | 12741.0659 | 19432.2063 | 11126.1653 | 28871.7133 | 17879.0895 | 13056.8391 | 23691.4628 | 10504.9419 | 37029.5478 | 13526.3919 | 25403.1704 | 21445.3034 | 17836.9721 | 13366.7558 | 18192.6193 | 19443.6113 | 13227.94 | 18271.1786 | 16606.953 | 20677.3029 | 19984.5403 | 22263.2968 | 10185.3222 | 16713.4833 | 34891.7257 | 22582.0411 | 16991.4528 | 13685.4579 | 18485.1506 | 17038.0275 | 17493.3948 | 38261.1599 | 17095.8868 | 26444.4586 | 13989.8406 | 16396.3848 | 10129.2981 | 18947.5051 | 25620.3884 | 29673.5712 | 17349.8585 | 19377.4608 | 23767.8231 | 17505.5364 | 18215.5196 | 16387.1653 | 18047.3906 | 20875.3356 | 16926.4039 | 12400.1176 | 19647.2907 | 19742.9318 | 9644.7115 | 24572.6111 | 16495.2609 | 16374.3444 | 16138.7925 | 16455.938 | 14364.5109 | 32743.0864 | 14512.6127 | 20873.9024 | 19437.5286 | 25768.4943 | 6090.125 | 18805.3224 | 12679.3873 | 11488.4111 | 17609.9215 | 9353.4775 | 12477.003 | 11369.2522 | 18507.6578 | 20137.5602 | 27152.8171 | 29399.3843 | 43085.8982 | 9209.4106 | 12528.7977 | 18629.3256 | 12586.2449 | 13510.4149 | 15120.717 | 12809.5989 | 12244.3601 | 27537.3948 | 21701.0401 | 15352.3033 | 38588.1583 | 41338.038 | 11537.027 | 12939.0276 | 8617.4831 | 17553.4886 | 21553.4174 | 7258.6666 | 31362.9737 | 42848.607 | 15330.2411 | 19787.3978 | 16754.1015 | 23342.0941 | 16386.6214 | 13814.8927 | 15793.4036 | 12580.2796 | 28665.9227 | 18100.4747 | 18415.9476 | 24300.5723 | 28349.2894 | 27488.3092 | 9085.6972 | 23053.3765 | 22745.3499 | 14435.6955 | 11719.2294 | 11742.8287 | 26690.6717 | 11430.1102 | 11902.7118 | 11841.7593 | 9628.1835 | 7928.7659 | 23493.3842 | 21570.5996 | 19812.4925 | 26591.4806 | 22266.476 | 17536.3662 | 18536.1824 | 24837.7241 | 33512.0324 | 12250.4654 | 16563.6787 | 18437.6357 | 18749.5498 | 7797.6321 | 21858.0955 | 9284.0941 | 10278.3888 | 30669.2953 | 21883.8734 | 13256.6491 | 24138.9651 | 19346.1037 | 12532.8429 | 24227.2934 | 13479.9223 | 17906.1483 | 19666.9337 | 19081.9033 | 19089.9929 | 7036.6671 | 5625.3808 | 9741.4377 | 16065.7469 | 19728.0132 | 26078.8718 | 19418.2332 | 20869.8968 | 18001.4481 | 17069.2178 | 17669.704 | 14343.9612 | 35973.1934 | 26429.4977 | 25994.7649 | 38639.3419 | 25273.7171 | 21432.671 | 24486.1275 | 14752.0485 | 12044.0603 | 9847.437 | 13979.7989 | 16756.5337 | 33369.3852 | 14815.5063 | 29214.8422 | 37541.1801 | 21108.2707 | 17054.9194 | 17954.5789 | 22896.3247 | 12947.8629 | 19269.702 | 21409.3609 | 36441.9141 | 8597.4919 | 22962.5353 | 14027.6616 | 24848.9901 | 9755.0272 | 18828.554 | 30459.0299 | 24635.4938 | 18469.1491 | 19700.399 | 24450.7721 | 9268.8261 | 13774.9132 | 14379.4231 | 28362.6294 | 15155.6192 | 18135.8136 | 7653.5965 | 28151.4183 | 17519.3744 | 29258.4717 | 21741.2092 | 38660.1076 | 16965.1349 | 8602.0488 | 26448.5907 | 30599.1957 | 24102.0904 | 34527.998 | 23516.6086 | 17407.0217 | 23113.8464 | 29398.9535 | 14078.827 | 34328.3932 | 31284.2032 | 15626.9774 | 8494.5918 | 19307.3588 | 28876.3787 | 24825.0447 | 9376.5194 | 26232.0165 | 23017.0793 | 24109.4601 | 20747.2852 | 19787.7739 | 7906.1112 | 21934.1199 | 11621.2396 | 14186.0561 | 20795.9429 | 12473.598 | 13602.8138 | 10633.6514 | 21894.4765 | 14819.3231 | 13932.139 | 7681.9663 | 28403.3112 | 30952.6698 | 20536.4115 | 14547.437 | 25515.4321 | 25245.2778 | 37528.6206 | 21375.2382 | 21982.6482 | 18020.6112 | 29631.9518 | 19663.8962 | 12714.6052 | 18321.9804 | 18037.075 | 18963.921 | 11868.9649 | 19710.1628 | 13073.5436 | 17429.0786 | 21779.6685 | 18743.2365 | 28676.2781 | 24125.96 | 13981.7261 | 19331.2642 | 20164.2838 | 18998.4299 | 13082.4438 | 17425.3172 | 21267.9922 | 20523.6199 | 14447.8964 | 37256.286 | 5403.9328 | 18223.4005 | 23208.5986 | 11474.8904 | 12270.6485 | 14821.8838 | 28956.3567 | 9717.8352 | 18441.1871 | 19554.9464 | 24950.7149 | 16898.4098 | 14872.9249 | 32260.2573 | 31141.0125 | 21602.4568 | 19236.6087 | 18265.7531 | 15205.7858 | 19092.7338 | 18448.1339 | 22692.9132 | 19131.9419 | 17574.5738 | 19308.215 | 15504.0529 | 18057.7937 | 26557.5919 | 10764.1301 | 33685.4688 | 24141.3966 | 18063.4534 | 29077.8706 | 18596.7876 | 17033.5238 | 16072.9835 | 18641.7723 | 13289.6588 | 10985.7014 | 14632.5941 | 15441.8674 | 7388.9353 | 18961.3361 | 39943.4877 | 27612.4673 | 37976.8346 | 16134.8134 | 15578.873 | 37494.4943 | 16709.9284 | 14085.8415 | 24716.6071 | 18791.8831 | 28711.5015 | 25345.3733 | 15413.5418 | 12793.1234 | 26369.9203 | 19597.264 | 14862.0743 | 33662.7708 | 22481.8546 | 12638.5594 | 23561.5305 | 16833.6862 | 23296.9556 | 12233.8633 | 24468.1442 | 13667.6296 | 22729.8228 | 23523.8279 | 14167.2583 | 13247.6537 | 13806.9867 | 12867.5702 | 25996.0777 | 9649.9863 | 29021.6719 | 15013.0676 | 36599.5542 | 18783.1101 | 15689.7251 | 10752.4445 | 20918.3369 | 11269.9567 | 15454.3573 | 11112.485 | 29990.4485 | 22581.2413 | 12896.4661 | 14458.3482 | 12271.5432 | 24510.9092 | 18679.4387 | 32247.1271 | 26722.7323 | 17565.3477 | 21408.9339 | 21006.7818 | 20851.1853 | 40077.1583 | 27538.6432 | 27987.092 | 20853.2438 | 15621.716 | 14677.869 | 13536.3571 | 15309.3444 | 18515.2325 | 15590.6232 | 15500.001 | 21317.0945 | 14208.0816 | 14094.2214 | 13348.2234 | 22442.7826 | 15801.8785 | 17151.1514 | 15232.1694 | 32201.0985 | 13646.9106 | 24286.097 | 20869.5497 | 21003.6085 | 18363.889 | 18347.9449 | 21489.8774 | 18326.7645 | 28956.9471 | 23936.2163 | 29039.667 | 13726.1205 | 17227.5818 | 16677.6821 | 12539.8509 | 20901.674 | 17968.5871 | 14874.7122 | 54812.603 | 19216.6481 | 13105.4314 | 8454.8811 | 16841.5205 | 27144.7795 | 23758.4926 | 40826.903 | 18195.0662 | 14382.904 | 14121.4318 | 13726.7206 | 23453.5516 | 20726.8809 | 25677.6698 | 13056.6786 | 17838.4527 | 6670.0832 | 13971.9378 | 22621.1942 | 20464.9501 | 28998.8332 | 21756.2493 | 12852.3993 | 25118.2419 | 17395.1752 | 35726.7353 | 12721.1129 | 12673.7176 | 13960.1781 | 12963.2771 | 20493.5606 | 8147.8212 | 14058.3258 | 13786.5125 | 20813.9026 | 29848.5083 | 8523.3563 | 20754.5083 | 15462.3774 | 34699.7252 | 19236.3252 | 20034.9835 | 18389.8899 | 12956.6999 | 24404.9912 | 15047.0916 | 36924.2656 | 18491.2646 | 16791.3398 | 17976.1634 | 8087.128 | 11221.1695 | 18781.6371 | 6228.5208 | 12339.5026 | 31640.7999 | 11017.5289 | 27202.3861 | 12648.1623 | 9043.6816 | 9763.4768 | 15791.0957 | 15078.4299 | 20804.6452 | 30896.5998 | 12729.1882 | 22487.9741 | 28846.8763 | 15933.1963 | 16551.185 | 20006.4994 | 31317.731 | 20290.8704 | 13408.576 | 30906.3355 | 29580.518 | 20713.7839 | 16586.2614 | 19912.0062 | 21667.3955 | 11459.5953 | 21763.2795 | 22572.5848 | 19804.4649 | 14531.3019 | 19795.5833 | 18881.8356 | 13096.8594 | 21248.3898 | 17304.6416 | 26083.5788 | 17960.9975 | 14031.4251 | 13645.9101 | 28478.2368 | 18331.1462 | 16957.3817 | 12498.844 | 26250.5942 | 18507.799 | 14897.9047 | 13012.1301 | 14724.8988 | 16068.0798 | 21830.1201 | 19922.8847 | 18683.4727 | 25056.0892 | 17734.8211 | 20656.5845 | 12260.3267 | 18503.7055 | 18924.6125 | 16677.127 | 20685.4737 | 19490.733 | 23907.6107 | 26903.3317 | 11556.2548 | 17667.5585 | 17163.3286 | 10470.0574 | 15133.0293 | 16416.8598 | 9237.8688 | 28969.9354 | 18423.0516 | 18619.0396 | 16858.6286 | 20779.4304 | 19720.2755 | 12660.9283 | 45445.5435 | 12568.4905 | 14403.5462 | 13152.3833 | 13136.2607 | 15898.3591 | 10392.7231 | 28425.8865 | 17262.8708 | 36072.8103 | 15800.4618 | 13982.3308 | 11301.795 | 17862.1779 | 20946.8087 | 7044.5771 | 19868.26 | 18677.8512 | 24161.4418 | 20846.5132 | 28105.741 | 40340.7123 | 14222.258 | 12249.2255 | 19905.1194 | 18162.9976 | 26614.779 | 28940.7993 | 14578.7667 | 19012.5176 | 16809.0991 | 22459.2103 | 20715.6145 | 12859.7484 | 24029.6605 | 16060.726 | 19538.7973 | 14439.5539 | 24189.7289 | 20963.7585 | 19718.3161 | 10771.709 | 28007.0791 | 9284.322 | 19443.4871 | 19032.5889 | 18509.4792 | 22645.6346 | 28180.0113 | 24294.4399 | 12119.0475 | 20016.3358 | 25314.1166 | 15861.2814 | 13963.7837 | 18889.8392 | 15627.9783 | 17580.3267 | 21494.8399 | 24058.7799 | 30878.4561 | 25321.9648 | 25110.0791 | 23563.5804 | 15189.573 | 19237.7744 | 12070.5193 | 31309.6386 | 11755.3987 | 17831.996 | 27745.5533 | 26303.3145 | 21096.471 | 18108.79 | 12491.257 | 22784.0857 | 16356.1991 | 8853.7558 | 28321.0911 | 15051.2867 | 18086.6301 | 19308.3394 | 15104.0384 | 13111.8915 | 21914.1382 | 23123.7102 | 9640.3139 | 17019.233 | 8884.7099 | 10589.4171 | 11461.0771 | 19674.7291 | 12690.1686 | 22518.7682 | 23216.5856 | 18352.1042 | 23112.126 | 13810.0406 | 18573.9781 | 16964.6898 | 23996.9368 | 14230.1215 | 16358.8355 | 10403.096 | 28493.1663 | 29320.3465 | 11830.0797 | 45285.0971 | 14813.9574 | 23971.2047 | 23041.4286 | 20137.5772 | 18708.4543 | 17358.1174 | 34488.3488 | 13492.716 | 15770.3117 | 23379.6564 | 16476.7582 | 37999.1435 | 19906.5063 | 14747.6259 | 16675.3009 | 14178.4834 | 18302.1569 | 19023.3049 | 22426.1166 | 17451.8553 | 11027.3982 | 11088.6244 | 8838.5109 | 11805.3792 | 19853.1762 | 17260.9713 | 23493.5016 | 19022.4802 | 31304.5037 | 18704.0068 | 29710.4807 | 19558.445 | 15675.533 | 26058.9748 | 21760.6014 | 14155.4179 | 19539.8497 | 24803.7355 | 16550.4894 | 12754.3509 | 25985.2977 | 13298.644 | 15710.3977 | 16296.5969 | 11289.0265 | 19073.5028 | 36955.5738 | 10016.6745 | 15567.0071 | 23702.6666 | 23483.0675 | 10998.6893 | 12039.7458 | 29532.5959 | 30227.0605 | 9907.6119 | 28222.527 | 26676.1874 | 11593.24 | 24651.0798 | 17216.2605 | 17448.6776 | 23671.1695 | 11721.8044 | 14300.037 | 26417.6375 | 15511.427 | 13846.7912 | 21535.123 | 42149.6688 | 19318.9123 | 18711.7713 | 16217.4501 | 24832.7575 | 9539.7134 | 22860.3589 | 27931.9256 | 21862.6675 | 13939.0876 | 20496.6861 | 25060.579 | 24890.6436 | 20265.1071 | 26635.8874 | 16054.9294 | 28854.7371 | 12948.2108 | 13283.2891 | 14678.5029 | 33832.8518 | 16922.3133 | 10742.1983 | 19951.9682 | 26584.826 | 12458.3497 | 22205.2533 | 23720.2058 | 18342.6798 | 11169.6811 | 9680.4232 | 32794.9295 | 15864.3225 | 18741.0223 | 10377.8223 | 21306.6582 | 21715.279 | 18694.6371 | 30543.4578 | 20219.6761 | 20055.6878 | 19065.2076 | 25619.4818 | 21568.1526 | 25774.5788 | 10207.0743 | 19118.1317 | 16075.0211 | 13075.5092 | 32002.8867 | 23613.2377 | 19296.6843 | 10440.343 | 13792.1032 | 23806.1835 | 17965.3617 | 14295.676 | 18787.1422 | 16915.0675 | 23097.0927 | 13908.4172 | 28330.0039 | 22836.0026 | 15098.835 | 5832.3454 | 21809.4514 | 19606.885 | 21892.5928 | 23061.9232 | 14004.8267 | 22021.3097 | 18826.4345 | 22987.7924 | 26636.2401 | 17855.0831 | 12600.0175 | 17002.0033 | 18827.3948 | 14622.9762 | 22932.4593 | 29684.4386 | 24272.4384 | 27649.3912 | 25807.2074 | 17632.7955 | 22481.4106 | 15696.7454 | 19715.3542 | 13112.1188 | 21811.9507 | 12257.655 | 9734.9699 | 17568.6696 | 24224.96 | 26271.1586 | 34430.3741 | 22574.3126 | 16733.1357 | 12501.5053 | 16427.3527 | 8690.9966 | 14585.6563 | 17833.0712 | 17730.3924 | 13939.6162 | 23840.1124 | 9725.8668 | 17963.426 | 13041.0024 | 10079.0201 | 9522.0214 | 10572.2156 | 25692.6067 | 8450.4258 | 16758.9373 | 28809.4405 | 12656.6793 | 12452.7079 | 20390.8974 | 20257.3019 | 13996.9519 | 29091.1335 | 18309.8344 | 15799.1562 | 12560.5788 | 23272.1643 | 17089.7886 | 21496.9635 | 12551.2208 | 12118.5482 | 10303.133 | 14501.1189 | 17954.5048 | 3588.6164 | 12473.442 | 22216.7377 | 13492.4008 | 15087.1616 | 22775.9515 | 12682.6844 | 14671.2219 | 21724.9949 | 17222.9299 | 10039.0625 | 19095.9262 | 8016.959 | 18916.544 | 17397.3129 | 15289.2508 | 17798.7775 | 15111.7211 | 18148.5768 | 18480.6557 | 15497.0597 | 14071.7906 | 24798.7226 | 17142.2001 | 36538.2365 | 49213.4389 | 15665.8989 | 18567.037 | 18478.6996 | 16493.3839 | 11521.402 | 32178.1837 | 10616.037 | 27039.38 | 26326.6176 | 18273.4906 | 9306.4309 | 23112.4272 | 14388.8958 | 27666.3818 | 27425.4722 | 21981.0559 | 36388.1896 | 11389.4616 | 35985.9681 | 22761.7212 | 13770.9 | 12911.6342 | 18129.162 | 14788.2492 | 21822.8636 | 30101.726 | 13223.0571 | 11289.119 | 19403.9388 | 26429.0796 | 20187.7133 | 24812.8601 | 13470.0545 | 26353.1815 | 12951.3409 | 12322.5117 | 11596.5309 | 17832.0518 | 14503.1408 | 11289.9261 | 25869.187 | 23055.6031 | 17621.0816 | 16631.7085 | 27102.6328 | 30768.1742 | 28041.766 | 18546.2764 | 21908.0504 | 16954.0756 | 8780.4237 | 24912.2248 | 18301.9931 | 21210.6329 | 20103.199 | 34287.852 | 23349.715 | 19876.2112 | 8511.1329 | 24260.2886 | 21494.1793 | 36797.5584 | 16898.5006 | 22375.1895 | 19887.6034 | 19809.6999 | 22422.3647 | 19692.9877 | 35374.4931 | 11371.3833 | 12136.1092 | 13635.9827 | 19992.9893 | 12584.1161 | 16763.771 | 9655.3417 | 25589.3455 | 18658.7621 | 29644.3924 | 13468.2217 | 11080.6088 | 8992.2529 | 11695.8803 | 23028.4936 | 5480.3079 | 13946.5317 | 20432.1441 | 28914.0791 | 9199.8406 | 8911.8999 | 22755.1316 | 20834.0356 | 16416.8439 | 23247.3947 | 21444.4576 | 13299.3764 | 25934.9217 | 12888.8861 | 11520.8297 | 17993.6831 | 8370.0354 | 15323.7246 | 30943.4185 | 19512.3072 | 15715.8976 | 13012.3567 | 29831.7901 | 38289.7619 | 29110.0256 | 21017.8306 | 15880.594 | 34089.1183 | 25239.8924 | 17126.672 | 13124.6781 | 29346.9982 | 38.3323 | 16113.2077 | 17667.204 | 10763.4598 | 10963.6376 | 29670.3824 | 11805.2431 | 36459.8879 | 16024.4887 | 13371.1318 | 23160.2394 | 21542.1589 | 15139.1348 | 15841.6385 | 22707.6875 | 16865.0172 | 31446.1626 | 23722.5153 | 15806.6589 | 14483.11 | 21901.582 | 29464.0417 | 15693.4984 | 19487.242 | 12247.3907 | 31660.7359 | 15872.0474 | 13375.0462 | 12583.9316 | 20085.9002 | 24926.2378 | 23361.1429 | 16886.3189 | 23872.5429 | 20415.4535 | 15709.9237 | 9713.566 | 21867.1258 | 12265.6742 | 17870.4173 | 18622.012 | 17527.3766 | 23297.4029 | 18384.1716 | 9668.7975 | 43747.4822 | 14004.9345 | 12555.5423 | 27121.049 | 18330.6754 | 25427.6084 | 24247.3349 | 11101.5823 | 5808.6284 | 11775.5325 | 18983.816 | 21476.6907 | 14194.98 | 10763.5445 | 30620.0385 | 11842.4422 | 12926.8943 | 22647.5638 | 25048.9841 | 27359.7369 | 27516.376 | 11425.1469 | 12915.8428 | 6157.1943 | 14112.6488 | 25544.0693 | 16833.5851 | 20654.7924 | 12917.5171 | 23155.8852 | 17827.2477 | 34394.1476 | 20402.395 | 15238.6551 | 22151.2225 | 19462.6015 | 12408.0417 | 15190.4705 | 18244.6513 | 15684.352 | 18448.3915 | 24530.2649 | 11125.4959 | 13663.8857 | 12803.897 | 17100.3005 | 21427.4236 | 11539.7859 | 27114.44 | 21182.5475 | 33883.6467 | 19252.7069 | 18351.8855 | 18356.1874 | 15059.1456 | 10837.7677 | 35559.0563 | 30984.2889 | 22623.728 | 28542.5754 | 15576.0154 | 39741.0742 | 16384.2665 | 22988.4433 | 24341.9835 | 14202.6638 | 20335.5502 | 17005.4348 | 19054.3176 | 26943.932 | 22148.2603 | 21078.6788 | 18609.3936 | 22293.8736 | 24502.5795 | 28168.9294 | 23846.1496 | 25364.2652 | 15566.9561 | 13835.2538 | 11984.0427 | 20803.0251 | 12202.677 | 16886.9495 | 24241.7992 | 26015.2931 | 35534.7307 | 16211.3358 | 17363.4962 | 31131.6756 | 23006.7421 | 21638.2431 | 15125.5691 | 14605.7393 | 10086.1346 | 13369.7617 | 20345.4174 | 18231.844 | 34518.702 | 20395.9843 | 12876.4815 | 13746.7614 | 13034.613 | 19577.4359 | 20370.7299 | 26432.0573 | 13551.7123 | 10002.1401 | 18763.6733 | 22294.1934 | 26917.4896 | 21347.5535 | 17077.1668 | 27769.6229 | 21299.366 | 14504.2077 | 11554.3794 | 14465.068 | 20346.1493 | 12939.123 | 10988.8305 | 21191.0345 | 22331.4851 | 25956.9163 | 17893.7758 | 24000.5818 | 23001.7337 | 27126.5556 | 11599.5057 | 18939.8044 | 34975.7732 | 11780.5387 | 20573.855 | 16172.7507 | 21146.5898 | 18319.3529 | 25963.0924 | 23227.7088 | 11990.3227 | 18125.5019 | 18589.6687 | 19778.7851 | 19504.5553 | 20348.756 | 18207.3451 | 13406.8367 | 18025.8621 | 11615.5843 | 13462.3681 | 23995.3784 | 19232.3556 | 15365.5913 | 18759.4419 | 12460.837 | 21367.3243 | 26161.0577 | 17620.403 | 33013.0633 | 19106.8276 | 24979.7107 | 17488.9036 | 13957.1657 | 28761.7248 | 26135.406 | 9738.9265 | 22999.644 | 23601.7003 | 18505.8447 | 23922.0189 | 11258.8053 | 26255.7234 | 22658.7972 | 27028.2592 | 21652.5488 | 26788.8497 | 14169.5749 | 14792.3638 | 23941.9704 | 45172.4239 | 28259.961 | 15952.3659 | 16456.5606 | 26949.5519 | 15265.73 | 10527.1022 | 21645.9681 | 21792.2331 | 17872.1077 | 26391.7729 | 21300.4715 | 27007.004 | 17593.0719 | 11248.0257 | 27479.1969 | 41780.8736 | 18568.053 | 15051.5403 | 22190.7533 | 21877.7812 | 36545.0589 | 17530.5794 | 24951.5372 | 19854.5553 | 12522.7341 | 21041.789 | 13513.1704 | 32507.1962 | 24719.3045 | 21939.9801 | 8115.054 | 23585.4559 | 19584.4318 | 15976.0301 | 36013.092 | 31249.3521 | 21622.3398 | 13015.9527 | 22761.2192 | 16485.3889 | 28042.1575 | 11043.2051 | 30854.143 | 25810.0062 | 29098.6196 | 11424.9322 | 17911.3956 | 26874.4435 | 12727.9712 | 20745.6032 | 27012.9827 | 17203.8289 | 15632.4575 | 18297.5724 | 18879.4221 | 16934.5442 | 10145.918 | 13989.2596 | 21721.4848 | 24746.4994 | 27930.274 | 21804.469 | 24708.7976 | 14707.8578 | 21469.0475 | 18495.826 | 11999.5479 | 18520.6141 | 23875.5647 | 9758.2978 | 24163.6263 | 15243.0263 | 28171.5708 | 15396.6567 | 21877.7268 | 10432.5461 | 33160.8005 | 10010.3762 | 20754.4685 | 23164.5017 | 17457.9626 | 30041.2077 | 12712.5044 | 16858.0702 | 11555.0265 | 25524.8286 | 22253.3391 | 15809.0418 | 14881.7928 | 21733.1139 | 16264.5483 | 28383.0315 | 19670.261 | 40033.4441 | 9171.2284 | 11384.0282 | 23082.1148 | 21575.108 | 23662.315 | 18891.8088 | 17586.2868 | 25015.6573 | 13874.7034 | 33236.2485 | 20208.647 | 17226.8448 | 16103.9499 | 20312.5502 | 27078.209 | 15132.1872 | 20405.1658 | 14172.1228 | 28688.8 | 12437.1974 | 23450.3768 | 17408.4197 | 35136.8096 | 28014.0046 | 24877.6927 | 27685.0307 | 19391.213 | 34806.403 | 28565.008 | 7182.4484 | 20413.9682 | 14976.9103 | 22032.8803 | 18000.4589 | 16999.3869 | 16105.8523 | 22595.5665 | 21246.3525 | 20535.2012 | 16411.9643 | 21987.333 | 12122.6114 | 11492.8347 | 16817.9652 | 19414.203 | 15139.0256 | 9119.2231 | 12780.4348 | 11175.8865 | 18355.9977 | 19018.6593 | 15654.2049 | 14375.7098 | 21636.9128 | 30990.9503 | 12331.7358 | 19644.9274 | 30979.2558 | 32194.5097 | 10826.8628 | 25139.94 | 12196.4487 | 12055.3687 | 19490.5319 | 40105.9649 | 8725.4899 | 22581.6222 | 14919.9724 | 24309.7402 | 15719.7864 | 18535.5502 | 25281.9456 | 16060.6219 | 21733.3673 | 18782.9615 | 21642.5889 | 18494.659 | 10257.1544 | 23484.3416 | 21522.7577 | 6263.6629 | 17660.2217 | 12689.1058 | 14122.266 | 13714.6382 | 19441.1503 | 23991.9992 | 14029.7571 | 19307.6221 | 14239.174 | 30525.2207 | 12529.215 | 17715.2868 | 11424.3635 | 17081.772 | 25258.3767 | 31059.1221 | 23600.9162 | 29112.5822 | 11025.2904 | 20793.2003 | 18943.563 | 24778.6017 | 15975.791 | 9395.1505 | 16503.7145 | 22158.7531 | 13526.5269 | 17475.8209 | 30491.1714 | 9999.0151 | 15167.3202 | 11705.673 | 11597.7526 | 13749.9095 | 18916.4568 | 24371.097 | 16731.7867 | 15441.4442 | 17385.3223 | 19883.3648 | 14015.542 | 25340.0994 | 14896.0025 | 35625.4164 | 8768.9066 | 14319.9855 | 27927.9223 | 25918.4719 | 29664.1296 | 20113.18 | 10869.5399 | 18574.4738 | 19222.9305 | 31171.6092 | 24367.4608 | 15007.4812 | 18548.409 | 21850.7556 | 17798.5874 | 24819.7375 | 19578.3247 | 24828.737 | 10197.5785 | 4705.8108 | 15672.7472 | 29407.1476 | 14549.3622 | 35565.419 | 19690.1718 | 15117.0333 | 15435.8679 | 27301.7359 | 14818.0218 | 18297.26 | 16481.7322 | 25448.9145 | 18606.4688 | 33177.4638 | 22331.1796 | 19652.9825 | 12269.2435 | 19535.941 | 20235.2968 | 13445.864 | 12448.8443 | 28695.5873 | 15448.7849 | 31584.321 | 14786.4837 | 15384.5064 | 16771.619 | 23473.4566 | 21366.0917 | 17904.2221 | 13913.4226 | 20429.9358 | 16130.8667 | 17425.9697 | 16734.7872 | 8089.429 | 12964.4526 | 7335.3969 | 14168.4509 | 18831.3252 | 29519.8193 | 16846.6339 | 11613.1784 | 20978.8027 | 12969.831 | 24854.5182 | 24100.6876 | 16393.0055 | 8759.592 | 17617.8682 | 12840.7995 | 13312.3643 | 15361.8526 | 23158.2013 | 27636.9991 | 31115.4587 | 10522.5614 | 16277.4872 | 12488.4662 | 9883.4996 | 20715.6827 | 10789.7459 | 23146.5163 | 24438.6595 | 15821.8395 | 26734.3432 | 8451.1301 | 8507.1199 | 13691.037 | 9600.6669 | 16891.7972 | 12166.0043 | 21085.0843 | 11418.71 | 10392.6637 | 12562.4653 | 17328.7218 | 20543.0643 | 12099.6497 | 23525.4382 | 11837.6599 | 5262.869 | 46235.2066 | 25477.5607 | 23161.3464 | 10982.9249 | 16377.5784 | 26087.9786 | 12777.2646 | 14502.4383 | 16840.0047 | 21245.2601 | 11510.4363 | 13649.4252 | 12564.9756 | 10366.57 | 18676.8577 | 21802.8905 | 16201.5242 | 23741.1986 | 24875.8666 | 21461.3913 | 22517.4948 | 15065.7267 | 27935.2074 | 20900.0936 | 18115.9289 | 27666.5106 | 13741.9342 | 28123.2352 | 20091.7331 | 25279.9046 | 26283.0523 | 18557.3925 | 19259.3048 | 22536.9232 | 9377.0333 | 28806.9539 | 16114.9444 | 25129.5544 | 26495.457 | 11903.9478 | 9131.5703 | 18276.6486 | 23404.6729 | 10666.1166 | 21307.3738 | 17232.2326 | 12409.8721 | 13498.1824 | 25029.9548 | 10395.2907 | 20418.5859 | 16270.5544 | 14238.7332 | 12903.9463 | 18201.3753 | 24541.2129 | 16788.2693 | 27409.1587 | 21867.0161 | 23641.2368 | 21535.7535 | 14003.1265 | 8855.9157 | 14789.8186 | 19181.4847 | 26030.4193 | 17231.3846 | 22398.8531 | 24746.0204 | 12860.1902 | 21436.854 | 13178.2998 | 13138.1071 | 14236.8506 | 12867.7938 | 19426.3536 | 10246.551 | 19729.4474 | 13317.1489 | 11604.9832 | 19232.0204 | 21860.8773 | 12405.0046 | 28449.4395 | 19952.8335 | 8460.8195 | 15741.5799 | 15572.3433 | 10652.3086 | 12317.0601 | 26271.4546 | 18357.5359 | 17450.7711 | 35540.0631 | 33467.4187 | 19628.2752 | 22043.7945 | 20671.606 | 26876.2991 | 15580.0361 | 17322.0168 | 7020.8498 | 14490.992 | 25801.3493 | 21533.4534 | 22486.0567 | 19375.9098 | 21381.5888 | 24303.3831 | 17789.7603 | 22529.7523 | 18430.8335 | 24617.7713 | 23409.9533 | 17721.3445 | 12407.7311 | 16014.4849 | 6587.4114 | 13392.7608 | 31152.4739 | 13075.6081 | 14814.5242 | 9732.6505 | 7153.9861 | 13317.9715 | 13532.7499 | 11833.6529 | 17835.9972 | 31456.5729 | 27204.7823 | 15254.4916 | 14153.3487 | 15267.7873 | 7511.9382 | 14259.0752 | 20155.1232 | 14048.2342 | 27525.8844 | 16481.6235 | 19474.1658 | 30063.0292 | 32570.443 | 16767.4933 | 12237.3011 | 22813.6063 | 26169.8544 | 11369.5296 | 17122.3159 | 17524.0114 | 13587.3686 | 19807.3594 | 21464.6608 | 22373.6047 | 13504.3038 | 19369.8473 | 18728.1871 | 17519.5213 | 15897.1864 | 20617.4803 | 13586.9547 | 20190.7921 | 22299.7871 | 9368.5964 | 13736.8505 | 23656.668 | 8059.7267 | 22426.1946 | 19208.6006 | 36892.2687 | 19192.6204 | 21858.8138 | 15026.548 | 16825.9132 | 11792.0671 | 20329.5793 | 27565.8126 | 20274.9496 | 20306.7283 | 16388.6159 | 17015.8461 | 26878.6934 | 15120.1376 | 12483.7498 | 11070.8579 | 12262.6494 | 6614.5522 | 17650.4132 | 16591.337 | 7561.2123 | 18260.3441 | 12246.4794 | 24588.2252 | 20425.4296 | 17363.092 | 22360.8334 | 26482.8627 | 15598.5368 | 22101.9587 | 32932.3474 | 14530.4278 | 11319.3183 | 16953.3845 | 15617.4642 | 17457.9461 | 15981.3411 | 14955.7333 | 21339.9552 | 24193.975 | 7310.4331 | 30241.4309 | 16453.5842 | 31173.9667 | 28402.5285 | 17066.2969 | 23926.8618 | 12479.8451 | 12166.2734 | 24764.9142 | 19460.3224 | 9659.8363 | 15732.2425 | 16981.8094 | 29221.6091 | 15479.1664 | 17061.3056 | 30943.9672 | 10667.202 | 37699.1195 | 20963.8537 | 17551.2375 | 4239.0222 | 20822.5697 | 8649.617 | 16071.1047 | 17622.1464 | 19834.0637 | 21238.3799 | 18265.1939 | 13238.134 | 16473.3059 | 15230.9377 | 24019.4274 | 14414.738 | 15387.8255 | 14706.5476 | 9081.6441 | 15103.2189 | 18273.6953 | 24435.9247 | 41936.7969 | 27050.6028 | 9404.955 | 15719.756 | 15851.3229 | 13117.1793 | 30071.9283 | 15381.2257 | 25054.6519 | 22571.9645 | 24833.9588 | 23840.8154 | 13681.7605 | 18418.8464 | 22683.1137 | 35729.5128 | 11536.1793 | 27321.2148 | 41562.4026 | 28488.1337 | 22267.6855 | 17523.994 | 21923.5822 | 17006.3981 | 19298.2785 | 12500.1716 | 19589.3136 | 24440.5268 | 13711.5423 | 19537.5074 | 4167.5068 | 19941.9351 | 34655.9463 | 18896.8459 | 28909.3064 | 21227.0224 | 28191.5803 | 14911.8706 | 24465.7523 | 20305.7888 | 27424.1172 | 22476.9381 | 33140.5226 | 13308.3226 | 16512.7212 | 21419.936 | 29739.1182 | 18077.4103 | 15014.0741 | 17158.104 | 28516.4298 | 12956.6815 | 9538.964 | 34903.7581 | 20988.3444 | 12751.6093 | 20511.5882 | 24999.7292 | 12742.9276 | 20756.8451 | 33752.2376 | 21680.67 | 15702.5463 | 26406.84 | 22342.9563 | 15157.6234 | 23976.2786 | 20654.9996 | 20589.9699 | 27652.7341 | 27338.688 | 28908.326 | 20625.7598 | 20142.9921 | 37199.1877 | 18585.5462 | 21242.4355 | 4524.8089 | 17493.6489 | 23981.0666 | 16030.8553 | 16644.2588 | 13266.7428 | 8746.9313 | 23102.1184 | 20883.8258 | 23856.1168 | 16775.0912 | 13896.0628 | 20799.7796 | 20191.2249 | 18571.9961 | 18553.9526 | 9768.282 | 15669.6469 | 19076.8659 | 33735.2746 | 22732.2967 | 28669.7426 | 13807.5454 | 18805.0537 | 10061.2446 | 13528.5576 | 26118.0417 | 22556.1934 | 16435.7789 | 16176.8863 | 24450.8295 | 11298.9051 | 13144.3921 | 27434.4818 | 19445.127 | 35409.8014 | 19642.1135 | 8477.8364 | 12977.8806 | 19131.8048 | 11393.1168 | 11289.3315 | 15435.1338 | 20887.1568 | 14707.14 | 14380.6998 | 12709.2806 | 15729.5065 | 16533.6933 | 9767.9545 | 33255.4278 | 16674.6129 | 18313.2628 | 18430.7767 | 14256.3089 | 15015.8873 | 20767.0612 | 23023.7647 | 20661.6085 | 16157.3357 | 13044.2107 | 10416.1344 | 18258.8189 | 17867.073 | 11999.9221 | 17770.7337 | 26454.3808 | 16158.9302 | 22961.5835 | 17033.272 | 14156.498 | 30392.34 | 19062.3194 | 21362.3358 | 35464.2236 | 18818.5484 | 14567.3355 | 27000.7064 | 13389.8673 | 16357.0935 | 19638.6135 | 17488.701 | 31832.2 | 21052.2957 | 25645.9281 | 25623.9563 | 17470.931 | 19671.511 | 9380.331 | 15158.8678 | 13330.0223 | 16590.593 | 19204.961 | 19537.7319 | 4445.4689 | 17269.6169 | 21209.4272 | 25906.1848 | 14498.1034 | 19952.9604 | 13094.2285 | 20785.8095 | 23562.8879 | 14392.6637 | 12369.4766 | 16064.0828 | 15414.8461 | 14313.6322 | 14490.516 | 16413.9858 | 18494.5877 | 9186.5744 | 10781.9343 | 25868.3353 | 28246.3943 | 16004.7455 | 13055.6257 | 17828.9416 | 16466.1297 | 23449.2312 | 20332.1139 | 26386.7434 | 18756.5759 | 3338.5768 | 20887.6931 | 16739.2544 | 21249.8845 | 8734.7624 | 24738.1675 | 13646.3905 | 38598.7044 | 24332.9031 | 30182.5193 | 10966.6413 | 32424.56 | 11446.8744 | 30051.3705 | 14988.6568 | 32901.7032 | 35857.4426 | 9287.2077 | 18536.9893 | 22934.9313 | 30022.0038 | 16828.1213 | 14511.5346 | 8592.1823 | 9189.9683 | 1645.9994 | 16760.5837 | 32728.9032 | 27915.8259 | 2814.4989 | 28339.6085 | 14660.467 | 22084.2844 | 8866.491 | 10053.6589 | 19407.0996 | 28132.6644 | 26702.7926 | 36767.4982 | 19857.3528 | 23163.2697 | 23939.4008 | 23755.03 | 22596.9644 | 8657.6567 | 49398.466 | 12258.7021 | 23169.5293 | 15502.1969 | 23477.0542 | 40395.9279 | 35276.539 | 18546.7582 | 20849.0403 | 22853.4445 | 25730.0372 | 26434.2547 | 10199.5209 | 14959.2201 | 20134.2005 | 19519.8288 | 25320.8954 | 37707.1432 | 27517.293 | 21245.0588 | 20503.3954 | 22447.0475 | 16314.1067 | 15995.5354 | 14551.6323 | 17868.6522 | 14355.571 | 8508.1381 | 18253.0426 | 19538.4951 | 15900.5948 | 15577.0446 | 18772.3944 | 12281.4921 | 10002.395 | 16890.0827 | 15940.5535 | 23797.721 | 19536.7352 | 10336.0843 | 35729.2655 | 12749.3023 | 28005.7223 | 27300.13 | 24885.9118 | 10409.0826 | 15873.5749 | 19225.9134 | 16319.5804 | 16182.8047 | 38435.541 | 12382.0025 | 24462.6871 | 31004.841 | 21994.3171 | 10660.2433 | 13638.0663 | 15931.188 | 21221.5405 | 15301.5309 | 26808.4519 | 7900.7 | 21192.1034 | 26894.4616 | 21404.3496 | 11098.7119 | 12502.6954 | 9648.3029 | 13916.9204 | 14664.6439 | 22123.6429 | 15902.2214 | 26272.0107 | 17230.7565 | 12032.5693 | 20162.8157 | 26435.8642 | 34212.1027 | 32383.8086 | 18407.4779 | 21835.6627 | 15197.2153 | 13516.8319 | 14378.3285 | 12408.2157 | 21369.4627 | 9642.8256 | 14080.8369 | 15516.6485 | 11272.1862 | 11252.9577 | 13510.1956 | 28445.2088 | 22928.667 | 16390.2446 | 12289.1648 | 26162.3489 | 23462.2685 | 31842.0256 | 26945.8902 | 15989.1637 | 36909.5201 | 13654.7695 | 28561.9161 | 19014.4064 | 11578.9555 | 20733.8044 | 16943.8592 | 16900.8697 | 18566.6029 | 13280.2417 | 10081.6921 | 28611.1969 | 14557.3251 | 33185.9189 | 30455.4784 | 11567.5933 | 23906.5686 | 24693.0737 | 12772.8429 | 13070.7969 | 14377.9605 | 12417.1894 | 6100.6021 | 43929.9673 | 25004.1577 | 17327.6166 | 13076.6637 | 11316.1159 | 17820.7466 | 11428.1945 | 19110.1722 | 19175.2036 | 14672.6898 | 13407.3657 | 16921.9697 | 14724.1654 | 15581.418 | 16891.7169 | 24369.0791 | 17093.1031 | 18978.5427 | 15746.077 | 16312.6363 | 16556.2225 | 16405.8425 | 32867.8461 | 11417.5484 | 12323.0376 | 16925.2718 | 11613.3167 | 8885.6582 | 26281.7629 | 11369.5393 | 21384.6573 | 13519.777 | 8181.8996 | 24676.4668 | 28823.4667 | 29188.412 | 14471.1143 | 19480.6097 | 25462.2675 | 20928.2009 | 22284.9579 | 24295.6115 | 18561.7852 | 11785.4595 | 19122.6935 | 38410.4543 | 7467.3123 | 19657.0503 | 23091.0539 | 27290.1724 | 16723.2344 | 16955.0786 | 7049.1878 | 10136.2207 | 17338.3471 | 27882.4994 | 20210.7626 | 20162.7961 | 17416.5163 | 21297.3152 | 26776.8174 | 14947.4211 | 8470.6626 | 25500.6503 | 15297.2169 | 5854.4625 | 31897.6089 | 18765.022 | 10128.6217 | 13567.714 | 11157.549 | 18504.6501 | 17699.5084 | 17002.1352 | 27260.0772 | 13146.0861 | 22205.1127 | 18770.7497 | 14879.4206 | 12824.3764 | 14425.4168 | 19858.5966 | 30018.23 | 14137.4009 | 25229.1989 | 22674.2106 | 12298.7354 | 28490.2241 | 33688.9944 | 9386.7141 | 19281.6321 | 22963.0986 | 12333.6262 | 22159.4023 | 30239.9185 | 21123.0906 | 15998.8606 | 35474.9199 | 13649.029 | 19836.4051 | 38828.1989 | 11796.0732 | 10765.5091 | 27979.3731 | 31272.0057 | 10692.2269 | 21945.9738 | 11907.2326 | 8614.5653 | 18106.9597 | 20398.9016 | 20605.2284 | 23888.7795 | 10934.218 | 14598.831 | 18524.4979 | 14435.7144 | 21798.0388 | 16247.9975 | 17615.1845 | 13286.8349 | 17065.4377 | 31393.7484 | 26414.9857 | 18272.1033 | 22038.4921 | 18041.8904 | 15827.1502 | 11283.8133 | 12641.239 | 12116.6117 | 23183.2917 | 14556.9603 | 18660.1539 | 17653.2003 | 24393.2796 | 22517.0719 | 15366.4411 | 21382.3479 | 16755.4642 | 19406.0598 | 13848.9752 | 17121.7947 | 10528.7996 | 22346.5039 | 25858.6236 | 15987.8746 | 22884.8244 | 28604.6476 | 14326.6314 | 16786.7989 | 14106.6341 | 33960.9923 | 14625.1482 | 9978.2214 | 34092.2434 | 18937.8789 | 17178.0932 | 25390.8557 | 16433.0554 | 19592.7454 | 18274.0807 | 12331.6085 | 11360.655 | 16737.1439 | 21513.7371 | 19750.9049 | 25542.9026 | 16759.0701 | 22176.8885 | 20057.5952 | 20536.6536 | 331.0582 | 14635.0795 | 17058.1441 | 13386.7304 | 22324.1283 | 20309.6158 | 36913.8985 | 17113.1265 | 11934.4212 | 22551.6547 | 15496.3173 | 29876.1063 | 24937.7037 | 20227.8403 | 18762.9228 | 28499.86 | 11189.0757 | 21534.7838 | 17346.6153 | 34454.67 | 9632.6714 | 23021.8631 | 14102.4455 | 16384.6248 | 17270.5662 | 16232.3729 | 24761.5064 | 17491.5304 | 13198.093 | 14332.9298 | 13337.1106 | 12698.4815 | 9962.3538 | 14780.3515 | 27456.6234 | 27038.2415 | 20974.2188 | 17281.7647 | 30346.7255 | 14771.1326 | 14217.871 | 16472.2439 | 13502.3944 | 10614.7386 | 9826.5533 | 10103.0275 | 18028.8383 | 14789.8947 | 10463.7789 | 19643.115 | 31988.2234 | 15445.382 | 26187.4389 | 21793.3331 | 23443.4059 | 32711.9573 | 26658.8982 | 14319.6929 | 28585.5016 | 15127.9091 | 10916.7506 | 10491.8277 | 27618.6285 | 19203.3491 | 20664.299 | 18251.5458 | 11771.4405 | 19643.4985 | 24260.2363 | 10577.4167 | 40269.8403 | 25865.3926 | 10241.0226 | 18329.1894 | 18269.4807 | 22835.5485 | 25312.0647 | 14608.8231 | 14268.3784 | 16493.8269 | 20389.1828 | 18919.2525 | 6521.5415 | 18303.6481 | 14173.9824 | 18252.3245 | 12866.9032 | 10629.7505 | 19305.0687 | 29774.5077 | 2980.0892 | 8951.3606 | 25216.437 | 17458.406 | 15523.2331 | 29474.2908 | 10465.5101 | 26179.6187 | 27313.2916 | 24433.1685 | 14611.5013 | 26570.0324 | 29619.7583 | 20345.5199 | 16476.5793 | 24762.9195 | 21391.4614 | 17786.0773 | 15439.7708 | 19775.7121 | 16652.0435 | 17895.5144 | 16111.3348 | 17490.0844 | 17238.1629 | 24199.3419 | 36061.8574 | 23455.5651 | 25412.4456 | 19326.9692 | 23048.0738 | 34221.8043 | 18216.7363 | 22913.5788 | 22894.288 | 11944.8061 | 27407.1624 | 38135.0087 | 22336.4738 | 25920.298 | 17716.8402 | 8508.821 | 11024.3117 | 26121.221 | 19368.256 | 7093.2142 | 17696.9058 | 11423.2802 | 11558.4856 | 22081.1962 | 23338.6645 | 28277.7946 | 19988.6939 | 14529.121 | 20778.3259 | 13022.2515 | 18917.3307 | 15512.5587 | 12544.8853 | 15711.7179 | 8973.9244 | 26605.8749 | 21000.8706 | 10216.5299 | 36343.3511 | 11617.0782 | 19844.1896 | 21358.7739 | 19922.0553 | 11052.535 | 16014.747 | 22197.7647 | 20538.4782 | 17496.7488 | 15219.4365 | 19371.9716 | 16717.2982 | 28005.1533 | 20828.1108 | 19644.9597 | 22344.9968 | 20237.8279 | 18831.0298 | 10804.2032 | 17338.7793 | 20140.4532 | 27754.8156 | 9264.9363 | 17136.387 | 25316.43 | 17850.8099 | 16741.6954 | 20871.1092 | 20713.4223 | 8763.9304 | 15286.4349 | 24262.5547 | 29297.0128 | 21153.0734 | 26264.1835 | 23484.666 | 21993.0358 | 30950.6195 | 13320.4359 | 19995.0919 | 20010.0963 | 19260.3636 | 21209.4043 | 24548.8461 | 26033.4534 | 12586.2751 | 12180.5731 | 20762.3985 | 19805.0327 | 10336.7583 | 26029.538 | 15867.9562 | 27418.7135 | 27800.4831 | 19763.225 | 14085.987 | 27621.957 | 12566.6856 | 15711.9027 | 20916.8817 | 32197.0633 | 19383.2546 | 15593.0161 | 17019.4668 | 20498.8486 | 11859.7738 | 17170.6983 | 13906.0802 | 19103.6425 | 15924.5369 | 8936.1181 | 17558.4537 | 30475.4422 | 16302.7102 | 18912.7689 | 15735.7821 | 28269.6581 | 14242.9019 | 28541.2466 | 12842.9304 | 20678.4585 | 28787.3818 | 32927.0018 | 23971.2121 | 22728.0762 | 16893.1572 | 19219.6145 | 17577.3312 | 14763.1649 | 10857.3386 | 18696.301 | 30139.5959 | 13010.9187 | 11998.7846 | 22839.337 | 21847.2093 | 26113.4895 | 10827.6185 | 12301.5986 | 23122.1733 | 20464.3275 | 31035.5328 | 20767.1707 | 20260.4366 | 14970.8594 | 40381.7471 | 15169.5306 | 27165.3418 | 22031.9503 | 26545.6857 | 15310.6582 | 20296.1062 | 37515.5378 | 13082.2514 | 15055.0359 | 20019.8505 | 22294.1772 | 17154.4149 | 12557.439 | 12338.1986 | 19489.0019 | 15868.722 | 13563.8795 | 21177.5593 | 22577.7152 | 18927.3334 | 16603.7797 | 19117.9207 | 13475.9734 | 31849.0938 | 41181.1655 | 29863.4828 | 9916.9935 | 19618.8241 | 15367.2844 | 17132.3099 | 16470.2213 | 13894.687 | 11813.6139 | 8985.4247 | 15192.1966 | 16225.8295 | 26620.1134 | 22454.1065 | 21760.3818 | 17985.003 | 11073.9148 | 13663.9562 | 18544.5267 | 13811.0027 | 16475.9661 | 24112.5225 | 13334.6095 | 33598.2539 | 7145.8834 | 20331.8081 | 12945.4888 | 13058.5991 | 11986.4121 | 9094.4965 | 45772.892 | 15028.9217 | 11291.9938 | 19367.8589 | 11197.4488 | 21162.1055 | 13084.5299 | 32953.9548 | 18322.1503 | 26758.1337 | 24248.2134 | 14437.9083 | 17048.9084 | 15944.5112 | 8540.4503 | 12795.5396 | 22270.0985 | 19085.7095 | 20879.3827 | 19176.9753 | 23914.6883 | 21222.3052 | 9643.8924 | 10831.5604 | 10837.6629 | 15290.8839 | 21208.1473 | 19674.4334 | 19385.7739 | 22544.284 | 11266.0262 | 26617.8133 | 17647.9178 | 13244.6386 | 25036.8019 | 14897.6841 | 31390.986 | 26897.8435 | 35436.8989 | 25312.3237 | 11356.7055 | 20249.6802 | 11998.0851 | 11229.0114 | 16686.3927 | 24586.1238 | 20837.7299 | 18846.5236 | 12486.6707 | 29793.4788 | 22867.0642 | 25264.7447 | 21669.7428 | 19052.1552 | 26389.486 | 16332.775 | 10014.8679 | 12094.7422 | 11149.3761 | 16150.3902 | 19009.1368 | 23529.5452 | 13985.1047 | 11922.5756 | 22536.6939 | 20075.4209 | 21191.1357 | 38135.2229 | 16574.1995 | 13642.2325 | 665.0309 | 15011.8982 | 23863.0589 | 20854.2559 | 19315.9313 | 12836.9902 | 26018.8053 | 22665.216 | 15456.8476 | 11058.0796 | 17817.5845 | 14069.178 | 17211.04 | 9784.6252 | 29020.8491 | 17970.6396 | 17794.1196 | 11997.4279 | 14008.2413 | 17252.8246 | 28886.9167 | 21338.5575 | 27909.2134 | 27136.2187 | 16843.3676 | 12832.1683 | 21766.6564 | 10076.282 | 2352.5498 | 17926.6549 | 18989.088 | 17630.8963 | 15510.364 | 19346.6204 | 27124.9395 | 36232.4863 | 24617.3379 | 32991.556 | 21321.5803 | 19010.5626 | 29206.6714 | 22317.6032 | 20105.5836 | 26997.9517 | 13795.1588 | 21868.2116 | 17125.3087 | 17625.5008 | 18602.5482 | 17490.4387 | 9973.5576 | 13251.9529 | 23598.63 | 14742.2749 | 14594.0659 | 24011.8717 | 27402.4132 | 17368.2678 | 20363.2696 | 19496.8718 | 24548.185 | 14428.3031 | 17367.7472 | 13779.3162 | 5980.0583 | 15467.0567 | 33480.7962 | 13847.1773 | 19312.3929 | 19000.5603 | 19388.6486 | 23505.4106 | 15956.8936 | 24144.269 | 23467.5089 | 22868.0586 | 29245.7383 | 13432.7782 | 33686.6497 | 13990.4727 | 13834.0361 | 30631.8204 | 33903.1415 | 10629.1653 | 24905.2807 | 14462.0372 | 14471.4233 | 22032.3297 | 15999.2265 | 24830.1823 | 21105.4307 | 23433.232 | 4481.4915 | 15230.6855 | 27424.6467 | 32746.2248 | 17738.6948 | 10302.2531 | 12621.0061 | 15060.9877 | 21685.688 | 17271.8926 | 18871.1988 | 15401.6469 | 18734.2003 | 26177.1637 | 20152.9813 | 15648.7955 | 25894.2525 | 15480.3492 | 18813.3996 | 27673.4997 | 24395.3288 | 16428.0189 | 19847.7804 | 33224.486 | 18670.3652 | 18801.8505 | 15331.0892 | 18812.1877 | 17548.3068 | 14647.0782 | 6665.2163 | 14173.2808 | 25947.5031 | 19896.1004 | 22535.9383 | 25830.3106 | 17204.0023 | 18395.5384 | 18904.3648 | 29727.8058 | 26704.2786 | 23791.4281 | 16813.71 | 14346.1497 | 24485.0764 | 11226.7755 | 10092.4575 | 27173.5178 | 17582.3834 | 9784.2002 | 18072.5876 | 13963.5732 | 17761.0418 | 10413.31 | 26067.8181 | 16326.5222 | 47248.0435 | 22633.837 | 13089.5945 | 20253.9291 | 16051.9658 | 13189.874 | 24364.1622 | 12912.129 | 27817.1295 | 31473.7847 | 16721.518 | 12372.9758 | 27233.7066 | 13394.6198 | 33667.9228 | 13485.9008 | 16835.9872 | 23883.2652 | 16431.9531 | 22336.1309 | 14207.5117 | 30602.5742 | 20270.3467 | 18287.2239 | 16042.8327 | 17442.9523 | 19223.6416 | 14677.4279 | 15189.264 | 15409.2836 | 18681.2137 | 22756.6335 | 21441.903 | 18503.1061 | 21566.8672 | 22033.0737 | 26881.6158 | 25643.4117 | 15563.0108 | 17527.7674 | 21604.6232 | 19858.7225 | 16225.0438 | 10777.8527 | 16607.3089 | 23387.444 | 18359.1272 | 19567.8316 | 21398.1022 | 11006.4149 | 29678.449 | 13683.097 | 18519.3989 | 24580.2606 | 16616.8613 | 26834.6448 | 34516.4903 | 17781.021 | 19632.1733 | 24539.755 | 13018.9533 | 19323.4564 | 14492.9134 | 17739.1023 | 17228.3914 | 17008.958 | 12989.6173 | 24233.3898 | 18905.8683 | 18139.4626 | 10238.2848 | 16303.2401 | 18307.6236 | 24936.6229 | 23393.4218 | 21210.7589 | 12874.4818 | 7877.6603 | 22664.7626 | 14287.2256 | 14156.3571 | 17488.0153 | 24577.6042 | 22406.4565 | 25276.8018 | 11013.8975 | 16092.9641 | 13714.6874 | 25528.7791 | 20599.5463 | 26619.9078 | 10110.3891 | 15038.453 | 20719.9926 | 30695.8214 | 17081.9317 | 18914.1811 | 15412.1182 | 13838.2123 | 17262.0495 | 32191.9416 | 16086.1807 | 12079.457 | 17587.8407 | 21998.926 | 12702.2718 | 12010.3562 | 20934.2442 | 16614.9649 | 19065.5786 | 13971.7461 | 31773.5131 | 35184.0622 | 17121.5533 | 12097.7743 | 9164.6074 | 19404.7545 | 10182.6764 | 11814.8669 | 12408.4603 | 18381.9768 | 25512.8715 | 4135.9911 | 17250.4514 | 15929.4171 | 23934.2083 | 18948.4428 | 16204.1766 | 15905.3517 | 35535.0799 | 23831.5927 | 11575.343 | 25260.0363 | 12166.3856 | 12169.8639 | 10697.9168 | 27678.4787 | 25194.5818 | 19233.7835 | 10804.3561 | 13951.7406 | 24026.2939 | 28121.8459 | 20117.6263 | 15037.0085 | 16690.3692 | 9480.3813 | 18545.9635 | 26969.0598 | 12324.7179 | 19599.1296 | 13054.477 | 19520.5648 | 19312.1598 | 23904.7213 | 33157.4021 | 23114.9266 | 16108.1259 | 14288.4462 | 21010.0429 | 33149.6339 | 21304.1767 | 14991.9126 | 27487.9311 | 21829.9666 | 24174.3796 | 27270.725 | 15658.4708 | 26395.5249 | 13701.6473 | 10788.5964 | 13654.7185 | 22801.5603 | 14991.6416 | 22759.4373 | 13174.7455 | 22458.5155 | 16881.568 | 17229.6642 | 22865.5651 | 16138.8516 | 18189.9099 | 17371.8572 | 15593.8578 | 17034.3619 | 10628.8389 | 14866.5206 | 21826.495 | 12320.949 | 17751.2113 | 17300.8722 | 24319.487 | 16829.288 | 18725.124 | 16302.8027 | 14004.7174 | 21655.9302 | 14268.8716 | 12188.689 | 28687.3165 | 22379.1438 | 28712.999 | 14923.5152 | 16634.5573 | 17540.2155 | 10533.2024 | 12228.3183 | 16487.959 | 14709.1396 | 22172.3629 | 17152.7603 | 18304.2516 | 17277.6478 | 38201.2468 | 24356.0968 | 19158.7116 | 30712.3201 | 8265.4525 | 26614.6536 | 19844.3887 | 15237.3124 | 14029.649 | 10846.0994 | 15918.4536 | 20653.6738 | 31073.6834 | 19292.2969 | 18724.1901 | 15661.9059 | 33237.2718 | 32148.2233 | 17506.9647 | 34100.0506 | 18361.8956 | 16262.8251 | 18012.6146 | 20729.882 | 17169.9254 | 17641.3073 | 20304.4889 | 33761.3273 | 21550.2502 | 23286.3794 | 14017.2922 | 19968.8289 | 24306.4931 | 11893.3976 | 13826.2386 | 22663.4191 | 28283.8234 | 26120.1109 | 28445.2474 | 18083.3821 | 15550.5367 | 19853.134 | 18926.5675 | 12925.9276 | 19865.7219 | 22374.4482 | 24541.7452 | 16778.0555 | 39047.9754 | 17031.6528 | 22622.0028 | 21372.4362 | 14448.2717 | 18303.9513 | 13470.5912 | 24593.0552 | 17013.9872 | 15339.1478 | 14577.0182 | 16284.0194 | 19586.3638 | 26108.2067 | 23580.8945 | 11335.9889 | 6420.3894 | 17730.7312 | 17165.8621 | 24158.5029 | 20499.9396 | 11728.802 | 28807.4655 | 14060.2859 | 25863.2838 | 8076.9009 | 687.0902 | 25332.1324 | 20426.8744 | 18939.0421 | 14147.6768 | 11625.0259 | 30065.4449 | 9447.0919 | 19814.8397 | 28617.4665 | 21785.6469 | 12212.0267 | 24040.7731 | 14269.1952 | 13465.7679 | 12833.9 | 14173.7962 | 14176.5419 | 29286.1609 | 20887.7317 | 20373.5303 | 14814.9598 | 10829.7796 | 30830.3785 | 13553.488 | 25011.3237 | 28730.0951 | 19972.1165 | 17903.0362 | 24940.4848 | 12609.3006 | 31176.4669 | 17591.2229 | 15834.6005 | 15965.5912 | 18504.5668 | 25732.7084 | 11854.576 | 19408.0613 | 23859.808 | 35200.9999 | 24981.0633 | 9332.5212 | 18296.6853 | 22541.1158 | 23902.4235 | 11500.289 | 19347.4472 | 18755.8432 | 16501.5699 | 20359.7302 | 22523.3635 | 12298.0863 | 10243.1674 | 21816.7433 | 16262.4344 | 29817.9201 | 24274.0333 | 22003.9885 | 10270.1784 | 23717.7367 | 13747.6671 | 31396.6791 | 22814.7745 | 39169.1486 | 13787.0107 | 35917.1261 | 26978.22 | 15046.1666 | 22850.6491 | 19742.278 | 18663.1486 | 9502.949 | 17294.5608 | 14311.678 | 24752.1326 | 21891.4881 | 21277.1627 | 10920.816 | 29070.4677 | 13336.7671 | 11220.5536 | 29649.8683 | 12224.7503 | 25435.1806 | 15104.0085 | 14417.7417 | 13232.3281 | 19692.2141 | 17833.8259 | 9645.9503 | 24367.1895 | 21903.8202 | 45160.9837 | 13813.5529 | 19013.0051 | 14017.9714 | 19694.0174 | 38702.0851 | 16477.8816 | 14843.3798 | 20361.0701 | 24363.3987 | 15941.6462 | 20883.6149 | 23404.9877 | 14735.914 | 11866.0345 | 18195.5578 | 26605.9337 | 15440.9228 | 25581.6188 | 10310.9003 | 13676.5164 | 27549.7544 | 15584.6317 | 20240.0285 | 22830.4754 | 27689.7128 | 38927.6698 | 15705.6936 | 17317.0774 | 32020.2774 | 10953.1224 | 20793.1788 | 27745.2421 | 15068.9938 | 30548.4895 | 20088.3197 | 14948.2708 | 15048.4826 | 15496.8378 | 23654.9777 | 11667.535 | 14363.5549 | 14408.8364 | 17792.95 | 24068.092 | 18255.5683 | 30262.7293 | 15938.037 | 14016.5797 | 21194.7869 | 25632.2716 | 13776.5314 | 18766.4075 | 21493.0604 | 22791.9727 | 28023.7854 | 24163.6827 | 11554.2935 | 15381.8275 | 12833.2609 | 17072.5775 | 11323.7591 | 26801.3263 | 27217.5542 | 23687.9089 | 18834.4444 | 13275.6728 | 24579.1224 | 24492.9393 | 35672.0274 | 11128.2045 | 16133.2362 | 18671.5021 | 22399.0894 | 26472.2059 | 14208.2154 | 12167.396 | 12541.9468 | 12942.1019 | 10694.2652 | 31189.8399 | 16100.9052 | 25247.6024 | 23377.4613 | 17337.5574 | 23177.4171 | 19375.6985 | 30703.0718 | 14221.2804 | 18822.2848 | 25455.7711 | 9747.524 | 18670.5608 | 18050.6419 | 5700.9179 | 16294.7323 | 6960.166 | 17716.6278 | 18641.1141 | 22766.5661 | 29934.6229 | 15765.326 | 6289.2143 | 19044.2333 | 32528.1042 | 14043.9097 | 16719.8419 | 10726.9645 | 18157.0807 | 40038.7765 | 23585.9932 | 19795.0209 | 24135.6536 | 44714.013 | 12870.1715 | 16294.7703 | 26271.284 | 18198.124 | 11769.9365 | 21855.3809 | 23817.1739 | 8133.5641 | 11230.8391 | 22049.2526 | 25949.1367 | 26953.6355 | 11420.1225 | 21769.4561 | 22112.6971 | 22840.7552 | 12053.4919 | 27194.6681 | 12212.8264 | 21234.9786 | 12898.5121 | 23825.8281 | 26321.8996 | 24290.6857 | 19590.8535 | 12260.4565 | 20962.3117 | 23517.4283 | 9425.5424 | 33151.5679 | 12162.4504 | 22300.7349 | 38299.6444 | 17045.5642 | 29420.4315 | 14877.9954 | 9484.7392 | 14042.4462 | 22335.1115 | 17587.812 | 16274.9488 | 27693.7917 | 22021.2519 | 11193.8378 | 16289.2696 | 13273.1337 | 19211.4259 | 24897.2507 | 17041.222 | 22091.2072 | 23462.1511 | 26111.4103 | 26990.93 | 25263.6077 | 11911.9673 | 13143.5351 | 16752.3811 | 15319.6881 | 15768.3248 | 17138.9511 | 23324.2433 | 26836.859 | 9709.6789 | 24275.4558 | 27692.8698 | 23382.2302 | 15254.2635 | 24111.7148 | 13287.037 | 15852.176 | 13120.704 | 16809.6578 | 21410.2539 | 30921.329 | 19011.416 | 9807.8195 | 17735.2439 | 15448.1725 | 8213.2565 | 29533.9121 | 10868.3744 | 20218.9145 | 20832.888 | 13450.5667 | 19778.2123 | 15477.8235 | 11655.7949 | 8824.8285 | 12687.9728 | 23939.8482 | 17253.9954 | 26567.1622 | 15760.7334 | 10638.7867 | 8030.9848 | 14174.2705 | 15421.2787 | 23848.3438 | 24921.4576 | 23014.6439 | 15103.0289 | 9086.7005 | 12578.9941 | 19163.3958 | 17905.3212 | 18910.9499 | 20355.7749 | 14333.3135 | 25661.4197 | 31288.6217 | 12821.1393 | 11834.2577 | 10842.6509 | 13515.2776 | 16004.2057 | 20817.8168 | 17363.333 | 27863.3765 | 35355.6791 | 8231.2418 | 27813.9942 | 23327.5229 | 15623.3105 | 16286.7881 | 5661.2952 | 19108.5929 | 22703.3647 | 14908.0839 | 21894.4 | 28297.8365 | 26087.8439 | 27685.6165 | 26949.9731 | 23455.9015 | 25815.1711 | 9754.1462 | 19501.5501 | 25664.9557 | 22064.371 | 24008.852 | 16123.5853 | 16367.9214 | 24409.1841 | 13457.7088 | 11609.1188 | 10976.7478 | 26663.9027 | 21920.5409 | 24000.5651 | 12089.2661 | 28284.9514 | 15471.0533 | 18439.4053 | 11928.6082 | 18719.106 | 11827.7024 | 30877.1231 | 18279.4474 | 7338.4431 | 10122.4222 | 29261.3502 | 10665.3364 | 11498.6128 | 29303.7506 | 23493.5262 | 16036.8362 | 16280.2398 | 29701.2985 | 21757.0101 | 20550.9628 | 17932.0878 | 14289.6917 | 18609.6358 | 18948.8989 | 23646.643 | 21995.7878 | 17620.8312 | 9949.5737 | 10577.7801 | 23482.0218 | 25017.7481 | 17167.9699 | 23532.3071 | 25277.0985 | 15653.7175 | 15969.0941 | 13512.5704 | 9456.2472 | 10207.5995 | 10486.0673 | 23618.7883 | 19348.9168 | 23061.8743 | 17814.409 | 16743.2235 | 13724.5035 | 19202.6551 | 24740.3606 | 25403.3853 | 19318.8064 | 20549.5854 | 15411.2879 | 16657.9253 | 14813.317 | 15670.8574 | 7240.8575 | 10086.4306 | 11789.2282 | 16415.9386 | 8138.861 | 23745.2028 | 13557.9871 | 16999.8735 | 14639.9503 | 14353.2191 | 9939.2834 | 23829.2283 | 18056.5623 | 24859.7426 | 36880.9018 | 15394.4467 | 21219.7364 | 25654.3756 | 28170.3145 | 16342.4664 | 17592.9146 | 26137.8966 | 18389.6836 | 23717.793 | 13601.7209 | 31694.3194 | 14419.9703 | 20451.0914 | 23352.6771 | 20784.5724 | 11261.5093 | 23005.4449 | 28821.5223 | 23723.0615 | 9411.4048 | 13112.1959 | 23621.7616 | 23332.9766 | 23542.6948 | 41017.2264 | 19236.1662 | 15126.6515 | 15724.8641 | 15082.0337 | 15975.8451 | 20717.0481 | 19378.0008 | 18929.8752 | 20987.9783 | 19913.8999 | 25693.2484 | 15595.0227 | 17035.9903 | 13033.652 | 10823.6438 | 15083.6582 | 32177.9472 | 41011.4948 | 20974.6616 | 27978.2208 | 19250.299 | 17128.3329 | 15992.3788 | 16985.7705 | 18819.8784 | 15748.2494 | 10496.9108 | 10173.3494 | 8273.9774 | 23463.892 | 14863.5693 | 18372.3638 | 13638.4009 | 17557.8528 | 35088.384 | 12352.5635 | 11904.668 | 14933.9917 | 12727.0389 | 12475.3114 | 29990.2282 | 22913.1138 | 29538.5489 | 13651.2488 | 16532.2006 | 25036.077 | 26140.1515 | 19509.2819 | 14696.1167 | 10346.6184 | 9993.7623 | 30244.2934 | 13013.0744 | 20392.0742 | 31678.9584 | 16676.9325 | 37110.9602 | 29021.3968 | 14984.6992 | 13758.5119 | 31403.3839 | 11221.8209 | 21993.7367 | 16336.2861 | 13301.5456 | 27646.0103 | 18365.5599 | 17439.9306 | 22492.8572 | 31792.338 | 15729.2443 | 28335.3584 | 19402.3874 | 25851.8915 | 18637.5358 | 17859.6626 | 25344.2617 | 18350.5132 | 19515.6423 | 24243.4024 | 26752.7751 | 13745.1098 | 19767.0851 | 12597.0667 | 14544.6098 | 15416.6137 | 21960.6481 | 10462.7463 | 29057.4451 | 22322.844 | 24483.6326 | 20520.4436 | 24081.4697 | 20953.6496 | 22256.4878 | 11741.1508 | 21696.5503 | 17737.2306 | 21662.9493 | 21775.3353 | 16787.2122 | 18467.8234 | 15741.1434 | 25544.3605 | 23927.4307 | 16589.289 | 15002.1895 | 21307.7356 | 12665.0405 | 23299.039 | 15774.2944 | 11343.7148 | 33797.3896 | 11120.8544 | 11829.7402 | 17037.0766 | 16532.9606 | 13512.2688 | 16297.0231 | 17953.6247 | 22041.3531 | 22933.2521 | 7797.6848 | 17025.6748 | 22795.8987 | 14271.8905 | 9101.4521 | 24272.7657 | 10789.7382 | 28455.9243 | 8557.2999 | 30181.5167 | 15853.1135 | 29942.8528 | 31429.094 | 9714.9285 | 19909.9294 | 17958.5028 | 14117.7569 | 31121.608 | 12004.3565 | 22318.6072 | 25227.0717 | 18121.0815 | 22337.2074 | 20022.8443 | 8307.4127 | 33698.6408 | 22051.2525 | 21048.1164 | 19889.2395 | 16527.8188 | 27433.5839 | 14094.3555 | 16439.7847 | 15274.6612 | 11604.5912 | 19990.5638 | 24768.466 | 21690.5277 | 27288.9797 | 27652.8276 | 25811.3117 | 21623.529 | 14639.3877 | 20722.9663 | 31545.9356 | 18861.7622 | 16865.4653 | 26182.2112 | 31153.8828 | 17767.1061 | 20327.4182 | 19298.6391 | 24274.9594 | 11048.0279 | 16573.2245 | 17235.5181 | 30687.9357 | 19803.297 | 21493.6917 | 15008.4545 | 11546.6646 | 19153.1658 | 23436.105 | 29202.1332 | 27362.0176 | 25851.7548 | 17123.2438 | 26294.9625 | 13076.5165 | 22620.8018 | 14900.1353 | 26277.3602 | 20188.8102 | 22050.7021 | 12018.1923 | 7662.6243 | 20462.8797 | 12644.5904 | 27827.5272 | 15154.3175 | 29044.0207 | 16532.6211 | 17497.1053 | 16960.5601 | 12398.7989 | 9936.775 | 23230.1559 | 21680.3987 | 19532.0952 | 18982.1603 | 12532.0464 | 25161.6486 | 19093.3775 | 24870.2564 | 29987.9175 | 5403.3682 | 35811.0821 | 11818.6978 | 13844.0562 | 17722.3024 | 17218.0341 | 18682.2718 | 10711.3356 | 23854.1448 | 14536.1869 | 16343.6185 | 25458.1504 | 10670.0626 | 16368.1376 | 14736.8649 | 15891.3408 | 17578.8047 | 22341.346 | 16686.7423 | 15636.6529 | 13110.5735 | 23990.2924 | 12124.1417 | 16679.7118 | 18622.2156 | 24814.4401 | 13490.1245 | 23002.5199 | 21449.93 | 15505.18 | 24543.0214 | 12249.1519 | 12000.1897 | 20732.0973 | 22944.4427 | 11595.377 | 17210.4197 | 21203.4659 | 19962.1069 | 31299.303 | 17241.2079 | 12455.8809 | 21741.0926 | 12603.3586 | 13576.0996 | 16094.7382 | 30581.1912 | 11033.4487 | 16815.6833 | 17348.5326 | 10093.7387 | 11874.5777 | 26189.301 | 22944.2331 | 27475.8988 | 18239.2777 | 13012.2733 | 42423.5064 | 28259.2453 | 13037.9436 | 17735.1236 | 23284.0994 | 15379.8941 | 13804.288 | 17480.0071 | 15881.4716 | 35841.8552 | 33516.1235 | 15512.9523 | 36325.3011 | 23150.4697 | 17567.0017 | 31001.8299 | 14585.0459 | 10364.245 | 8621.1195 | 21922.4051 | 10276.8314 | 26149.2303 | 18814.7496 | 11090.0603 | 19394.8903 | 23606.6224 | 19432.3939 | 11332.9742 | 15921.6288 | 15390.4911 | 18209.6298 | 15433.979 | 20614.9874 | 7775.8863 | 15169.3467 | 20340.4022 | 12166.9573 | 34035.6553 | 22222.9736 | 41207.8436 | 18116.6537 | 8189.3244 | 12583.0419 | 13150.7 | 15433.8905 | 17069.8377 | 7845.5728 | 28811.3379 | 22667.8789 | 16280.328 | 22612.471 | 32683.2143 | 12125.1294 | 22665.1213 | 17476.2724 | 20921.625 | 21385.121 | 17351.553 | 19830.3594 | 8193.8037 | 16378.3582 | 19249.4655 | 11734.395 | 24572.1422 | 16230.4256 | 22721.2219 | 10468.9361 | 13710.7354 | 22526.8863 | 8347.0118 | 11679.602 | 11459.7779 | 8281.0125 | 26957.4664 | 20094.5909 | 16409.0273 | 25343.8053 | 13505.4461 | 25827.5637 | 34063.0766 | 22605.245 | 23591.5289 | 18941.1278 | 9986.0918 | 20763.0744 | 26284.1483 | 18284.1707 | 16721.8402 | 25083.3822 | 17925.4314 | 9389.7034 | 29803.4115 | 24816.6178 | 13121.4574 | 25412.4909 | 15727.8434 | 8145.9206 | 15806.488 | 15012.6659 | 31028.1373 | 20691.6887 | 31005.4535 | 19824.0236 | 19975.8492 | 20656.5478 | 21182.2132 | 22406.4102 | 12057.9942 | 13954.0272 | 9301.7676 | 18839.4946 | 18345.9699 | 11847.0314 | 29602.0651 | 18650.802 | 19346.3535 | 31643.3635 | 24802.8684 | 14681.1621 | 15976.7364 | 18989.8772 | 11026.7585 | 166.2016 | 15601.7975 | 13695.775 | 27390.4507 | 26983.015 | 12623.9212 | 16602.0525 | 19292.6071 | 26854.4266 | 21780.9863 | 17738.205 | 22053.0028 | 32748.0493 | 19548.1605 | 20873.6565 | 31565.8872 | 10346.2288 | 17756.2445 | 15506.1796 | 12318.8843 | 31271.8692 | 1450.298 | 27470.8709 | 21831.2813 | 14136.7731 | 19530.8352 | 18156.1737 | 10584.8458 | 13168.8759 | 28113.8795 | 24101.9544 | 17077.9126 | 24214.9808 | 30027.5701 | 11904.9469 | 19416.0377 | 10428.162 | 22573.422 | 22046.626 | 11959.2423 | 17247.5064 | 11583.9125 | 18889.0986 | 19961.8345 | 18589.8171 | 18871.5338 | 9335.9229 | 15118.8932 | 8424.2583 | 31889.2652 | 19975.8873 | 12951.627 | 19533.5571 | 31371.5747 | 19406.1162 | 16051.7413 | 15731.9015 | 20211.6001 | 23372.6002 | 9369.3174 | 13119.3065 | 22242.3869 | 19609.4342 | 21284.0219 | 13232.7591 | 23741.2443 | 18374.0116 | 17848.2685 | 10375.4244 | 13205.1004 | 13605.9847 | 20273.8052 | 12885.3398 | 21847.3754 | 25318.2084 | 6741.1463 | 20914.5375 | 10605.2793 | 27004.4933 | 19713.4435 | 14438.322 | 24115.3298 | 16380.8049 | 20245.3715 | 23827.4997 | 19164.4581 | 22457.9497 | 12317.5707 | 19186.1513 | 50184.1764 | 24437.3433 | 17331.303 | 37072.2853 | 17082.2396 | 18770.6175 | 14712.3953 | 9927.247 | 7752.1425 | 12383.3741 | 7030.1308 | 22821.1867 | 16827.3336 | 13006.1548 | 20742.8847 | 9104.1939 | 18256.8218 | 27872.6969 | 20840.5699 | 19040.7815 | 15705.358 | 17671.6038 | 32787.2779 | 21719.738 | 8170.8059 | 18167.1238 | 13939.7322 | 8421.1852 | 31259.3191 | 12111.5657 | 14492.1595 | 17408.6305 | 10058.8299 | 18990.9482 | 15536.898 | 13370.1675 | 24447.983 | 12277.9589 | 31787.3697 | 22122.9777 | 20343.6805 | 15526.2759 | 8644.2909 | 15945.7937 | 22064.4217 | 16545.4917 | 22647.3217 | 21420.7519 | 15792.9164 | 11758.9676 | 29842.3777 | 28556.8427 | 47613.6226 | 7987.1457 | 16294.9781 | 14175.7136 | 31632.67 | 17863.7678 | 10772.2421 | 13277.8162 | 29613.7314 | 19978.8217 | 15085.9879 | 23288.6081 | 19451.3144 | 24365.4385 | 10587.7514 | 30012.9818 | 19689.0887 | 12060.8745 | 38186.0971 | 13549.636 | 22334.6978 | 12334.8762 | 23098.2666 | 21239.5413 | 11674.9262 | 15747.1823 | 12628.6013 | 15941.6996 | 25013.9879 | 14152.8677 | 31584.5993 | 26194.8484 | 16032.1825 | 13471.9708 | 21315.2644 | 11943.3153 | 17265.538 | 31752.1725 | 26349.6505 | 15313.9206 | 12196.5508 | 19502.8301 | 15866.88 | 22313.2555 | 17673.5557 | 18057.5168 | 9021.4772 | 16111.7651 | 11177.2042 | 10084.5795 | 15146.0066 | 25425.6843 | 20677.6777 | 7172.8261 | 22196.105 | 15606.966 | 14038.4007 | 16638.8606 | 10413.9929 | 22382.276 | 17604.0893 | 15355.3798 | 21229.6892 | 30384.2299 | 10190.1064 | 16271.571 | 17583.0029 | 25823.9483 | 17781.4658 | 32570.0544 | 8930.3516 | 11686.2942 | 27913.3631 | 14482.672 | 32488.4911 | 28011.0523 | 16139.3114 | 20415.0287 | 22641.5865 | 25396.1616 | 16033.1267 | 13459.3094 | 18323.5739 | 14501.2428 | 33447.2156 | 15309.7932 | 25692.8512 | 19315.2105 | 23335.6089 | 27327.4985 | 27879.7876 | 15482.8013 | 22841.6722 | 12679.1479 | 14809.8435 | 16288.8782 | 37769.2217 | 18268.3903 | 26303.7981 | 11877.2692 | 16843.1666 | 15882.7808 | 19382.2603 | 11641.7508 | 27185.2449 | 18072.1312 | 12308.2719 | 22494.8893 | 13299.1532 | 26996.0507 | 13131.4462 | 26189.8577 | 8506.5962 | 19154.6108 | 18109.9927 | 16948.8431 | 13898.3171 | 15134.7075 | 19623.5869 | 19763.8647 | 22790.8327 | 14324.3778 | 22677.7131 | 20454.5632 | 29476.3234 | 8242.6288 | 19685.5428 | 20661.5352 | 23276.602 | 14705.8997 | 12029.7172 | 20987.8532 | 19665.0279 | 21607.7859 | 28931.7222 | 23461.5916 | 20606.4119 | 7504.1474 | 21510.5748 | 10688.9327 | 15070.7314 | 18237.5447 | 6507.9224 | 25460.3637 | 17806.9309 | 24528.1137 | 16960.573 | 13118.5229 | 17829.8647 | 20908.681 | 3091.5069 | 19145.1633 | 21252.7437 | 17952.1513 | 34670.2335 | 10692.5998 | 13568.8893 | 32775.5069 | 18634.3824 | 33861.4365 | 20044.504 | 26571.9627 | 12736.6572 | 21883.5257 | 13207.0297 | 11335.5597 | 19186.8206 | 8094.2968 | 18207.8877 | 13281.8087 | 13091.9749 | 24328.262 | 21791.7103 | 20323.6401 | 26380.5482 | 16602.3969 | 22097.3802 | 19621.361 | 13883.8388 | 18116.4156 | 20541.2141 | 27302.4861 | 22098.5046 | 13119.447 | 22025.6361 | 10729.9458 | 11782.7124 | 37434.8315 | 15761.053 | 17054.0116 | 23009.6583 | 7532.7131 | 12002.6124 | 18199.3154 | 13371.9384 | 12460.7249 | 16760.2969 | 25322.132 | 22912.7579 | 23578.4022 | 31462.7517 | 20681.8965 | 16285.8988 | 10626.5391 | 43597.4207 | 14306.5034 | 23196.7371 | 20120.2821 | 41367.2466 | 35439.1044 | 18650.7343 | 9625.3325 | 16004.5828 | 35007.7867 | 17765.2833 | 12364.8848 | 8506.9823 | 21170.066 | 21010.6296 | 20716.7311 | 27275.7309 | 15344.5957 | 13008.9769 | 26903.742 | 18280.0282 | 15763.5838 | 19320.5284 | 13190.9762 | 20952.7467 | 20867.3509 | 12347.1072 | 16407.4341 | 14913.3185 | 19744.83 | 16578.5147 | 16597.972 | 14892.4281 | 15420.7111 | 18519.0281 | 31319.9496 | 8612.9806 | 15569.9739 | 17530.0234 | 25952.7763 | 17292.4972 | 34275.4832 | 16619.0832 | 32238.8084 | 24568.5783 | 22659.2499 | 19363.0041 | 16899.2738 | 22769.8998 | 12575.5322 | 24426.2941 | 31810.2251 | 18432.3178 | 15533.5251 | 13801.7555 | 10624.6627 | 21116.3683 | 15332.6528 | 29462.2567 | 15865.8635 | 14497.8049 | 31931.481 | 21407.0542 | 24658.5254 | 10347.0073 | 34676.1223 | 25473.1352 | 20832.6126 | 18910.6168 | 20782.6275 | 24113.6228 | 15499.6848 | 16716.2994 | 9397.6999 | 28278.5265 | 28287.8196 | 19821.5043 | 44981.501 | 26890.2719 | 17376.4987 | 9812.1959 | 12629.3311 | 31480.1869 | 11402.7221 | 19172.2444 | 32798.6176 | 23309.8524 | 25712.4714 | 18139.0831 | 14403.2038 | 13474.3933 | 12634.9076 | 26010.9457 | 23161.0217 | 15015.0269 | 14684.0966 | 20816.143 | 9447.3894 | 9627.0087 | 18074.5897 | 11981.1184 | 20098.9053 | 27426.673 | 15862.3162 | 24997.2655 | 12283.2625 | 15184.0129 | 23431.4483 | 16546.0169 | 23063.563 | 12187.6919 | 15805.2197 | 22042.1044 | 20316.4766 | 15879.8189 | 14602.8478 | 18683.5159 | 10875.5176 | 24739.5743 | 19175.0292 | 13903.3987 | 16774.9189 | 17910.7868 | 21572.8541 | 23095.2821 | 23298.6047 | 9914.1383 | 20562.3269 | 9157.4207 | 10236.8834 | 14212.9024 | 21076.9403 | 13536.5574 | 21220.2209 | 21771.6776 | 15291.3206 | 13603.2197 | 11848.4383 | 25771.5584 | 11729.493 | 16775.3076 | 15778.2667 | 13743.1837 | 17064.2724 | 19646.1038 | 15327.377 | 12311.6464 | 13266.0635 | 11652.9953 | 24962.898 | 14246.5025 | 34972.1059 | 10138.025 | 14597.273 | 33711.4017 | 25546.2301 | 22900.2745 | 31549.5316 | 36221.2904 | 16541.1668 | 14125.1008 | 18786.9721 | 18329.2057 | 14813.3572 | 27255.6652 | 14610.554 | 16270.2353 | 21382.8769 | 9795.1121 | 8704.8075 | 16141.9868 | 24394.7394 | 12799.7512 | 22578.2268 | 16812.3907 | 16200.7279 | 12129.446 | 22086.1224 | 13112.5694 | 17426.8521 | 26025.5715 | 18225.1347 | 21594.1347 | 22399.966 | 9832.2067 | 15870.6873 | 31572.455 | 30348.8509 | 27865.6692 | 15956.1593 | 19528.1036 | 6946.4164 | 16635.9908 | 9176.3312 | 22225.1817 | 22674.3748 | 23985.6935 | 18474.2629 | 14580.4924 | 17877.003 | 21718.1184 | 11100.174 | 19091.4843 | 22982.8097 | 32631.5995 | 16834.7276 | 20134.578 | 16209.3608 | 23709.7934 | 25897.037 | 17329.9945 | 16786.0399 | 19293.476 | 10194.9178 | 25797.2254 | 15706.8383 | 13459.9209 | 24595.8592 | 17580.0618 | 17542.3088 | 15782.626 | 6400.4116 | 28554.8074 | 13598.7435 | 11195.9002 | 18268.1737 | 15395.2161 | 7060.0398 | 17936.3059 | 19732.8783 | 21492.6977 | 23477.766 | 22065.0255 | 10000.374 | 11419.3051 | 27887.9373 | 10781.0163 | 24571.8148 | 13107.5604 | 7168.8384 | 17646.0093 | 14520.2902 | 11928.9268 | 20709.7586 | 27594.3478 | 23060.4633 | 20644.5177 | 22175.2007 | 22595.8417 | 17193.4631 | 25750.2361 | 26717.8141 | 17873.8596 | 5603.4376 | 13832.0337 | 12548.2186 | 18210.6585 | 14220.2887 | 15555.8021 | 19649.6542 | 13182.0831 | 25124.69 | 15527.8384 | 15209.566 | 12780.523 | 12665.1688 | 18555.1771 | 15003.9391 | 18119.5801 | 36883.3675 | 18955.0616 | 17614.7474 | 27405.0983 | 22525.2686 | 17934.9433 | 25023.5925 | 12719.2635 | 16539.8333 | 7214.3711 | 15526.097 | 26644.6354 | 21993.9759 | 11192.8255 | 19902.3129 | 12836.0511 | 22843.5133 | 10906.7636 | 16364.5008 | 29774.8276 | 24035.5604 | 42552.5544 | 15805.3261 | 19150.9772 | 13854.3532 | 12543.8645 | 21040.8718 | 21028.901 | 23718.9165 | 42366.2393 | 32217.2629 | 23161.8349 | 21587.5251 | 15222.6758 | 16472.3743 | 10027.4491 | 21024.0143 | 24580.4663 | 22465.9268 | 13665.5047 | 15294.9042 | 18360.118 | 17509.9941 | 22308.0891 | 22937.8062 | 30208.3081 | 12867.0993 | 25589.323 | 17121.1472 | 10717.232 | 17771.1117 | 26837.552 | 20008.0143 | 24859.6709 | 32483.8741 | 7957.3971 | 23846.7413 | 13247.8358 | 29365.7572 | 19995.4586 | 15822.6152 | 14590.8597 | 8567.4267 | 17431.0734 | 21502.0605 | 22791.2417 | 13977.806 | 16678.3954 | 11050.8951 | 6194.3671 | 18760.4464 | 37097.5024 | 20735.7682 | 15193.6916 | 22469.5462 | 18339.1316 | 20167.0496 | 13912.3758 | 12878.3286 | 18895.3807 | 2037.4975 | 20805.8447 | 31563.175 | 27375.6018 | 14219.3685 | 27092.7253 | 19105.7774 | 14087.9311 | 17964.9011 | 13581.3933 | 17296.5571 | 23102.723 | 12990.8085 | 17357.743 | 19280.6735 | 24003.2127 | 36746.5143 | 18044.4852 | 11584.1764 | 25016.2005 | 23195.4822 | 12620.8163 | 23889.2533 | 29000.6443 | 11716.054 | 30783.249 | 14987.7766 | 19013.4681 | 8291.2864 | 11154.1094 | 17284.8093 | 15714.4253 | 26359.639 | 19324.9419 | 15363.7984 | 19893.0763 | 30075.9561 | 15797.564 | 30513.6894 | 29329.3013 | 11080.7431 | 15561.5379 | 37610.1691 | 23303.1555 | 11085.3082 | 14722.6757 | 12823.8987 | 11548.5117 | 13402.9868 | 10122.8879 | 14519.1964 | 23824.0726 | 19156.8975 | 33581.2368 | 21793.2379 | 15620.5447 | 22306.6736 | 21224.6439 | 33148.3188 | 27896.3272 | 19101.2204 | 21111.4353 | 19613.5063 | 19466.5821 | 34329.54 | 18026.441 | 19682.6582 | 19602.3213 | 19183.8229 | 29348.3508 | 14066.2773 | 20069.9128 | 37155.4858 | 15959.3507 | 15385.0996 | 26624.4525 | 16939.3386 | 21389.2104 | 10570.2823 | 11642.3015 | 12008.5715 | 7186.2456 | 24911.0206 | 20065.3604 | 22559.2125 | 11244.7741 | 8045.2477 | 14824.7327 | 26107.9396 | 22019.1827 | 27555.1394 | 9760.7058 | 11540.6525 | 29680.2418 | 46104.9002 | 14690.3632 | 25191.2756 | 25796.1974 | 30281.1065 | 19056.8099 | 24400.4418 | 22499.8692 | 13771.5059 | 16069.7895 | 19464.8382 | 11242.3445 | 15429.9958 | 12407.3007 | 27605.8772 | 17315.1272 | 19561.0435 | 11309.7725 | 14745.1121 | 12480.8083 | 29342.9232 | 14169.0898 | 14343.5126 | 16933.397 | 13546.3323 | 24766.4399 | 18897.6492 | 16415.8707 | 31058.4234 | 14581.3803 | 19275.3234 | 17682.0728 | 12490.8361 | 16646.533 | 6090.0134 | 19434.6183 | 14194.5163 | 19451.4447 | 27149.8521 | 8363.0714 | 13759.3815 | 23708.559 | 29421.8467 | 15761.9982 | 17085.4537 | 21427.9733 | 35756.1138 | 12470.837 | 13527.3845 | 23649.5535 | 23112.7068 | 14900.2701 | 17176.1128 | 30983.1197 | 16037.6465 | 19914.5749 | 11713.2195 | 14592.352 | 17155.5248 | 11645.1346 | 20695.0679 | 16135.3255 | 13753.8506 | 15134.5316 | 21033.7695 | 19668.7846 | 13794.8694 | 40156.007 | 30452.6174 | 39230.6119 | 22693.9655 | 25369.7093 | 21611.7565 | 14227.649 | 17817.3548 | 13099.5567 | 6491.7224 | 21800.2626 | 13315.5716 | 9110.2807 | 25979.8932 | 28835.8255 | 18308.5376 | 29488.3546 | 19566.871 | 23447.0151 | 30190.0812 | 19700.2491 | 19156.0398 | 5660.427 | 23229.6285 | 20695.149 | 15563.9097 | 11047.2708 | 13052.3239 | 16134.9683 | 17205.6535 | 11347.1815 | 22240.9931 | 36301.2669 | 26492.3638 | 14416.967 | 20987.4876 | 40526.8682 | 14921.7503 | 21848.3579 | 11676.5639 | 19967.0757 | 11062.8174 | 17130.4664 | 16530.2309 | 32329.007 | 19439.9544 | 13610.8018 | 10586.9266 | 14787.8998 | 10752.3016 | 31877.22 | 26170.5131 | 22008.1684 | 14524.1476 | 35806.8265 | 13744.6627 | 13195.1766 | 14356.8185 | 18142.8653 | 16706.8242 | 8270.6301 | 11892.0265 | 16942.0522 | 15065.6507 | 13547.1147 | 9147.6926 | 32212.4028 | 23390.1118 | 33740.0898 | 9613.0841 | 26372.914 | 18788.2387 | 20001.0918 | 11091.7177 | 21350.9135 | 19484.6346 | 20255.3379 | 12948.1856 | 12093.4645 | 14992.6982 | 15930.9602 | 18335.0095 | 25137.7955 | 13854.2932 | 27568.1204 | 26290.7511 | 25315.1727 | 16107.9752 | 16288.1189 | 21736.6866 | 15913.4584 | 19697.5743 | 16368.2223 | 21730.7605 | 14827.923 | 13208.8578 | 15426.4465 | 22398.0961 | 23017.0338 | 21179.6656 | 13012.1503 | 13789.7183 | 23376.797 | 31756.599 | 21342.4808 | 9836.5386 | 30964.8567 | 19061.1602 | 29690.8277 | 18829.2637 | 16823.8986 | 25861.8974 | 27333.3018 | 13491.376 | 31784.7773 | 14290.0424 | 23824.2719 | 18049.4093 | 24578.3264 | 10895.5747 | 12565.4935 | 11681.4208 | 16463.4629 | 30296.118 | 16434.3541 | 17438.9985 | 18671.0824 | 17086.4245 | 22202.0731 | 16326.2967 | 18451.0757 | 12669.1699 | 9369.011 | 22761.2077 | 22363.4949 | 38683.3381 | 37956.7821 | 22569.6918 | 13499.6192 | 13005.2782 | 10386.4013 | 22440.3861 | 17559.7293 | 6840.2049 | 37267.379 | 17970.357 | 15660.1334 | 12723.0607 | 21240.8567 | 19917.6789 | 14812.499 | 13081.2738 | 14349.0459 | 24980.5291 | 13709.1814 | 21831.0064 | 19378.0588 | 37001.2445 | 10635.7186 | 20720.1669 | 10512.9899 | 20809.6001 | 10344.1225 | 12015.1958 | 22685.4768 | 17317.602 | 24649.5396 | 11671.5426 | 18864.8699 | 33817.3236 | 21378.7198 | 13192.758 | 9498.0398 | 22425.9219 | 13980.0993 | 14019.5797 | 14630.5107 | 13209.7687 | 23208.1297 | 21770.6877 | 15826.4922 | 13685.2951 | 10327.1921 | 10768.4859 | 14630.382 | 15371.4742 | 14994.3112 | 24459.0625 | 27525.3622 | 21698.0022 | 9636.5912 | 15631.38 | 19673.3547 | 19593.0476 | 24505.3629 | 24207.3827 | 15001.0736 | 20606.1587 | 18836.031 | 11035.5951 | 12031.9807 | 36481.9285 | 24625.5793 | 14154.6226 | 18614.4705 | 22025.1961 | 19492.3502 | 21646.5744 | 17393.1256 | 19046.1638 | 26060.9925 | 15257.533 | 14908.2521 | 11798.0738 | 8245.3782 | 21698.0974 | 17861.5382 | 18193.308 | 21733.2812 | 26018.9449 | 14712.4626 | 14597.1425 | 14539.6253 | 28429.4764 | 12074.0138 | 23473.511 | 15460.3802 | 28023.1616 | 27434.6593 | 14611.123 | 18795.7175 | 10195.3702 | 21062.0264 | 21040.8871 | 18389.0054 | 19674.7678 | 12677.823 | 20535.77 | 32639.7018 | 16202.2041 | 15688.0298 | 18749.0912 | 11214.7749 | 27368.1052 | 26243.4717 | 13732.9441 | 24001.222 | 24490.2926 | 17772.6669 | 17368.5513 | 34966.9977 | 45625.9855 | 32419.421 | 38351.1499 | 16066.3437 | 14359.9133 | 15050.5503 | 24389.4566 | 15837.2247 | 19201.8115 | 16223.028 | 22500.3289 | 22635.9504 | 24699.0771 | 17249.2403 | 28409.6238 | 18222.0114 | 21554.3407 | 24095.8686 | 13889.7862 | 15596.0506 | 16053.4916 | 18380.8077 | 14392.3462 | 17977.6703 | 15223.0212 | 16689.8152 | 37203.0494 | 17502.8804 | 17636.1515 | 10274.8377 | 11004.8546 | 16615.6733 | 30441.6356 | 22772.9907 | 17459.7345 | 19274.9651 | 20940.6028 | 14274.5388 | 20176.6995 | 10222.7755 | 30917.6828 | 18077.6896 | 13236.8218 | 15499.2967 | 24795.1652 | 14861.3838 | 8996.341 | 35544.5948 | 32521.5255 | 11092.6768 | 16401.9364 | 13806.0131 | 18244.1911 | 5220.3414 | 25460.9018 | 27524.935 | 29608.9744 | 17741.0662 | 12381.4552 | 20048.4837 | 14769.0196 | 12972.2518 | 26085.7538 | 15675.2136 | 30641.8248 | 7714.5743 | 13486.8233 | 37627.4938 | 22404.4514 | 17089.9868 | 11558.4907 | 19676.3951 | 25060.7903 | 21671.121 | 20070.8006 | 21866.0286 | 21785.204 | 16299.8836 | 22605.1432 | 19125.7791 | 11686.4363 | 34696.0778 | 19747.7737 | 2814.2175 | 21788.2068 | 21164.9935 | 32160.8256 | 28316.6602 | 8999.7647 | 14564.4651 | 24526.2305 | 20035.9015 | 24817.6016 | 11479.3382 | 27057.8277 | 16507.6008 | 18468.8806 | 25632.3756 | 29376.6569 | 15813.2017 | 31224.2733 | 19788.6913 | 21188.449 | 13527.862 | 14219.7305 | 18950.0864 | 21653.507 | 17594.6191 | 13311.915 | 21430.6337 | 19315.9191 | 11778.4324 | 41804.68 | 28117.3971 | 14468.7017 | 11411.1742 | 17794.0171 | 16555.3185 | 15624.1111 | 11868.5746 | 32288.6921 | 20554.3913 | 11236.9273 | 13386.1337 | 25665.2455 | 8006.9756 | 21667.1961 | 17605.978 | 22420.7119 | 20171.2899 | 29422.749 | 18885.1232 | 12522.2955 | 17992.0158 | 14764.8908 | 16725.8888 | 19289.763 | 18408.897 | 10285.917 | 18118.9621 | 18965.0383 | 42079.7721 | 27885.0884 | 16007.3037 | 18443.0346 | 23020.835 | 22007.8349 | 16542.0994 | 11855.3711 | 21592.3918 | 18709.3627 | 14650.2815 | 16983.7108 | 20077.6777 | 47309.5713 | 24011.2956 | 1769.8757 | 23661.1475 | 15530.2529 | 17678.1816 | 35845.7718 | 17042.5191 | 22747.2303 | 23152.4873 | 17686.8781 | 14133.7125 | 17324.5472 | 42342.9622 | 22769.6621 | 17324.9394 | 22574.7415 | 18430.2069 | 13131.9983 | 18385.9906 | 10594.5178 | 18639.4525 | 30488.7798 | 12644.1129 | 10998.6387 | 15699.8333 | 18147.587 | 19239.9022 | 18956.7476 | 8511.3024 | 35806.5328 | 11256.3736 | 24134.9691 | 13481.5905 | 19745.3368 | 13083.821 | 12544.3767 | 14274.5998 | 17221.5315 | 21648.2306 | 15765.2059 | 20301.9539 | 26923.6476 | 6520.3627 | 8776.1869 | 29758.8247 | 26962.3837 | 13077.6053 | 15359.8679 | 13513.9585 | 15284.4319 | 17829.5698 | 19099.0924 | 24747.7624 | 14177.7726 | 23176.6579 | 17086.4174 | 22236.8985 | 9656.9989 | 12596.9078 | 23952.7344 | 21706.362 | 16881.5755 | 18677.766 | 20903.8144 | 28635.7197 | 13767.0582 | 11218.4216 | 22424.279 | 20143.3691 | 8877.7977 | 17035.3518 | 28628.9873 | 15047.1639 | 17964.0261 | 8312.0887 | 16845.9358 | 19299.3543 | 17138.7507 | 19243.7287 | 20035.2224 | 18332.227 | 15009.162 | 19650.9698 | 24731.7948 | 21635.3717 | 22348.5886 | 17249.5902 | 22385.7793 | 18676.6464 | 26851.4874 | 13758.7342 | 15243.1677 | 20910.1405 | 17748.484 | 19066.8055 | 21625.5368 | 18464.5277 | 9122.02 | 20620.8811 | 8963.4762 | 15801.7865 | 13518.5629 | 18388.8467 | 15066.1314 | 33908.9438 | 13796.3733 | 24010.3785 | 16397.0064 | 24636.9904 | 16176.3484 | 18007.3776 | 19039.3532 | 23743.1567 | 30284.2826 | 19071.1922 | 15435.7858 | 19612.4966 | 26832.4345 | 10737.6564 | 11983.426 | 11820.1995 | 16684.4012 | 30140.3691 | 22416.0857 | 9501.1208 | 25797.2805 | 22042.5203 | 23888.0148 | 18872.4886 | 16838.1653 | 29836.6267 | 16808.5695 | 11952.3373 | 13347.0062 | 16229.5792 | 25087.9995 | 12260.2727 | 22837.6011 | 17050.4409 | 22335.4955 | 26585.3254 | 22385.7581 | 13558.8386 | 22644.7252 | 25940.1826 | 14605.5124 | 31101.7557 | 10325.7508 | 13428.1134 | 18103.5581 | 48651.0579 | 15185.6085 | 26927.379 | 15195.7376 | 30320.3092 | 37256.8598 | 12085.0852 | 16226.3332 | 18227.1467 | 17340.4091 | 12726.9575 | 11565.2587 | 15591.7877 | 23436.0109 | 24335.7598 | 13370.7738 | 11472.2611 | 20701.2931 | 27579.6921 | 17445.107 | 13454.903 | 43397.8738 | 18857.9105 | 18705.9141 | 22023.4122 | 18352.6278 | 13562.521 | 6949.72 | 34877.0636 | 28287.65 | 5701.2444 | 21037.5093 | 10647.5838 | 41097.877 | 18430.7106 | 21477.5287 | 18263.2229 | 27212.3836 | 24313.9552 | 8581.3456 | 14964.6609 | 13003.796 | 24055.209 | 35539.0038 | 5960.7925 | 23244.6061 | 12256.6414 | 38830.1196 | 18484.018 | 21603.185 | 14584.8306 | 26586.5047 | 33091.8337 | 12628.4624 | 14496.8587 | 32536.7509 | 15281.6616 | 15738.2644 | 16157.0761 | 24141.1194 | 14293.4094 | 12992.2696 | 35160.3952 | 19332.3097 | 19308.9442 | 21577.519 | 36030.7157 | 21857.6642 | 11051.3493 | 43246.293 | 20007.8616 | 23111.1498 | 16093.7184 | 14609.9363 | 16702.6532 | 15823.2315 | 21605.7449 | 27758.7382 | 12095.8175 | 10865.2155 | 15725.4161 | 34321.8915 | 11136.9778 | 28929.6069 | 17842.9724 | 26634.7149 | 17214.2307 | 21750.725 | 18151.9399 | 15148.6646 | 26807.2042 | 25721.1489 | 21672.8669 | 17509.8203 | 16580.3801 | 35851.229 | 16504.1613 | 27442.269 | 18747.1654 | 10064.5566 | 24647.2477 | 19560.4817 | 13666.3678 | 41791.3652 | 14313.2235 | 19733.6704 | 22033.4286 | 24832.7904 | 9950.3756 | 11640.0044 | 13439.0606 | 21670.8904 | 11097.8892 | 19183.3786 | 8936.1495 | 10406.3745 | 17207.5794 | 19327.8855 | 23054.5915 | 14022.8362 | 39667.8046 | 24427.2004 | 23015.1935 | 7368.5215 | 20133.8645 | 18491.807 | 21917.6518 | 16341.078 | 13578.1361 | 10177.1249 | 17723.19 | 16459.3624 | 35105.6442 | 15496.0168 | 14200.9034 | 13327.5301 | 28391.5927 | 22551.2011 | 23058.7992 | 21324.364 | 23615.7342 | 17379.5715 | 17485.2749 | 19623.7341 | 12804.2549 | 16642.9547 | 20636.3354 | 22036.3901 | 8049.3332 | 17236.079 | 18653.7446 | 9527.4865 | 11026.1039 | 8442.6964 | 19864.8582 | 38039.3031 | 15860.2658 | 13965.0325 | 18896.7266 | 15659.956 | 26929.842 | 18277.7439 | 23220.9221 | 19165.9715 | 11238.2728 | 28575.1312 | 11946.0242 | 19144.7265 | 10202.9868 | 16414.406 | 7878.9621 | 11952.7509 | 20867.9003 | 12382.9479 | 22975.3842 | 12938.1457 | 12593.9508 | 15913.3097 | 31618.7678 | 32741.9437 | 14072.063 | 24340.1349 | 22193.3914 | 29487.5568 | 19057.5291 | 13467.6631 | 26296.6327 | 12867.8877 | 17773.3554 | 30680.2792 | 21060.647 | 8581.1891 | 29839.2897 | 18723.3688 | 8890.1114 | 14510.557 | 20124.2653 | 18307.4989 | 20076.9701 | 28132.0016 | 27306.7718 | 16789.8575 | 21325.2869 | 18148.3518 | 23259.0159 | 19344.7333 | 19118.1574 | 14127.3474 | 22277.4687 | 16347.999 | 14130.1003 | 14030.5487 | 9348.1487 | 28086.7958 | 8722.736 | 2814.6225 | 17980.2889 | 28074.7227 | 8958.9703 | 8569.6017 | 16070.7248 | 23228.8737 | 16206.7978 | 12040.358 | 35211.0275 | 11831.6113 | 210.3982 | 20531.2712 | 18457.6237 | 12673.7064 | 24557.2345 | 20721.1917 | 20941.8576 | 21251.416 | 17455.8483 | 11931.6815 | 11153.4206 | 16172.6915 | 32019.467 | 30912.3839 | 31339.6621 | 22441.3721 | 21890.9892 | 21485.5354 | 24385.3993 | 14411.5408 | 15320.7954 | 12279.7796 | 23782.1307 | 11719.6645 | 22644.6791 | 19555.426 | 25049.3572 | 9586.9482 | 15229.3502 | 10773.6473 | 18129.7044 | 18424.1352 | 11469.5463 | 33857.3209 | 14415.5556 | 4050.7614 | 24643.8389 | 20566.7849 | 25588.7227 | 14532.658 | 11326.4678 | 16244.617 | 28690.5709 | 25811.9058 | 15825.5088 | 12551.5411 | 10864.4489 | 11037.0663 | 16559.1932 | 10776.0679 | 20512.428 | 19911.7787 | 17747.9806 | 14624.0159 | 18220.2307 | 6480.9354 | 23940.8704 | 14788.2265 | 11289.0422 | 7422.1137 | 14293.0737 | 13550.3558 | 15290.4938 | 20187.8507 | 22055.954 | 15519.5139 | 24668.8171 | 20153.3713 | 27931.0607 | 21218.149 | 27101.5952 | 23519.7549 | 12705.3635 | 24825.0123 | 19837.8512 | 12653.502 | 10834.5994 | 12041.6115 | 17145.0014 | 19019.9263 | 25031.0272 | 13927.3007 | 17240.7213 | 11096.9068 | 21297.9384 | 18971.0552 | 11925.7254 | 20739.2768 | 16410.4289 | 17541.5247 | 16900.9123 | 9028.8663 | 20654.1907 | 20721.0293 | 22538.3558 | 16063.5413 | 32619.109 | 11926.8504 | 28021.3456 | 18984.6387 | 11379.943 | 11205.0646 | 16717.727 | 17000.5182 | 1933.2121 | 10270.815 | 14954.7276 | 15253.6237 | 14526.537 | 25991.3939 | 13922.0613 | 24293.0095 | 19386.7723 | 20390.6867 | 16537.6145 | 17067.1215 | 14301.1928 | 11042.9092 | 11252.5 | 35828.471 | 13927.0659 | 14916.4006 | 7822.0482 | 15333.955 | 8881.4677 | 15870.0786 | 19754.3717 | 21219.0388 | 17445.3637 | 14457.4014 | 33554.061 | 17896.3046 | 12680.3332 | 26630.0732 | 19502.8632 | 27465.5669 | 10354.4747 | 15873.6515 | 14901.6934 | 23300.0718 | 28337.2394 | 9780.7752 | 20218.5789 | 22973.6203 | 21911.8144 | 14875.8668 | 9184.8833 | 15761.4838 | 14665.3445 | 13337.9484 | 16698.2332 | 21887.3853 | 16059.3204 | 32770.5373 | 23445.759 | 22131.5846 | 20986.173 | 28137.2277 | 10369.4826 | 18887.5556 | 15191.3679 | 26996.5324 | 9611.551 | 14908.5682 | 19592.1487 | 16364.7029 | 21972.0869 | 27866.0074 | 23110.9292 | 13472.8949 | 11097.8598 | 13099.7921 | 24881.4782 | 18879.9975 | 16252.6139 | 23537.8744 | 26141.8096 | 10391.1743 | 15522.405 | 13697.4295 | 19647.9696 | 23899.3491 | 24827.6251 | 18452.2725 | 37511.862 | 18693.4204 | 12175.7727 | 26851.3862 | 12113.0107 | 17029.5806 | 25824.2349 | 30202.7905 | 29525.0712 | 27353.8901 | 25491.8005 | 24862.9214 | 10347.4239 | 13921.8938 | 21946.578 | 18894.2573 | 18122.5493 | 17141.7998 | 15904.645 | 12595.3896 | 21136.991 | 15781.8981 | 13907.435 | 20811.2833 | 20478.8688 | 26958.0679 | 12161.89 | 19473.4686 | 31118.3763 | 15253.8882 | 21813.004 | 30335.1535 | 12824.7211 | 15642.3544 | 15661.5876 | 13429.7435 | 23610.3641 | 16015.9104 | 18304.52 | 15664.2911 | 25380.3234 | 24913.4059 | 16461.4139 | 29521.6595 | 29057.7907 | 30938.0323 | 23284.2459 | 31677.9021 | 24750.5046 | 14316.4435 | 16249.4483 | 21645.9851 | 22258.1822 | 10114.4752 | 21670.1454 | 15853.2469 | 17485.4404 | 22205.7636 | 11474.378 | 20951.9538 | 35007.4316 | 21761.5862 | 12334.5776 | 13260.6588 | 22119.8758 | 16454.3724 | 11717.5829 | 17217.9951 | 31023.5509 | 17095.0747 | 20955.1505 | 9431.8301 | 13291.5741 | 16275.3664 | 23035.8446 | 21044.2224 | 23406.6563 | 4316.8123 | 12613.5248 | 21530.7899 | 9128.2268 | 14413.11 | 25320.8817 | 24570.9934 | 11039.5851 | 10352.9848 | 25659.6033 | 9326.2313 | 16134.9814 | 24533.9929 | 21523.6464 | 21699.929 | 14880.4711 | 20622.6158 | 12127.1718 | 9280.9074 | 18054.4802 | 9945.0119 | 14064.9747 | 15839.4642 | 9363.7024 | 26750.9552 | 20615.2253 | 18437.2281 | 17782.3368 | 23138.3781 | 18965.5362 | 16168.0375 | 23046.3985 | 9662.2415 | 17527.6923 | 19553.559 | 12288.7845 | 18299.3159 | 27255.8003 | 11035.8538 | 18302.2922 | 10393.5923 | 15941.7185 | 20727.7192 | 24045.9624 | 11178.141 | 31801.5444 | 18303.1028 | 10618.6488 | 30520.9395 | 16202.2068 | 17677.4605 | 34224.9327 | 31139.8265 | 9152.2994 | 9183.5044 | 13736.1896 | 27761.3 | 20565.7978 | 13850.0133 | 10937.6828 | 20804.3982 | 18438.1809 | 35226.6817 | 12327.1149 | 14118.1444 | 22348.0124 | 20682.0756 | 19599.5826 | 14155.3059 | 18804.4686 | 22347.6082 | 15303.997 | 19399.0793 | 20789.0382 | 17529.6153 | 14220.6803 | 26017.3488 | 24968.6308 | 22721.7976 | 10920.4412 | 12415.0066 | 29863.695 | 26439.2449 | 29765.207 | 13513.8716 | 13591.2044 | 18098.5566 | 25518.0132 | 10267.2918 | 18259.8776 | 16762.9696 | 30941.3378 | 15851.4459 | 17179.0431 | 12571.1073 | 18234.2286 | 17988.1898 | 21886.8798 | 14567.3342 | 13252.3682 | 13258.0105 | 17706.2879 | 16385.5231 | 20758.4776 | 15062.5013 | 29415.756 | 19218.3839 | 26350.6192 | 13979.5444 | 28641.7461 | 14161.4397 | 23995.5864 | 4964.8411 | 26358.0458 | 9117.84 | 9291.5114 | 11750.7512 | 7715.13 | 14865.3583 | 17291.6637 | 19810.3048 | 17463.7042 | 22639.2023 | 19769.9031 | 12329.7138 | 33716.0011 | 38269.0632 | 29765.8026 | 17999.4363 | 14938.1026 | 13892.5258 | 21265.9596 | 10833.5199 | 20234.82 | 11242.0562 | 11417.688 | 22532.6443 | 15599.8968 | 19661.1249 | 21630.5405 | 25086.3817 | 21741.203 | 15124.9772 | 13304.9354 | 18109.214 | 20045.4889 | 8272.5813 | 12820.981 | 32304.1508 | 17381.8618 | 10598.8629 | 22516.2905 | 16658.5136 | 25430.6445 | 17573.2004 | 16479.6339 | 16380.8171 | 27325.4332 | 22668.6833 | 5820.1222 | 13690.7875 | 21379.7235 | 13111.9837 | 19827.1084 | 19118.8928 | 19539.6289 | 10953.4079 | 20922.0973 | 21831.266 | 16251.6217 | 16632.8981 | 15785.4513 | 21115.4103 | 17155.3421 | 18438.6019 | 14464.2703 | 26851.6045 | 15242.8262 | 16719.4272 | 17760.4883 | 17158.8083 | 21423.6407 | 26034.7436 | 13089.3088 | 18922.8642 | 14075.9668 | 8601.1457 | 20835.021 | 26117.693 | 21532.9252 | 22642.1409 | 14519.7379 | 28158.2111 | 26926.2973 | 9674.7903 | 13745.4787 | 19139.5824 | 17098.2257 | 28251.9236 | 12782.3686 | 27067.3792 | 28742.7555 | 39328.7031 | 20186.34 | 26851.4561 | 18011.6588 | 20387.2224 | 37369.8961 | 12917.7609 | 51243.5317 | 24297.477 | 24227.6281 | 15611.3802 | 12782.2792 | 18359.8257 | 22453.4802 | 11835.8559 | 17043.3559 | 18911.3569 | 16098.1548 | 24218.6758 | 12743.8046 | 26641.9391 | 38780.5334 | 15763.0398 | 14292.7438 | 20431.9718 | 21328.0642 | 19141.7629 | 40860.4842 | 12583.7909 | 13824.8488 | 21292.1454 | 16525.6517 | 20654.9026 | 12038.0338 | 32765.8059 | 10466.8364 | 10989.3233 | 20360.9473 | 28099.0742 | 14167.6843 | 17028.9109 | 28705.6833 | 18836.2981 | 24139.118 | 29988.6963 | 14054.4664 | 24066.3993 | 19838.2247 | 8472.3275 | 24226.5617 | 13232.8792 | 25965.646 | 24145.1852 | 12083.214 | 31123.525 | 19929.9574 | 20920.7 | 22986.1858 | 31820.8534 | 22280.3093 | 25941.2182 | 11659.2107 | 13222.0867 | 23560.4997 | 13223.9357 | 32338.456 | 15522.5863 | 9750.6747 | 16383.3048 | 22182.7414 | 30908.7342 | 23971.272 | 16143.8618 | 15725.1379 | 21386.5031 | 12519.0547 | 21255.944 | 14598.817 | 17878.3321 | 14980.2189 | 22258.4161 | 20391.3257 | 19473.2399 | 19005.488 | 12562.9892 | 24659.481 | 27273.1641 | 10329.2064 | 27151.9138 | 17458.752 | 8435.2858 | 11605.5675 | 13764.7766 | 11333.0473 | 10811.8667 | 10500.4559 | 6725.2376 | 17704.5583 | 19323.0106 | 15937.839 | 30008.0777 | 24473.6292 | 17099.6318 | 14080.7691 | 18221.6711 | 27232.2584 | 29641.1639 | 14270.4259 | 19453.6878 | 2879.0618 | 17314.3672 | 12513.7786 | 16483.0404 | 15692.7501 | 20955.5256 | 24402.9119 | 33513.7141 | 20585.5212 | 13406.0392 | 30654.6651 | 29506.8129 | 16410.6398 | 15313.5134 | 24662.1753 | 13299.3334 | 10913.8399 | 23690.3415 | 16994.7528 | 28527.2973 | 17370.7057 | 10379.4338 | 23812.7871 | 10651.4374 | 17905.1956 | 26187.8538 | 11680.3919 | 12907.6968 | 11814.7375 | 26399.989 | 14689.4101 | 21688.3636 | 24365.7394 | 13440.958 | 15874.2808 | 11171.3598 | 18025.2745 | 17680.9542 | 14510.7155 | 19495.9086 | 21082.6019 | 18154.4677 | 7793.1336 | 19321.3119 | 17309.8009 | 12581.3635 | 15991.9472 | 15695.1244 | 17365.4844 | 20512.5714 | 20506.3774 | 14660.2132 | 27943.1069 | 8380.8181 | 9422.6621 | 15237.6698 | 19566.2724 | 36075.3728 | 13168.6261 | 28471.8751 | 13858.8226 | 17392.4918 | 27586.7743 | 18335.7775 | 20346.9739 | 17527.8052 | 26138.526 | 13090.5289 | 19890.4555 | 18679.9472 | 26259.8651 | 5808.8139 | 16619.0992 | 15463.5455 | 11748.8473 | 19417.1347 | 23164.8651 | 33469.3562 | 15940.7843 | 11228.0802 | 16059.7062 | 17019.8233 | 20833.6954 | 19744.6694 | 23879.9209 | 23926.4572 | 12484.8396 | 39197.7692 | 18724.4538 | 17576.2958 | 13125.687 | 17313.4563 | 11023.5922 | 30829.5332 | 15494.6555 | 26956.2315 | 18607.9169 | 18121.9494 | 19158.0558 | 26392.8046 | 10869.4582 | 15962.6728 | 17212.6671 | 13917.5071 | 18614.0489 | 15066.5015 | 24553.8638 | 15371.4862 | 16336.2438 | 23054.5182 | 12761.421 | 11860.191 | 17289.4129 | 20903.0502 | 16985.0823 | 16071.9628 | 33602.5651 | 16439.6137 | 24835.2844 | 17088.2042 | 20631.4253 | 31248.837 | 13215.4691 | 13324.3597 | 34575.0983 | 38438.5034 | 11482.1573 | 22685.8275 | 15858.703 | 25040.3534 | 25842.9531 | 25360.0629 | 11943.9563 | 15981.5188 | 25979.1914 | 15957.1913 | 18997.7119 | 9313.8927 | 17980.0103 | 11547.5894 | 23657.7526 | 9371.3306 | 14450.5468 | 10410.3366 | 25138.0958 | 13793.8243 | 22543.7551 | 15428.5684 | 20151.8257 | 3938.0018 | 19444.389 | 13371.4939 | 16470.782 | 19288.3874 | 12511.9138 | 31914.6591 | 22030.5068 | 14340.5449 | 12117.9938 | 27858.0614 | 33476.4899 | 15383.5604 | 20592.7449 | 27682.9744 | 26423.4384 | 21023.8035 | 14582.5967 | 27718.9372 | 15123.4421 | 16411.5378 | 27042.3669 | 27798.282 | 20627.8068 | 12667.3034 | 13582.6061 | 18491.9779 | 24742.901 | 20717.1091 | 15085.4912 | 14917.0693 | 29897.6559 | 12671.8722 | 15650.0652 | 15013.2021 | 26732.731 | 18968.908 | 24180.5025 | 6069.9535 | 9825.2056 | 13721.3305 | 9105.3153 | 31772.4682 | 16548.1364 | 14059.4341 | 17045.725 | 21742.6679 | 13784.8293 | 7654.2831 | 19776.4554 | 16289.7876 | 19608.1047 | 21668.8665 | 23425.8051 | 15680.9889 | 16109.4243 | 8921.26 | 16997.8676 | 14931.7996 | 16560.6555 | 15580.1517 | 17670.0135 | 40299.5174 | 13970.8438 | 20375.3611 | 10035.5538 | 22775.6256 | 20026.5187 | 21498.8048 | 8733.3193 | 19580.5486 | 29033.8277 | 14810.3396 | 29759.9694 | 16983.6455 | 12244.931 | 25053.343 | 16550.5645 | 10830.2365 | 29120.9074 | 12522.1469 | 24237.1936 | 14602.5211 | 11303.7412 | 10509.5202 | 23276.123 | 7651.042 | 9507.1146 | 17132.6333 | 33753.5303 | 18191.1988 | 25785.6982 | 15787.46 | 22497.3085 | 14627.1839 | 13855.0618 | 13686.3821 | 22713.4302 | 13848.8547 | 11159.3486 | 27267.0895 | 14259.0685 | 23378.9828 | 16646.1429 | 23948.4251 | 19967.1678 | 14660.7324 | 12371.7601 | 10385.3341 | 18726.3429 | 23248.1764 | 17259.6126 | 20559.9447 | 12401.2992 | 22532.76 | 15832.3425 | 17120.3514 | 9530.1183 | 19301.8444 | 13448.7756 | 19996.0421 | 15504.5444 | 17675.4282 | 19172.8588 | 26674.9526 | 17136.7078 | 18819.115 | 22700.6089 | 18999.9985 | 16619.4957 | 30003.1638 | 13688.12 | 45618.7559 | 16244.3257 | 15788.867 | 13817.9392 | 13522.6581 | 24198.3718 | 12891.7408 | 26350.5939 | 28240.4246 | 30922.6061 | 15871.3697 | 11749.0871 | 40238.9445 | 18079.5227 | 12429.9311 | 15056.349 | 23909.1937 | 26235.6133 | 14467.2366 | 14318.4752 | 31314.7006 | 15453.5049 | 25768.2683 | 22614.323 | 27120.6668 | 15272.3052 | 17095.6617 | 21323.3147 | 12112.8824 | 28142.6366 | 23449.2391 | 31568.7289 | 13540.3619 | 22624.4674 | 5512.507 | 12170.1071 | 24979.2006 | 19014.8867 | 28712.7938 | 15802.7221 | 9911.158 | 26722.9748 | 17102.0022 | 22327.7422 | 30746.817 | 11119.2751 | 18032.3236 | 13570.593 | 12284.6711 | 16987.5198 | 22108.4802 | 17578.1578 | 29950.3091 | 16038.6388 | 15652.5203 | 10425.3683 | 26554.5484 | 29555.3191 | 20621.7785 | 26592.214 | 24926.1907 | 8116.0294 | 27982.9309 | 13989.1489 | 12977.1075 | 17394.5614 | 14132.138 | 20531.4434 | 16765.7771 | 26565.0572 | 14518.4197 | 1526.6219 | 18730.8661 | 14022.0365 | 19010.4916 | 26054.5089 | 17891.1301 | 11832.1471 | 27611.9791 | 38614.8451 | 28062.0247 | 12961.9217 | 30842.3661 | 24027.2145 | 9929.4265 | 17530.3796 | 11429.0026 | 13124.2247 | 15718.2999 | 16293.7119 | 20934.7637 | 13673.9893 | 11560.9378 | 20849.2746 | 20024.7526 | 23935.0256 | 16479.6655 | 18205.4732 | 19879.9853 | 17649.0363 | 16281.6868 | 13054.4565 | 17011.4291 | 24998.4526 | 23939.6772 | 15836.8786 | 27555.8062 | 8517.7475 | 14885.4642 | 28884.9503 | 28778.0602 | 22784.3863 | 10776.3609 | 18873.3834 | 11902.951 | 12778.6852 | 21757.3411 | 27401.256 | 21442.8906 | 10155.6102 | 18482.9995 | 25181.153 | 18051.8553 | 15606.3081 | 23788.6334 | 18145.6632 | 33907.5465 | 27358.7143 | 24533.0795 | 11368.1061 | 14961.8779 | 23380.5322 | 20982.6589 | 26342.8336 | 22656.7614 | 23922.6984 | 12283.1037 | 26584.434 | 26245.64 | 13269.6897 | 14174.4174 | 13530.4659 | 16129.2234 | 12910.2007 | 21442.7933 | 11655.1076 | 26705.4054 | 1949.6146 | 19070.1689 | 18206.5905 | 20256.4638 | 22379.8565 | 7661.8706 | 15733.1602 | 11535.891 | 20613.0922 | 11353.7762 | 23333.6328 | 23435.7016 | 8933.564 | 22567.088 | 11743.851 | 22991.1836 | 21904.3403 | 11340.3008 | 17373.9033 | 13293.4812 | 8752.5723 | 8993.6194 | 21766.3541 | 16257.6449 | 29137.4102 | 18733.9036 | 26198.9326 | 27093.6868 | 17749.388 | 25184.7441 | 20843.5095 | 27578.0932 | 11646.387 | 29461.2216 | 6712.836 | 25196.5802 | 15598.5625 | 20111.8506 | 15854.919 | 11269.7664 | 22204.1278 | 20827.0785 | 25788.5923 | 14376.9716 | 26952.934 | 17186.6008 | 28326.986 | 12550.0497 | 18740.7996 | 20204.5034 | 30723.06 | 15105.4808 | 13035.4179 | 16277.1805 | 25853.054 | 40987.8172 | 17385.2139 | 24802.4105 | 13507.3263 | 9137.5239 | 14020.7843 | 42486.9456 | 24204.2698 | 12188.2445 | 19765.9776 | 19630.7369 | 23738.1226 | 25324.0528 | 11026.7296 | 20448.762 | 18202.976 | 23689.0744 | 12385.4509 | 17380.1564 | 11060.955 | 24061.0183 | 13360.786 | 12784.6195 | 16665.5062 | 12572.3298 | 6972.072 | 13430.5375 | 13965.1686 | 10548.1996 | 9602.1676 | 18576.8269 | 34209.1868 | 17612.1808 | 9597.5259 | 23843.0154 | 28333.9682 | 23614.9649 | 28132.7681 | 16823.8366 | 18779.0982 | 30901.0001 | 9265.3991 | 20251.2584 | 19217.0607 | 11842.4276 | 17927.1545 | 33698.8216 | 15855.4502 | 27756.4999 | 7985.9009 | 23943.8034 | 22016.8473 | 28079.5636 | 11058.7594 | 22170.2463 | 21470.6692 | 18580.579 | 22876.1485 | 15124.9354 | 6372.7797 | 32138.5392 | 13651.9415 | 9365.1785 | 23516.6614 | 12266.2891 | 31642.1156 | 19055.5535 | 15606.9118 | 30109.6892 | 16629.1149 | 22571.1455 | 17846.3879 | 17653.2295 | 25419.324 | 10576.068 | 25615.763 | 13753.836 | 15816.5036 | 20639.6322 | 14774.9423 | 23640.923 | 10597.7409 | 16877.8597 | 18175.817 | 17062.35 | 21764.4149 | 23502.9223 | 28093.4521 | 18439.6056 | 17924.7454 | 28464.365 | 9309.0414 | 17361.9967 | 19036.7737 | 20490.7363 | 10877.146 | 14840.7611 | 10513.18 | 20152.0182 | 18248.5953 | 12615.9608 | 28431.4928 | 13081.1506 | 23165.4891 | 13756.1805 | 34225.4781 | 17447.2266 | 9478.8801 | 14994.3425 | 17632.8942 | 15718.8354 | 14746.2779 | 17024.3814 | 19395.7484 | 13989.9137 | 23544.0848 | 26015.3317 | 22055.1833 | 24137.6629 | 19642.4558 | 23398.4915 | 9759.7326 | 21332.6708 | 26439.2711 | 25081.5588 | 20722.2243 | 26671.9979 | 27249.8214 | 14085.9666 | 24277.7738 | 13128.385 | 26646.5521 | 21110.1629 | 25934.3366 | 14289.3413 | 21677.5534 | 23786.263 | 14951.5399 | 21726.8526 | 18364.824 | 18832.9698 | 25553.8846 | 9611.2709 | 31842.924 | 10536.0457 | 23237.424 | 14359.7202 | 14141.5886 | 24086.5608 | 19247.8891 | 17650.1161 | 30564.6785 | 17551.8252 | 21962.5967 | 35356.5838 | 11543.1918 | 24018.51 | 22030.5685 | 20583.465 | 12961.8088 | 26686.2965 | 16799.0584 | 11677.0002 | 17949.8174 | 15843.3907 | 19310.3353 | 15789.0983 | 23269.7881 | 18242.3941 | 15728.6452 | 19942.5153 | 20537.5259 | 12517.0887 | 10580.4873 | 18160.5104 | 20706.6324 | 24920.1121 | 24441.0289 | 14182.4702 | 37020.0601 | 15849.3825 | 19894.7299 | 20950.6865 | 21179.7131 | 12693.5996 | 26760.3604 | 22240.5909 | 18305.9806 | 29070.4986 | 25325.4358 | 21753.1132 | 5284.4633 | 26417.3979 | 37591.2689 | 20151.3307 | 21763.1638 | 10312.0168 | 12960.4645 | 10492.4523 | 20758.1187 | 23879.9213 | 24116.7157 | 16320.8567 | 16291.9653 | 36269.8606 | 19237.6494 | 12480.6543 | 9502.2867 | 28195.6927 | 13614.1645 | 9677.5357 | 17389.3115 | 14558.255 | 20695.7954 | 14017.7195 | 19832.7726 | 16505.0445 | 20273.8163 | 17927.7853 | 18581.6968 | 16227.1947 | 11632.8406 | 27960.1846 | 14186.1484 | 10136.8487 | 13509.6144 | 14682.3352 | 18823.9602 | 15481.2237 | 14515.6059 | 10156.5709 | 22383.0196 | 21117.0681 | 15964.7312 | 10069.5793 | 13344.7315 | 13972.2063 | 42616.1252 | 12169.1479 | 11357.027 | 21345.9254 | 18122.5563 | 22114.7767 | 16542.2463 | 24353.2144 | 16200.5074 | 23172.7109 | 13853.0564 | 17437.1404 | 25526.2533 | 25344.6974 | 24593.8209 | 18318.6289 | 12847.1222 | 18132.3008 | 13797.8849 | 24506.222 | 23814.0799 | 19189.407 | 21303.5852 | 19486.9428 | 34480.9351 | 14664.024 | 16494.9757 | 16592.0749 | 22170.621 | 12366.313 | 21100.7501 | 17361.5201 | 25814.0561 | 19407.7402 | 21138.6388 | 20475.1902 | 14672.9363 | 11642.842 | 18974.3511 | 16534.8492 | 17660.4011 | 19302.894 | 11433.7292 | 28398.7084 | 35221.9398 | 17185.5709 | 23314.1684 | 19678.6881 | 25877.2191 | 23394.8152 | 12873.6772 | 27751.0651 | 17180.5865 | 20683.6327 | 15198.1327 | 6710.1038 | 17185.6237 | 22527.2988 | 22505.7995 | 13744.3556 | 36080.413 | 11563.2127 | 18180.6393 | 27486.6241 | 17716.9986 | 20688.0694 | 17413.4511 | 11430.8234 | 21297.0493 | 15111.342 | 23957.2989 | 14108.0834 | 14130.4712 | 13450.9999 | 30807.8493 | 42353.7471 | 18052.6567 | 24523.1638 | 18750.5414 | 25140.4095 | 20359.6266 | 13187.6798 | 18047.4626 | 24479.0943 | 33772.6557 | 10802.5417 | 13897.4333 | 17081.1116 | 12836.692 | 22590.3206 | 13125.3805 | 17648.5435 | 14698.262 | 23076.3945 | 35367.8839 | 17628.7802 | 8661.8993 | 15255.8376 | 23291.282 | 15759.6057 | 7564.4825 | 23741.3413 | 17286.4817 | 16631.4749 | 15868.8605 | 24420.0021 | 14325.6298 | 26558.7301 | 25279.1785 | 19664.5242 | 20036.1054 | 18829.1053 | 24935.1764 | 11200.5495 | 11907.1935 | 20266.2344 | 25211.8795 | 18827.8646 | 23605.1015 | 16795.2602 | 15163.2177 | 11132.7304 | 27824.8523 | 18741.1536 | 11339.544 | 13696.4382 | 15382.0252 | 9735.6668 | 10232.5714 | 18969.4724 | 26717.5606 | 18871.5209 | 28412.2979 | 21654.0323 | 15398.7523 | 12406.4771 | 25812.2584 | 16056.6678 | 12166.5157 | 24144.7363 | 21713.3946 | 29266.9975 | 16115.5137 | 11514.4378 | 18213.5817 | 10504.8947 | 20105.4445 | 16247.7341 | 20816.5413 | 17390.618 | 20277.1448 | 26612.5289 | 17650.502 | 10254.5805 | 15322.1656 | 17158.9008 | 18559.7146 | 11470.3559 | 11238.9312 | 18007.8818 | 29979.0669 | 35337.2318 | 13008.4233 | 13518.6865 | 13665.3494 | 12624.0368 | 17430.5951 | 30569.2007 | 15641.2771 | 16453.7331 | 8373.8927 | 18467.0882 | 15495.0438 | 26877.5366 | 8865.5055 | 11792.0645 | 32584.2422 | 9194.6851 | 25670.6923 | 32196.3636 | 11979.6252 | 11531.8399 | 13621.9244 | 17778.4507 | 42223.0757 | 22903.3743 | 20072.1395 | 19809.7109 | 26522.2438 | 13345.1576 | 9495.9861 | 10431.2027 | 25716.5553 | 19369.2799 | 16144.4643 | 25765.8924 | 20535.9137 | 16725.9968 | 20936.993 | 28309.7725 | 26686.8381 | 19147.8179 | 26962.5005 | 12358.6116 | 12664.2414 | 17668.0775 | 11787.6553 | 18331.7608 | 16273.7104 | 16309.3007 | 15321.2446 | 17975.8123 | 16089.558 | 14278.2124 | 19691.4342 | 13178.67 | 15050.3955 | 19274.5246 | 8815.5767 | 11314.6267 | 32183.8027 | 16494.2997 | 29561.3177 | 8458.5441 | 14367.1213 | 25592.883 | 26366.219 | 15750.1883 | 33583.8841 | 25501.4385 | 27167.1108 | 12698.077 | 22109.2552 | 16507.6708 | 20647.7489 | 24921.3028 | 11096.5284 | 1808.0456 | 24367.5558 | 16025.572 | 16276.9421 | 19440.2505 | 16405.1068 | 20345.1638 | 10503.4078 | 20070.3923 | 27124.4931 | 14003.0618 | 32086.507 | 39841.4857 | 16195.2543 | 22695.998 | 12433.4559 | 13033.1012 | 13734.8844 | 30255.4377 | 17709.1417 | 30322.7994 | 24145.9879 | 16885.5318 | 13052.9684 | 15604.8905 | 20155.7084 | 24053.5645 | 33568.2376 | 27645.4626 | 15548.4634 | 23881.9427 | 12968.2543 | 18394.334 | 14784.6812 | 17920.171 | 23472.4072 | 22496.7818 | 13158.1686 | 19385.7167 | 16024.64 | 12837.7431 | 13624.8483 | 11820.7287 | 11525.2303 | 13140.1411 | 9432.7533 | 26055.0775 | 25186.6327 | 25926.1851 | 16012.7641 | 33185.6928 | 7151.1331 | 26960.5789 | 16539.3419 | 29038.1108 | 16855.9801 | 20228.4166 | 19150.1096 | 8881.2114 | 8913.4203 | 25815.5661 | 23338.8232 | 17902.6462 | 19581.3812 | 24108.2084 | 16001.2219 | 29516.5076 | 16810.4483 | 18275.9184 | 27450.3937 | 6362.0409 | 13380.5207 | 25824.8912 | 20968.1403 | 21554.8536 | 19541.4123 | 18657.7095 | 13452.6808 | 31289.8466 | 17716.5931 | 14767.3424 | 21928.249 | 20485.7891 | 17554.765 | 26335.5813 | 18994.9105 | 14514.9933 | 15482.9944 | 13241.9846 | 24100.024 | 16680.1084 | 21324.5156 | 18661.7813 | 26437.8855 | 16934.248 | 11057.0841 | 33656.9897 | 29527.7917 | 23604.5362 | 21072.3462 | 26339.2506 | 22483.5804 | 14876.8098 | 10569.7974 | 16190.431 | 15073.2886 | 33653.4812 | 12094.7627 | 17492.0019 | 20609.453 | 28859.2101 | 17570.0283 | 4361.0766 | 23161.6518 | 9350.8114 | 16552.3388 | 7359.2574 | 21954.4168 | 18078.9036 | 19679.569 | 11920.6689 | 13456.6876 | 16259.6502 | 31749.7923 | 8235.9858 | 26581.4304 | 11309.0048 | 20607.0291 | 12619.1335 | 21289.7996 | 19066.7504 | 15397.3718 | 29593.6595 | 25372.497 | 21634.4176 | 16741.7403 | 14301.7516 | 10186.6714 | 30575.6614 | 13501.312 | 20221.0227 | 9694.306 | 23942.8935 | 22668.2254 | 19251.8671 | 17672.435 | 19649.5181 | 9657.0524 | 15584.3856 | 26484.2778 | 23212.6019 | 22861.1323 | 32999.4097 | 22850.9678 | 22776.1128 | 15728.6536 | 19948.8135 | 13819.0751 | 18284.3002 | 14881.2599 | 20282.2333 | 32479.7857 | 19552.3219 | 19596.9647 | 22907.5097 | 11897.3587 | 15687.0359 | 22456.8887 | 17524.8834 | 9575.304 | 23480.2181 | 18138.7501 | 11456.2142 | 18670.122 | 19130.3461 | 12064.7468 | 11493.4871 | 18269.5831 | 15501.1079 | 17656.3065 | 19750.4875 | 14266.3555 | 14953.9981 | 14737.1452 | 19783.1556 | 10251.1454 | 27953.4325 | 27367.4669 | 14242.1923 | 19538.4508 | 15128.3595 | 17317.573 | 37847.8656 | 20288.1704 | 27990.3501 | 13950.5717 | 23715.567 | 7634.9991 | 24775.9033 | 13348.3727 | 20156.6629 | 22905.9207 | 21792.0432 | 15118.146 | 22591.1844 | 20464.6852 | 22082.3029 | 11561.0878 | 26850.7091 | 32007.7223 | 22343.679 | 26937.4648 | 17417.0977 | 15459.6395 | 10265.1612 | 27700.284 | 13403.0464 | 8578.4624 | 23090.2008 | 15628.6604 | 13932.5192 | 12264.6629 | 20920.2564 | 13665.6376 | 15502.2512 | 21437.5571 | 18496.0845 | 10960.9837 | 18419.0008 | 29660.2254 | 23281.3573 | 19038.1687 | 24379.0587 | 23812.6744 | 13015.5346 | 21957.8453 | 10372.4094 | 12769.7286 | 23324.7635 | 14104.5343 | 37855.481 | 11766.7326 | 13995.3177 | 13541.478 | 25885.4133 | 8092.5118 | 15019.6865 | 11263.7089 | 17269.47 | 14185.1048 | 7808.8802 | 21339.2313 | 19391.3467 | 20062.7236 | 32507.0912 | 14389.1668 | 31451.5121 | 14886.4566 | 17743.5425 | 19374.6069 | 17646.102 | 17127.8682 | 9723.229 | 20987.7246 | 28571.4527 | 9972.0197 | 14621.5633 | 15330.4565 | 18867.5785 | 16718.0405 | 9496.7265 | 20511.6244 | 21820.1452 | 15031.5331 | 14260.7864 | 11239.1859 | 22031.0019 | 39874.2278 | 28718.3167 | 17352.9193 | 14731.7859 | 12616.1003 | 26729.7145 | 16663.6126 | 15410.0154 | 13982.1663 | 17114.0542 | 25624.9005 | 19914.9975 | 20521.1893 | 22142.2196 | 14856.9499 | 32644.9125 | 14868.8104 | 17392.5236 | 21140.3104 | 15136.2962 | 17096.3513 | 15061.6783 | 21281.031 | 35093.7385 | 13481.1429 | 16689.3537 | 22311.9487 | 11172.3239 | 10684.9022 | 35640.7331 | 10890.2251 | 18299.8416 | 24639.0443 | 25590.8862 | 15564.4898 | 14974.4155 | 9675.0585 | 13303.6177 | 24334.2051 | 14738.6915 | 15171.7002 | 11298.8641 | 15001.342 | 26381.4217 | 13607.5147 | 20556.0955 | 14333.0771 | 13638.909 | 20676.1561 | 21192.8212 | 16797.9296 | 9803.355 | 19982.975 | 27773.9728 | 13982.5505 | 14581.5406 | 22795.7839 | 18083.2491 | 18339.5966 | 17958.6034 | 15536.111 | 14496.4174 | 14476.9205 | 23868.7107 | 11120.6334 | 16125.3509 | 14625.337 | 7632.2194 | 16445.5251 | 18576.1822 | 15110.6233 | 13237.2566 | 13095.2305 | 25571.6604 | 9456.311 | 26490.2732 | 12702.5155 | 12435.3478 | 30083.8149 | 15055.293 | 12227.7148 | 26729.5367 | 18566.9193 | 33843.2659 | 20516.1182 | 24603.8675 | 22460.3222 | 25186.9447 | 11252.7699 | 30745.4953 | 24445.9057 | 21336.5271 | 21549.4462 | 18742.6906 | 14959.3619 | 19226.7853 | 35336.1921 | 8933.2067 | 19902.567 | 21909.2075 | 18010.1862 | 16385.2085 | 16704.7093 | 15244.2637 | 16801.0615 | 20693.5284 | 14564.6296 | 33479.7181 | 21629.4013 | 13010.7529 | 14703.4716 | 10313.735 | 20144.3692 | 15677.1607 | 10672.8882 | 13684.8993 | 15991.0583 | 19582.0511 | 27764.4444 | 17698.7389 | 32001.3145 | 27674.5693 | 16983.0706 | 21907.333 | 11099.4505 | 12474.2083 | 17613.8345 | 18896.4296 | 15039.0411 | 20851.9059 | 13652.4694 | 22726.0886 | 17200.0303 | 26855.7883 | 17709.7581 | 26031.0563 | 31138.2958 | 17661.6773 | 11990.6063 | 21341.0468 | 16953.2287 | 16392.4617 | 14800.9494 | 24361.3193 | 27123.5395 | 25545.5553 | 8908.8451 | 20514.188 | 13487.4111 | 20859.0286 | 14439.6437 | 25194.6331 | 20944.4622 | 10672.3701 | 34385.0092 | 26162.2816 | 21075.6461 | 13942.5717 | 20657.6325 | 15223.0866 | 29870.713 | 22337.6483 | 20795.8739 | 11071.567 | 17390.1876 | 30208.6996 | 12441.6112 | 23409.2844 | 17261.5129 | 26743.6561 | 13900.7269 | 14584.358 | 15316.8128 | 23692.9651 | 13820.8853 | 12280.649 | 15089.2974 | 11832.7933 | 15996.3126 | 29441.2628 | 6383.9865 | 16312.8418 | 11937.1556 | 30471.8649 | 20291.0385 | 22905.5683 | 18522.3761 | 19831.6305 | 9464.3425 | 34151.8094 | 20854.798 | 23452.572 | 20859.92 | 11467.9147 | 33434.6228 | 16567.3014 | 27168.4574 | 19447.8622 | 20196.313 | 21243.5693 | 11513 | 14727.9944 | 11935.9755 | 25856.5392 | 22492.186 | 16997.121 | 13257.6544 | 15922.0169 | 13441.8821 | 17801.8706 | 16018.0972 | 18158.7627 | 12860.4352 | 17986.3719 | 19041.1843 | 19091.464 | 14949.1938 | 1696.0546 | 19087.2525 | 9849.8084 | 12824.1321 | 34715.9169 | 20843.8067 | 17879.7448 | 17583.7384 | 12027.4888 | 15730.2728 | 14204.4718 | 20636.6186 | 14120.6134 | 13139.5567 | 30058.0328 | 20194.9759 | 16239.1395 | 484.795 | 10825.4394 | 17336.8301 | 20150.0856 | 32345.0165 | 22425.4546 | 17013.1218 | 15200.2844 | 9760.5303 | 10261.8831 | 33230.3079 | 22613.0462 | 13114.0263 | 12327.1479 | 15293.0122 | 11751.4745 | 14106.0819 | 13797.3945 | 14891.2107 | 11085.8784 | 13089.5757 | 34803.8186 | 27338.348 | 12446.8935 | 18454.796 | 17647.5954 | 21041.0093 | 19735.2934 | 17056.2129 | 23108.5705 | 28548.8738 | 19475.89 | 22690.1608 | 18559.6874 | 10831.0735 | 23399.9286 | 19533.7179 | 22800.6223 | 22611.9672 | 13312.5607 | 18099.9313 | 27350.237 | 17752.0285 | 22136.4157 | 31481.7307 | 24004.1332 | 19114.3828 | 12192.4749 | 11331.2419 | 26502.8472 | 7942.1308 | 14889.8138 | 21602.7408 | 13117.6391 | 12664.3355 | 19009.4194 | 16045.1398 | 22393.1131 | 18226.9607 | 12366.7681 | 46919.5 | 16827.0765 | 15934.1781 | 8314.2864 | 18653.0611 | 18946.2502 | 11608.8716 | 40365.604 | 11762.5851 | 10482.7575 | 8403.2257 | 16211.4256 | 13718.4268 | 16125.748 | 13459.2466 | 20255.8815 | 19314.6141 | 14171.5805 | 27553.1305 | 6110.2974 | 34679.2235 | 15485.0752 | 13687.0312 | 11942.7079 | 11085.7799 | 21266.9242 | 26629.6487 | 9716.9641 | 26222.8636 | 14345.2849 | 17006.6847 | 12182.8885 | 25148.6429 | 15476.3289 | 24768.6124 | 14476.1641 | 21500.6697 | 15688.9239 | 15099.2305 | 29889.5526 | 18975.7567 | 36653.2423 | 12324.3442 | 19267.5166 | 15306.2728 | 17332.8054 | 50785.4603 | 16861.94 | 17631.7692 | 12954.6128 | 21826.6964 | 13886.1652 | 24726.4229 | 17401.6943 | 24568.3388 | 28667.1298 | 18077.3319 | 23047.3018 | 25269.3428 | 15303.5648 | 18672.2661 | 19011.5177 | 39111.7593 | 8581.8897 | 15705.3749 | 24312.0492 | 12561.2206 | 18694.2495 | 13256.0899 | 26251.1125 | 19584.8072 | 8833.645 | 9327.0848 | 27123.0375 | 12471.5412 | 9963.0846 | 10737.5254 | 10675.5388 | 19035.4125 | 26499.1706 | 13745.7037 | 21798.4619 | 21403.7593 | 20978.0088 | 9445.5113 | 31434.3044 | 14616.1111 | 8879.3057 | 12052.9328 | 21088.4129 | 27419.9073 | 19445.5316 | 16095.4141 | 16508.106 | 6490.7692 | 38891.0189 | 21637.1106 | 12411.1607 | 7884.5984 | 17794.5519 | 17240.3161 | 18980.3806 | 31146.0765 | 16354.2933 | 13900.2078 | 23739.118 | 17414.7462 | 15286.9862 | 35307.9908 | 21996.5888 | 5759.4305 | 22029.1015 | 17169.7155 | 19504.1802 | 19586.084 | 13623.1952 | 15027.4317 | 12933.5604 | 16815.2023 | 8985.6346 | 26401.8992 | 26926.7657 | 16446.7498 | 20077.5158 | 22281.8615 | 9181.2765 | 18420.8948 | 19788.5511 | 36773.4485 | 20800.9315 | 18166.4052 | 10193.5221 | 5513.0645 | 6257.0813 | 45374.3138 | 18882.7173 | 15255.2077 | 18700.6162 | 20710.1492 | 6535.3501 | 20943.7756 | 8918.8736 | 13298.046 | 15310.5195 | 8866.1634 | 10712.0666 | 19808.9869 | 10546.4219 | 10172.2078 | 13543.576 | 23465.2715 | 9887.3879 | 24771.5122 | 19794.1175 | 21464.8646 | 25949.9753 | 11611.212 | 17739.4757 | 19453.6724 | 18896.3562 | 15613.3615 | 12784.3504 | 13673.0881 | 21215.4494 | 20300.9245 | 18361.821 | 16908.5044 | 15821.9378 | 33987.241 | 13625.4922 | 16172.432 | 21061.6916 | 15567.9935 | 17782.2115 | 11411.2483 | 14255.755 | 10066.9907 | 13973.6875 | 20885.6085 | 21179.2282 | 13527.2442 | 21405.0526 | 19032.1762 | 14092.9751 | 30291.7432 | 12623.575 | 12014.571 | 33377.3935 | 14521.0389 | 12366.3035 | 23271.6905 | 12743.0493 | 20423.7576 | 40114.9419 | 20514.7267 | 23229.0222 | 20166.066 | 14948.9005 | 10253.3213 | 10524.3567 | 9469.6124 | 15184.039 | 19930.6923 | 17651.0551 | 14342.5715 | 15985.3382 | 17750.3933 | 22170.3346 | 34144.2155 | 24448.1444 | 14719.1589 | 12978.7615 | 35490.4604 | 20689.3879 | 15833.7526 | 26116.6719 | 12108.1612 | 15242.282 | 22410.5819 | 14335.8676 | 13245.579 | 9313.8571 | 19083.8063 | 18508.9562 | 14057.9341 | 2885.2737 | 17733.8932 | 35774.1578 | 11811.0068 | 18632.2996 | 16763.3761 | 11483.7703 | 15964.3257 | 11230.0844 | 21916.203 | 17168.4475 | 10324.3214 | 21376.0605 | 13899.0659 | 16163.7396 | 21110.3938 | 15808.3021 | 21458.9817 | 46533.1949 | 34478.585 | 17814.8937 | 23797.1214 | 27169.0042 | 20026.9051 | 12551.4539 | 9262.164 | 19295.0222 | 22140.0144 | 13432.2614 | 18949.3456 | 29343.4824 | 16444.506 | 14601.3422 | 12089.3888 | 18397.1118 | 24140.9394 | 23594.7265 | 17652.5807 | 26435.376 | 28748.3344 | 28314.6305 | 13783.0343 | 32228.5244 | 12512.9621 | 8445.5671 | 12944.2866 | 20358.9562 | 25112.3953 | 17565.5403 | 12155.3558 | 15177.1673 | 10363.6439 | 16620.2745 | 14809.1985 | 17463.7816 | 25829.1999 | 22821.8831 | 15992.8297 | 32339.6123 | 25677.1414 | 14917.508 | 20027.0857 | 23844.402 | 13027.7886 | 23202.3648 | 15560.4721 | 2607.2324 | 14569.8178 | 20530.3291 | 7313.1243 | 18699.115 | 23807.7759 | 18477.4156 | 12187.1525 | 13041.723 | 10577.5584 | 14110.9198 | 22928.3604 | 25865.8119 | 16972.6784 | 19777.7836 | 8285.4015 | 13442.8598 | 24018.6362 | 22927.4687 | 20136.1973 | 28591.2469 | 15172.8136 | 21644.253 | 24221.7813 | 6467.33 | 18147.6827 | 27539.9882 | 15031.7858 | 22351.363 | 26751.1774 | 14664.9989 | 17348.5605 | 17949.6787 | 16202.6266 | 22241.6603 | 32627.7342 | 26922.6393 | 21936.0956 | 14159.1587 | 14375.4693 | 19407.2079 | 379.4215 | 20801.0119 | 16172.6321 | 10521.4635 | 19045.3521 | 26485.2069 | 20898.1342 | 26225.1275 | 29852.3075 | 18931.6513 | 49717.7986 | 17705.8738 | 8271.2026 | 15529.8785 | 12243.8593 | 34054.4321 | 27108.7466 | 15295.5302 | 20899.0887 | 10869.6363 | 25812.4161 | 19747.0387 | 19437.3375 | 32370.5407 | 22965.8443 | 14993.9663 | 24805.6931 | 17450.7999 | 12677.6954 | 13682.0283 | 8775.5128 | 23124.858 | 8524.3515 | 17737.2733 | 17338.9386 | 13570.2522 | 24450.4134 | 12133.3257 | 18915.1216 | 23783.3113 | 8232.4939 | 25460.049 | 17701.3265 | 21016.4235 | 25673.2902 | 11091.6792 | 18493.6385 | 15068.8312 | 18597.016 | 17746.2247 | 35126.8546 | 22305.6455 | 28383.7761 | 15552.7693 | 25039.0662 | 30725.0205 | 14994.2574 | 23048.0559 | 24941.9459 | 20674.4457 | 11099.3505 | 28134.7854 | 19377.758 | 19331.966 | 18901.6213 | 16231.2208 | 22191.6267 | 17291.1806 | 11021.7277 | 17562.4744 | 9171.5823 | 8907.8358 | 20781.0744 | 13371.819 | 19545.4625 | 19235.6934 | 14971.0363 | 21723.9704 | 15377.8539 | 8237.7393 | 16597.5047 | 16030.5207 | 25493.3284 | 13236.7401 | 32104.1467 | 30461.1506 | 26673.927 | 20397.468 | 12364.5507 | 17606.5422 | 14090.2824 | 15047.4732 | 12780.3086 | 21147.0439 | 20882.3266 | 19242.3043 | 12487.6774 | 24773.376 | 22386.9826 | 16094.6349 | 16681.1491 | 20589.102 | 13432.8664 | 21616.4217 | 9414.0788 | 17614.1912 | 16457.0244 | 18787.2286 | 22919.205 | 17020.3668 | 21034.6538 | 16300.6885 | 27790.3423 | 21715.6024 | 18189.8939 | 35729.4329 | 19704.0202 | 10510.4688 | 26574.8532 | 29933.5061 | 19258.8654 | 19020.9472 | 16440.7599 | 13117.6792 | 20626.173 | 17128.6819 | 25912.3352 | 21648.0104 | 29769.6695 | 20549.3483 | 15367.8051 | 9812.0296 | 15262.6907 | 30833.7755 | 23450.4266 | 21200.9513 | 20637.2907 | 15089.6352 | 17597.0638 | 21552.3194 | 17692.3425 | 20351.9931 | 16995.4938 | 19450.3806 | 11822.753 | 23064.8524 | 19861.6909 | 16830.0293 | 23977.1453 | 15661.993 | 19124.6278 | 12708.5384 | 16670.325 | 13597.3873 | 16128.2591 | 13574.4415 | 13534.1945 | 33222.1058 | 25502.482 | 14943.1946 | 16238.1875 | 26978.4308 | 11925.6621 | 17869.294 | 27308.8616 | 20241.7984 | 12355.4481 | 11695.9823 | 34880.6194 | 24835.5443 | 19201.5332 | 19955.4807 | 17544.9368 | 10545.7312 | 21993.0253 | 17181.8565 | 19494.6332 | 25901.4594 | 27664.9099 | 31987.9041 | 12790.7299 | 17781.2807 | 19639.2604 | 7024.3903 | 11505.0276 | 17751.9748 | 12835.9441 | 23922.2749 | 34329.6081 | 11438.0614 | 11716.9728 | 11883.2328 | 20189.6805 | 11832.6157 | 29317.3227 | 11307.9908 | 36697.631 | 27212.4898 | 19695.5613 | 20036.8617 | 30854.0753 | 17158.0812 | 16313.4136 | 20228.5119 | 9554.1399 | 15466.4804 | 16851.0417 | 17019.2058 | 19739.8405 | 11832.0469 | 24965.2127 | 31923.0527 | 30334.0347 | 11674.4674 | 26693.1727 | 12797.1493 | 18709.4391 | 13437.4446 | 15768.0915 | 26167.6073 | 19239.9893 | 13193.3135 | 12639.1611 | 19648.9282 | 21501.149 | 28937.0258 | 13169.9922 | 21970.4908 | 17931.6784 | 26514.7136 | 19853.539 | 14503.4155 | 13558.8686 | 15062.7217 | 28671.9786 | 18414.4841 | 17626.1196 | 18576.7051 | 11600.133 | 22730.1902 | 15474.0705 | 22574.5422 | 13475.993 | 18782.157 | 13162.0752 | 12972.2607 | 19069.892 | 33595.716 | 20586.8698 | 25065.53 | 20457.4961 | 23390.7884 | 16090.5725 | 16449.0656 | 27821.7718 | 11470.9169 | 15280.1035 | 22243.7273 | 14906.6053 | 22448.718 | 16127.5297 | 21742.5916 | 11711.0076 | 23400.921 | 28562.2902 | 29875.4118 | 10912.3703 | 16600.9429 | 27734.8855 | 18267.4511 | 15802.1335 | 10484.9544 | 15188.9601 | 25134.1326 | 11533.2853 | 13475.4685 | 7761.3374 | 12615.772 | 19028.3756 | 12039.7241 | 13519.7085 | 9148.0085 | 21564.531 | 17222.4711 | 19012.2062 | 28164.5747 | 28792.0134 | 20010.4408 | 15780.8732 | 12210.8146 | 10787.7702 | 25402.3736 | 12096.4748 | 11585.7396 | 12125.2764 | 13298.3403 | 8407.5833 | 14126.2097 | 19165.7566 | 12297.5226 | 13879.6264 | 12485.2315 | 15852.3318 | 27386.0612 | 9227.3549 | 13775.706 | 22713.0689 | 18371.6069 | 33384.3279 | 24322.7753 | 8520.7703 | 29698.8412 | 21398.3407 | 28669.6765 | 10316.2671 | 22336.8444 | 15273.8045 | 11104.3143 | 15045.0863 | 23809.5407 | 19702.9539 | 12896.0875 | 32465.4723 | 11641.6253 | 13186.8988 | 17767.339 | 15593.0826 | 15649.9311 | 7316.4998 | 18681.1538 | 11584.9424 | 12346.7171 | 14056.7606 | 19127.6392 | 18554.5404 | 15032.5479 | 17542.6293 | 30794.3511 | 11333.3662 | 17881.9229 | 20741.6724 | 17438.5722 | 19622.8496 | 24619.0898 | 20125.2227 | 8893.9358 | 23665.2326 | 19215.9971 | 18554.4094 | 7491.582 | 54402.5841 | 22781.2618 | 34524.9131 | 19187.2539 | 18172.1644 | 21321.4055 | 16434.3158 | 11886.0611 | 30483.1435 | 34903.2228 | 12194.2165 | 7598.1749 | 12827.517 | 22901.4513 | 13731.7892 | 24418.3616 | 16243.2331 | 21309.4139 | 23064.8437 | 16161.4494 | 12870.9315 | 20381.204 | 15120.4093 | 21080.905 | 11052.9079 | 13910.5902 | 25004.0968 | 22748.3017 | 22089.1781 | 12554.0331 | 23206.3555 | 23533.6343 | 10325.332 | 24030.5106 | 17348.5495 | 14825.214 | 12259.9106 | 18902.8728 | 14651.4479 | 12654.9121 | 12362.4817 | 30028.7281 | 7785.9065 | 13863.5928 | 11286.3085 | 13594.8894 | 14391.538 | 31342.4809 | 29665.0086 | 20284.9037 | 18235.6171 | 26915.5636 | 26666.9779 | 15885.2096 | 14279.3067 | 21272.3127 | 20036.2328 | 15166.4749 | 18934.1623 | 25898.2696 | 21714.3445 | 9548.3356 | 27371.5433 | 8793.76 | 27161.3794 | 17738.3428 | 18921.4566 | 22725.641 | 6642.0721 | 14694.7831 | 26134.3884 | 16371.8773 | 16328.0542 | 23177.1198 | 33286.1045 | 22673.9901 | 19988.6877 | 19443.7085 | 17411.8833 | 22654.4165 | 25935.3979 | 15262.1484 | 19606.1509 | 21013.9878 | 18112.1288 | 19860.9952 | 20577.6362 | 14856.5028 | 20770.6274 | 21181.8473 | 20952.2993 | 26259.4098 | 12580.815 | 12524.6755 | 16493.0488 | 30816.7959 | 11869.5993 | 18523.5704 | 10940.8138 | 22862.5705 | 16746.1668 | 17005.907 | 17459.4293 | 12003.333 | 24615.4475 | 14907.4563 | 11139.0231 | 23640.1073 | 10427.2397 | 17110.9368 | 14391.5932 | 23603.8262 | 18034.1028 | 17512.8556 | 18390.1907 | 12483.54 | 18110.1677 | 14891.8235 | 21145.9171 | 10702.4379 | 9079.7895 | 13723.7197 | 15754.4136 | 11925.1778 | 12285.8557 | 21011.8754 | 21285.0091 | 11563.1409 | 19932.5762 | 15164.9721 | 10613.917 | 20085.0869 | 23199.0206 | 22372.7955 | 29337.2655 | 33173.0262 | 17612.938 | 23985.5043 | 11211.4981 | 23593.0619 | 27381.331 | 33618.2467 | 17561.0174 | 30066.8459 | 16137.0635 | 11345.0041 | 16886.917 | 21967.5349 | 17284.7472 | 17223.4329 | 21777.3477 | 25972.7603 | 15060.3474 | 19548.0724 | 14638.6738 | 24729.9201 | 18876.683 | 13953.7752 | 22103.58 | 11464.4764 | 26303.3968 | 25349.6218 | 30613.8267 | 12505.9217 | 18165.3595 | 22088.6598 | 12963.4415 | 24653.3628 | 17422.8579 | 42078.4555 | 10737.0558 | 17631.6377 | 17007.2989 | 15449.0205 | 23043.1382 | 13195.8421 | 14242.5993 | 9836.0648 | 26973.0716 | 8318.4818 | 13942.3647 | 27559.1823 | 13224.7039 | 19353.4622 | 20940.25 | 27263.8542 | 15414.4559 | 17186.8907 | 24950.5503 | 14602.7327 | 20701.8526 | 13228.7323 | 21781.1846 | 23950.149 | 19430.0417 | 26316.4091 | 14312.194 | 20124.9486 | 23422.233 | 22997.4396 | 25135.4266 | 19041.0841 | 14603.6683 | 22372.9525 | 21700.7592 | 19571.1497 | 28013.0619 | 15506.3233 | 22730.6337 | 22305.8306 | 13319.3995 | 2513.3062 | 20787.8776 | 33915.6886 | 25039.1401 | 15531.9046 | 14815.1772 | 28632.9491 | 24170.427 | 22255.9841 | 10859.0908 | 11248.0544 | 10352.7596 | 19703.3571 | 22567.57 | 13582.3791 | 24674.0747 | 12005.7768 | 20359.3281 | 9635.3405 | 25384.0127 | 29917.0159 | 15319.9809 | 11809.7908 | 13064.8178 | 25583.1958 | 10450.2052 | 18646.9085 | 21189.9925 | 16437.9344 | 23270.5818 | 29225.4224 | 10829.8399 | 21221.3692 | 12099.7097 | 16640.8613 | 17444.6271 | 10690.9099 | 18943.8983 | 30463.9164 | 24885.2433 | 27682.2517 | 17241.4373 | 27687.4833 | 13829.0351 | 21455.3052 | 25894.1803 | 39177.6529 | 11303.9673 | 17250.2602 | 27836.1902 | 8735.963 | 23890.3009 | 26478.0174 | 11337.0484 | 32340.9525 | 21850.4587 | 21553.9943 | 12657.3313 | 5882.9074 | 11869.7048 | 32074.8622 | 34827.0072 | 20870.6578 | 21603.0059 | 21120.5406 | 12970.3756 | 19930.3184 | 28284.4804 | 12943.4669 | 12504.7616 | 16816.0359 | 21269.9277 | 18188.1606 | 12232.2865 | 9462.3065 | 26239.7733 | 16299.6656 | 20900.1969 | 10208.0144 | 19992.2205 | 30157.2734 | 17747.2693 | 15297.7269 | 28679.3212 | 19002.8246 | 24341.2025 | 22821.0093 | 18954.6959 | 21583.7961 | 19829.1975 | 16163.1363 | 15263.6724 | 16941.7793 | 18025.4281 | 17133.6889 | 24194.6707 | 22654.4272 | 26202.6148 | 21141.9466 | 18407.9824 | 16868.9031 | 16852.1488 | 24732.3172 | 36964.7251 | 13448.4999 | 19125.1112 | 13942.8284 | 22500.5129 | 21225.3644 | 25167.9415 | 20604.142 | 21167.1771 | 22133.8251 | 7939.3396 | 22875.8891 | 12717.769 | 15558.3855 | 12526.8463 | 17177.8168 | 8786.0915 | 12538.8031 | 12432.7191 | 13034.2814 | 27206.7452 | 18057.7011 | 15574.6408 | 15329.8288 | 26792.9398 | 21412.735 | 18448.9161 | 7158.3612 | 13232.3011 | 21132.1166 | 18708.9665 | 15250.3899 | 19216.2528 | 13927.2527 | 19093.5025 | 28060.7403 | 20746.9101 | 9927.6627 | 21128.0222 | 26885.5836 | 15884.7239 | 13726.2803 | 18740.3976 | 12184.862 | 18577.8005 | 14014.4618 | 17254.4722 | 28452.4502 | 19429.969 | 19592.8384 | 17747.3248 | 14375.8324 | 20126.4912 | 17326.1331 | 15906.7832 | 22862.911 | 9780.0654 | 14355.1023 | 21811.4544 | 16240.6915 | 34659.2698 | 17766.9419 | 24577.8906 | 12328.7336 | 25354.4712 | 14870.0071 | 21819.5977 | 16985.0544 | 27518.7068 | 18118.3902 | 16683.4254 | 11071.5233 | 17823.234 | 8489.1832 | 13929.523 | 11453.6153 | 12767.2341 | 20751.5599 | 19956.3106 | 21562.2319 | 21546.6768 | 23795.717 | 21511.4918 | 18466.1686 | 22905.5254 | 14192.6869 | 12505.2314 | 14486.9843 | 15664.1104 | 6737.4945 | 12449.3151 | 13601.69 | 23568.6466 | 20030.5693 | 12683.5153 | 9760.4727 | 19849.1802 | 8954.2911 | 22704.1772 | 26690.2101 | 16055.5187 | 21419.0305 | 17608.2123 | 14111.5257 | 11353.9983 | 14838.8581 | 15420.8172 | 26528.5265 | 22422.5379 | 19912.9142 | 29424.6944 | 1935.186 | 24683.5512 | 14526.593 | 32629.9741 | 23650.0892 | 26140.8346 | 27624.4163 | 27748.7974 | 26043.0165 | 13517.4849 | 24824.1651 | 15626.3971 | 19363.5436 | 9036.6596 | 17785.7731 | 17805.3205 | 18490.9748 | 16120.5436 | 20844.3757 | 15168.1539 | 20000.4561 | 22092.8149 | 10194.9068 | 11781.8608 | 9226.3426 | 14241.4177 | 19114.3128 | 15614.1458 | 22669.161 | 24068.8233 | 22291.9405 | 12408.7201 | 18785.1662 | 8194.9277 | 11963.2202 | 16804.6577 | 22255.9466 | 41506.0146 | 32372.2195 | 9874.8827 | 16889.2605 | 23956.509 | 19633.0212 | 24927.6308 | 20938.4496 | 8121.084 | 12399.3529 | 33483.3158 | 24339.1596 | 20085.7905 | 9673.5006 | 11892.3145 | 16416.9433 | 12498.884 | 27904.5629 | 18856.042 | 32264.6311 | 25718.0935 | 17876.5479 | 13457.5813 | 11999.0175 | 18170.9611 | 23858.9588 | 26314.2574 | 13127.3132 | 13922.8152 | 16552.2717 | 24937.0461 | 11488.1994 | 16148.0913 | 15440.2525 | 31147.0866 | 31235.8958 | 31519.3703 | 18561.4705 | 13387.1122 | 11980.4639 | 12913.5219 | 18125.8627 | 15681.0635 | 11992.9926 | 22254.6284 | 32498.1553 | 23928.6358 | 26550.0605 | 13926.4856 | 24851.3033 | 29275.5782 | 12754.2017 | 13910.7532 | 20959.6896 | 21651.7888 | 22833.1186 | 15702.1609 | 12660.7439 | 23493.8912 | 23606.8815 | 20891.2881 | 13816.6533 | 16353.6577 | 12069.0521 | 13370.3664 | 39745.065 | 13526.7283 | 26318.2854 | 16789.9268 | 13684.6377 | 10877.8457 | 16934.2328 | 11890.7874 | 9067.2525 | 19555.5895 | 24402.4928 | 10700.7632 | 20545.689 | 12619.4851 | 23148.8725 | 20166.5 | 17000.3766 | 15704.688 | 23732.4884 | 37194.5379 | 16897.9227 | 32912.0919 | 13560.8556 | 27296.0175 | 22687.0602 | 23990.0743 | 15276.0228 | 16850.7566 | 20046.6703 | 18098.2637 | 25619.7702 | 15378.5258 | 19453.806 | 25386.5122 | 16539.365 | 24146.3187 | 20053.2652 | 11678.0049 | 21484.8937 | 12466.2513 | 13480.9443 | 23826.2315 | 15406.6515 | 23435.5532 | 21669.507 | 22561.336 | 36707.242 | 20219.3721 | 17343.2465 | 18750.8361 | 18707.1523 | 14349.3167 | 13615.9863 | 21953.4394 | 11694.8135 | 21418.1227 | 16817.9382 | 16729.6001 | 24894.4753 | 25269.1669 | 17674.4704 | 26194.483 | 16032.9698 | 9814.1813 | 19162.0212 | 10185.8836 | 12130.1568 | 19949.734 | 20230.1125 | 23877.903 | 22278.1886 | 20941.6386 | 18399.2381 | 10282.516 | 12324.12 | 15786.1673 | 10632.6733 | 39218.2963 | 28539.9312 | 17404.3201 | 21442.3248 | 15938.2415 | 43539.9234 | 19186.4489 | 16464.766 | 24816.2633 | 11505.1804 | 23095.5333 | 21775.4438 | 18392.8565 | 16438.106 | 14542.9284 | 20264.4049 | 9567.603 | 22655.6118 | 16656.8986 | 24247.744 | 14920.528 | 15620.078 | 18620.4285 | 33207.1393 | 23112.3343 | 33987.16 | 11516.924 | 32904.965 | 18287.3817 | 22516.506 | 14154.2895 | 23753.8131 | 9574.1286 | 31675.1202
Virus steady state concentration | n_ss/V | virus/m3 |  |  |  |  | n_ss/V | 138.1502 | 170.4909 | 59.9113 | 124.5442 | 165.6728 | 210.6676 | 122.2766 | 229.5614 | 72.2133 | 88.6992 | 115.9429 | 97.5521 | 150.5703 | 118.0415 | 105.9863 | 167.7698 | 196.6672 | 60.0957 | 109.6851 | 72.3159 | 82.7586 | 108.5939 | 249.1709 | 46.3124 | 52.8626 | 110.6809 | 122.6595 | 105.9425 | 80.824 | 91.7593 | 80.339 | 129.879 | 129.7573 | 169.7722 | 195.7728 | 187.4154 | 157.9466 | 131.7279 | 121.9655 | 108.9063 | 136.4615 | 130.5303 | 81.0999 | 90.0816 | 144.1325 | 122.4775 | 99.9728 | 187.1228 | 150.4587 | 274.4714 | 184.6453 | 96.6294 | 252.9332 | 174.5309 | 102.4566 | 112.3567 | 250.3009 | 146.0791 | 104.2697 | 197.136 | 112.4217 | 129.1401 | 142.8664 | 89.8521 | 185.2825 | 144.2675 | 167.1722 | 176.8864 | 123.6813 | 89.6574 | 179.4799 | 66.4457 | 152.7243 | 60.8064 | 72.0372 | 161.5564 | 111.9845 | 120.3703 | 101.9442 | 122.2176 | 187.5908 | 166.2655 | 76.2137 | 110.4469 | 106.0873 | 105.2995 | 127.023 | 146.879 | 225.3185 | 150.2986 | 155.798 | 147.1534 | 156.6585 | 148.9135 | 122.6538 | 126.7954 | 149.7452 | 196.1247 | 137.0474 | 95.6917 | 130.4156 | 116.969 | 174.3006 | 167.8952 | 101.4309 | 77.4771 | 173.2492 | 135.2446 | 159.7636 | 148.8234 | 64.297 | 109.0402 | 237.8865 | 195.5613 | 81.289 | 156.9109 | 53.5892 | 189.9172 | 117.4744 | 252.0801 | 130.8702 | 79.066 | 167.5215 | 140.4234 | 114.2983 | 108.9823 | 112.3578 | 101.4737 | 122.9191 | 88.3239 | 176.8687 | 106.6449 | 143.6185 | 189.8917 | 111.2755 | 225.4013 | 104.6877 | 207.1154 | 115.8038 | 100.3778 | 132.3271 | 90.9713 | 190.6438 | 114.8803 | 138.1262 | 169.9886 | 69.5464 | 276.0708 | 97.233 | 139.7666 | 129.1414 | 154.967 | 113.2991 | 187.4674 | 150.4191 | 135.5817 | 146.6269 | 95.3315 | 178.1254 | 86.0904 | 227.2125 | 152.1346 | 137.7142 | 94.1792 | 78.15 | 149.5307 | 204.0742 | 56.3053 | 115.0968 | 134.721 | 152.2807 | 155.6348 | 154.073 | 186.8059 | 83.8749 | 123.205 | 108.8894 | 180.0322 | 127.3526 | 169.3953 | 106.1088 | 133.6726 | 83.7451 | 67.0059 | 117.6767 | 116.5524 | 105.0476 | 142.648 | 124.4552 | 98.6706 | 136.4114 | 92.9366 | 133.1876 | 85.1226 | 101.1358 | 103.7186 | 184.919 | 124.9097 | 81.6362 | 179.7346 | 171.4984 | 96.4063 | 66.501 | 135.6927 | 180.7988 | 90.0611 | 74.7217 | 95.1107 | 106.8075 | 107.438 | 96.8092 | 156.124 | 129.4699 | 92.0334 | 79.19 | 192.6899 | 123.1581 | 138.0251 | 147.4448 | 128.3941 | 72.8113 | 176.0182 | 145.1171 | 146.6107 | 56.612 | 266.4687 | 147.7178 | 117.6724 | 305.8576 | 103.8804 | 61.927 | 151.8479 | 104.2562 | 155.3039 | 135.3714 | 152.3443 | 124.7348 | 113.412 | 85.3205 | 113.2775 | 204.2618 | 228.8309 | 120.4226 | 249.1427 | 77.19 | 110.1054 | 122.3107 | 140.6732 | 196.9412 | 67.5533 | 110.2347 | 78.6434 | 105.3406 | 198.7576 | 170.4493 | 210.773 | 94.3555 | 103.2177 | 151.021 | 106.2825 | 143.4873 | 109.6425 | 159.459 | 145.0568 | 70.6646 | 202.4773 | 72.4037 | 92.0901 | 134.4025 | 60.6241 | 147.7463 | 117.5121 | 130.9477 | 73.9119 | 125.323 | 160.5358 | 87.9999 | 126.867 | 118.9817 | 186.6511 | 111.6216 | 89.3099 | 176.1121 | 116.8789 | 102.3544 | 114.6861 | 132.662 | 136.5712 | 117.3728 | 60.1326 | 116.9334 | 101.2114 | 244.5029 | 130.8119 | 80.2271 | 103.199 | 102.3101 | 112.9182 | 87.5408 | 145.0169 | 91.5818 | 213.0834 | 198.95 | 142.4387 | 126.4661 | 80.7273 | 128.948 | 72.0141 | 166.3293 | 102.8133 | 71.3527 | 115.0352 | 104.1756 | 102.9757 | 104.2881 | 123.3451 | 166.676 | 224.4215 | 124.0411 | 141.5582 | 220.747 | 167.5082 | 71.5556 | 116.0014 | 108.591 | 101.868 | 160.9924 | 83.4173 | 74.1828 | 84.7066 | 258.9229 | 204.298 | 205.8126 | 176.2019 | 131.5057 | 209.2828 | 154.7424 | 96.1265 | 233.182 | 181.857 | 74.5414 | 114.0791 | 136.6471 | 121.3421 | 127.377 | 176.5202 | 70.3645 | 88.9469 | 143.0485 | 64.8548 | 123.3235 | 188.3828 | 87.0294 | 100.6408 | 100.4346 | 49.2869 | 124.1426 | 138.3098 | 123.9928 | 132.7823 | 136.2342 | 179.8431 | 70.5459 | 141.7151 | 80.6333 | 153.919 | 300.8203 | 141.7652 | 69.0195 | 62.3387 | 189.5305 | 159.4599 | 121.7711 | 96.5051 | 101.9033 | 135.1819 | 90.3546 | 122.7941 | 230.1643 | 94.5469 | 115.2193 | 89.7173 | 123.9098 | 203.6469 | 150.9822 | 102.4279 | 84.2345 | 237.5874 | 99.2683 | 94.9022 | 93.2094 | 106.3839 | 123.5711 | 98.8742 | 86.2543 | 173.5123 | 148.1827 | 85.9909 | 118.2632 | 206.7286 | 126.6792 | 118.3386 | 34.7674 | 105.9481 | 125.2925 | 98.8698 | 86.9481 | 142.582 | 88.3041 | 174.8376 | 62.3153 | 155.1933 | 100.7543 | 122.8504 | 124.1805 | 147.2586 | 107.5485 | 78.0641 | 132.7073 | 103.6567 | 260.6605 | 113.172 | 108.2219 | 79.4668 | 116.6246 | 113.9851 | 86.6835 | 75.5428 | 55.6295 | 193.1774 | 118.0357 | 114.6268 | 233.6584 | 139.3541 | 157.4135 | 72.0649 | 195.5957 | 74.6134 | 139.2143 | 145.2619 | 102.1047 | 117.3657 | 84.7351 | 186.819 | 93.3433 | 171.6145 | 127.286 | 156.037 | 92.3584 | 182.9098 | 78.7872 | 125.0091 | 150.0459 | 164.2815 | 101.9271 | 133.7378 | 162.9368 | 93.7854 | 104.5574 | 198.7007 | 169.5964 | 124.136 | 151.9458 | 174.9888 | 98.0784 | 109.8072 | 197.4841 | 95.9903 | 101.7299 | 143.7745 | 109.7675 | 70.8478 | 112.4179 | 124.549 | 148.6576 | 185.8373 | 89.1206 | 106.1095 | 186.8144 | 114.4439 | 60.5261 | 299.9245 | 141.9223 | 122.6083 | 134.0583 | 117.4014 | 78.509 | 146.7647 | 219.2965 | 119.6701 | 230.8798 | 164.8565 | 120.0975 | 81.6698 | 158.3506 | 230.0442 | 112.4667 | 189.5876 | 132.6054 | 117.5742 | 131.2186 | 54.8994 | 161.0574 | 126.2044 | 135.1737 | 99.8404 | 110.2303 | 61.6713 | 115.8572 | 162.8888 | 144.9437 | 123.9173 | 96.159 | 193.3278 | 131.7515 | 197.7345 | 117.1194 | 98.4473 | 113.0818 | 105.4809 | 64.2675 | 153.8344 | 105.6538 | 71.9387 | 160.6999 | 183.5271 | 143.2601 | 186.2912 | 162.3168 | 185.0708 | 32.629 | 110.8886 | 94.01 | 72.9078 | 87.0462 | 154.4578 | 112.2481 | 98.9049 | 72.4157 | 100.4632 | 130.3286 | 66.5896 | 104.3156 | 129.0479 | 127.0039 | 167.363 | 161.3901 | 91.8819 | 29.7749 | 127.1826 | 91.7676 | 218.7904 | 97.9188 | 103.0736 | 194.9965 | 114.5685 | 115.9339 | 336.6477 | 137.3314 | 137.9734 | 186.9887 | 213.124 | 102.8789 | 138.7637 | 130.7392 | 257.0195 | 160.9857 | 98.4605 | 166.9846 | 137.1151 | 138.3796 | 84.8917 | 205.0262 | 91.3025 | 103.9454 | 108.4106 | 70.3261 | 156.9336 | 210.2567 | 180.7477 | 184.8912 | 156.4592 | 89.4607 | 123.4106 | 120.2553 | 170.0086 | 157.0671 | 101.356 | 108.1663 | 120.7876 | 83.4966 | 75.6296 | 25.3217 | 114.833 | 146.324 | 109.7681 | 104.5325 | 111.7122 | 209.0072 | 162.3926 | 187.7203 | 133.7456 | 144.4031 | 74.6815 | 72.8857 | 176.8397 | 176.061 | 107.8558 | 178.2339 | 116.7448 | 164.2698 | 93.479 | 98.9956 | 56.8803 | 220.3496 | 94.3518 | 110.2897 | 97.6481 | 113.0209 | 87.1742 | 74.351 | 84.9937 | 145.0984 | 85.7208 | 207.2529 | 181.5532 | 172.2452 | 46.5272 | 62.8292 | 127.919 | 161.1305 | 150.8501 | 102.2903 | 164.5595 | 144.4839 | 96.0514 | 118.1482 | 148.7806 | 201.288 | 107.6946 | 147.3303 | 96.9122 | 135.6893 | 79.9987 | 79.2363 | 79.3703 | 148.2135 | 102.0291 | 127.8753 | 260.0146 | 130.7809 | 190.256 | 126.326 | 144.4742 | 131.5825 | 162.9523 | 108.1719 | 93.4054 | 166.6315 | 155.0385 | 167.2807 | 208.7804 | 8.2877 | 103.7358 | 183.0088 | 122.2769 | 113.9187 | 198.5297 | 152.2022 | 193.3985 | 197.7059 | 140.0574 | 101.5583 | 85.8052 | 129.0878 | 90.5578 | 112.2535 | 127.5005 | 43.2748 | 100.9679 | 64.0008 | 164.5428 | 43.449 | 135.3288 | 181.4246 | 109.3805 | 151.8406 | 140.4664 | 120.4429 | 222.6158 | 74.7005 | 194.8535 | 159.7834 | 181.9891 | 99.5738 | 114.7705 | 118.7108 | 112.2699 | 78.2645 | 40.746 | 160.7336 | 173.98 | 206.3468 | 89.1236 | 155.1753 | 138.8921 | 190.8688 | 257.9017 | 91.9963 | 9.7365 | 69.1299 | 87.4401 | 126.163 | 39.2543 | 209.2604 | 102.59 | 149.8257 | 131.15 | 268.1921 | 151.8356 | 106.1492 | 107.2992 | 104.7474 | 119.851 | 71.6882 | 102.3685 | 113.8066 | 231.1807 | 68.2169 | 72.0841 | 215.5513 | 119.2587 | 95.9912 | 120.0637 | 78.5048 | 114.8684 | 126.3392 | 123.1023 | 161.8224 | 121.6818 | 182.9103 | 75.2365 | 115.8902 | 267.1142 | 170.2675 | 181.6194 | 112.8628 | 79.4882 | 86.7059 | 139.5607 | 172.7276 | 117.6076 | 124.8132 | 142.183 | 98.3525 | 139.7573 | 111.6341 | 171.9394 | 113.0767 | 154.7702 | 185.7788 | 212.2711 | 64.1344 | 107.6499 | 150.6491 | 98.7175 | 91.7141 | 81.2012 | 150.3179 | 134.5652 | 131.9819 | 94.2527 | 93.1741 | 98.554 | 68.6563 | 183.8692 | 161.037 | 113.2659 | 73.8588 | 100.3363 | 134.4043 | 122.3387 | 172.3956 | 94.9647 | 114.4868 | 151.681 | 213.553 | 149.8437 | 85.6298 | 61.5187 | 145.7964 | 84.0075 | 122.969 | 118.5134 | 116.8815 | 101.2375 | 147.5453 | 103.5822 | 103.6406 | 131.9183 | 106.7283 | 123.1987 | 173.2997 | 147.1967 | 80.87 | 136.6528 | 40.8922 | 116.9183 | 149.9492 | 130.2236 | 84.2285 | 193.0637 | 118.2324 | 124.6392 | 173.9458 | 107.8755 | 130.6166 | 217.8824 | 154.3723 | 150.6962 | 92.9695 | 130.9112 | 141.7279 | 145.3575 | 129.0049 | 68.6958 | 123.9431 | 119.6179 | 142.1832 | 77.3765 | 91.9994 | 117.7393 | 148.6728 | 125.8278 | 126.7031 | 156.4 | 168.004 | 183.0813 | 82.44 | 164.5842 | 119.3414 | 132.1698 | 134.1029 | 238.1852 | 77.4666 | 161.8109 | 101.2851 | 122.8099 | 96.9523 | 106.9959 | 165.9716 | 124.9859 | 101.5377 | 138.495 | 148.5544 | 181.4709 | 143.6718 | 257.9193 | 126.2072 | 107.735 | 84.0128 | 107.2552 | 178.6801 | 65.4427 | 212.0081 | 100.3144 | 69.826 | 181.0166 | 155.3204 | 121.391 | 123.1274 | 58.0334 | 190.3618 | 105.2232 | 277.5396 | 148.7403 | 181.4934 | 73.2945 | 35.1308 | 114.5217 | 127.8944 | 80.0857 | 87.0171 | 102.8951 | 139.4753 | 46.1216 | 201.8618 | 183.3132 | 138.3895 | 176.1841 | 121.4529 | 103.6124 | 62.3747 | 84.7584 | 168.1188 | 112.3385 | 133.1716 | 114.4358 | 80.8531 | 93.2816 | 91.6303 | 70.5675 | 103.0274 | 195.7154 | 119.1093 | 119.1165 | 124.6518 | 189.7532 | 125.5516 | 93.6359 | 236.6213 | 94.3702 | 210.8775 | 129.6166 | 136.3335 | 182.2342 | 94.4915 | 133.7781 | 81.4934 | 163.1873 | 132.9998 | 197.1346 | 33.5082 | 173.2977 | 105.0467 | 97.7902 | 105.4224 | 104.2146 | 96.1662 | 172.2997 | 112.5633 | 167.6609 | 183.2404 | 160.5318 | 140.9404 | 85.7105 | 130.7226 | 74.8469 | 194.2231 | 120.2746 | 87.8348 | 159.375 | 70.6679 | 249.1018 | 90.9935 | 170.8899 | 144.2649 | 119.9912 | 89.9196 | 122.3837 | 130.7993 | 88.9858 | 122.9122 | 111.7168 | 139.0985 | 134.4382 | 149.7676 | 68.5178 | 112.4334 | 234.7204 | 151.9118 | 114.3033 | 92.0636 | 124.3516 | 114.6167 | 117.68 | 257.387 | 115.0059 | 177.8947 | 94.1112 | 110.3003 | 68.1409 | 127.4619 | 172.3511 | 199.6173 | 116.7144 | 130.3543 | 159.8887 | 117.7616 | 122.5378 | 110.2382 | 121.4068 | 140.4306 | 113.8658 | 83.4169 | 132.1695 | 132.8128 | 64.881 | 165.3026 | 110.9654 | 110.152 | 108.5674 | 110.7009 | 96.6316 | 220.2663 | 97.6279 | 140.421 | 130.7584 | 173.3475 | 40.9689 | 126.5054 | 85.2956 | 77.2838 | 118.4639 | 62.9219 | 83.9342 | 76.4822 | 124.503 | 135.4676 | 182.6599 | 197.7728 | 289.8435 | 61.9527 | 84.2826 | 125.3215 | 84.669 | 90.886 | 101.7187 | 86.1716 | 82.3691 | 185.247 | 145.9852 | 103.2766 | 259.5867 | 278.0855 | 77.6108 | 87.0422 | 57.9707 | 118.0842 | 144.9922 | 48.8298 | 210.9821 | 288.2472 | 103.1282 | 133.112 | 112.7067 | 157.0248 | 110.2346 | 92.9343 | 106.2439 | 84.6289 | 192.8388 | 121.7639 | 123.8861 | 163.4726 | 190.7087 | 184.9168 | 61.1205 | 155.0826 | 153.0104 | 97.1105 | 78.8365 | 78.9953 | 179.551 | 76.8916 | 80.0708 | 79.6608 | 64.7698 | 53.3377 | 158.0425 | 145.1078 | 133.2808 | 178.8838 | 149.789 | 117.969 | 124.6949 | 167.0861 | 225.4391 | 82.4102 | 111.4257 | 124.032 | 126.1303 | 52.4555 | 147.0418 | 62.4551 | 69.1438 | 206.3157 | 147.2152 | 89.1789 | 162.3854 | 130.1433 | 84.3098 | 162.9796 | 90.6809 | 120.4566 | 132.3016 | 128.366 | 128.4205 | 47.3364 | 37.8425 | 65.5317 | 108.076 | 132.7125 | 175.4354 | 130.6286 | 140.3941 | 121.0977 | 114.8265 | 118.866 | 96.4934 | 241.9956 | 177.7941 | 174.8696 | 259.931 | 170.019 | 144.1799 | 164.7208 | 99.2386 | 81.0217 | 66.2448 | 94.0436 | 112.723 | 224.4795 | 99.6655 | 196.5314 | 252.5436 | 141.9976 | 114.7303 | 120.7824 | 154.0261 | 87.1017 | 129.6294 | 144.0231 | 245.1487 | 57.8363 | 154.4715 | 94.3656 | 167.1619 | 65.6231 | 126.6617 | 204.9012 | 165.7256 | 124.244 | 132.5267 | 164.483 | 62.3524 | 92.6653 | 96.7319 | 190.7985 | 101.9535 | 122.0016 | 51.4866 | 189.3776 | 117.8547 | 196.8249 | 146.2555 | 260.0707 | 114.1263 | 57.8669 | 177.9225 | 205.8441 | 162.1374 | 232.2736 | 158.1988 | 117.0989 | 155.4894 | 197.7699 | 94.7098 | 230.9308 | 210.4522 | 105.1244 | 57.144 | 129.8827 | 194.2545 | 167.0008 | 63.0769 | 176.4656 | 154.8384 | 162.187 | 139.5692 | 133.1145 | 53.1853 | 147.5532 | 78.1773 | 95.4311 | 139.8966 | 83.9112 | 91.5076 | 71.5337 | 147.2865 | 99.6912 | 93.723 | 51.6774 | 191.0722 | 208.222 | 138.1507 | 97.8622 | 171.6451 | 169.8277 | 252.4591 | 143.7935 | 147.8797 | 121.2266 | 199.3374 | 132.2812 | 85.5325 | 123.2539 | 121.3374 | 127.5724 | 79.8438 | 132.5924 | 87.9471 | 117.2473 | 146.5142 | 126.0878 | 192.9084 | 162.2979 | 94.0566 | 130.0435 | 135.6473 | 127.8045 | 88.007 | 117.222 | 143.0721 | 138.0646 | 97.1926 | 250.6271 | 36.3528 | 122.5908 | 156.1268 | 77.1928 | 82.546 | 99.7084 | 194.7925 | 65.3729 | 124.0559 | 131.5482 | 167.8462 | 113.6774 | 100.0518 | 217.0182 | 209.489 | 145.3221 | 129.4068 | 122.8757 | 102.291 | 128.4389 | 124.1026 | 152.6577 | 128.7026 | 118.2261 | 129.8885 | 104.2974 | 121.4767 | 178.6558 | 72.4115 | 226.6058 | 162.4018 | 121.5148 | 195.61 | 125.1026 | 114.5864 | 108.1247 | 125.4052 | 89.401 | 73.902 | 98.435 | 103.8791 | 49.7062 | 127.555 | 268.7042 | 185.7521 | 255.4743 | 108.5406 | 104.8008 | 252.2295 | 112.4095 | 94.757 | 166.2713 | 126.415 | 193.1454 | 170.5011 | 103.6886 | 86.0607 | 177.3933 | 131.8329 | 99.9788 | 226.4531 | 151.2379 | 85.021 | 158.501 | 113.242 | 156.7211 | 82.2985 | 164.5999 | 91.9436 | 152.906 | 158.2473 | 95.3047 | 89.1184 | 92.8811 | 86.5615 | 174.8784 | 64.9165 | 195.2319 | 100.9945 | 246.2092 | 126.356 | 105.5465 | 72.3329 | 140.7199 | 75.8142 | 103.9631 | 74.7549 | 201.749 | 151.9065 | 86.7559 | 97.2629 | 82.552 | 164.8875 | 125.6586 | 216.9299 | 179.7667 | 118.164 | 144.0202 | 141.3149 | 140.2682 | 269.6034 | 185.2554 | 188.2722 | 140.282 | 105.089 | 98.7396 | 91.0605 | 102.9876 | 124.554 | 104.8798 | 104.2702 | 143.4024 | 95.5793 | 94.8134 | 89.7949 | 150.975 | 106.3009 | 115.3777 | 102.4685 | 216.6203 | 91.8042 | 163.3752 | 140.3917 | 141.2936 | 123.5359 | 123.4286 | 144.5647 | 123.2861 | 194.7965 | 161.0215 | 195.353 | 92.3371 | 115.8918 | 112.1926 | 84.3569 | 140.6078 | 120.8766 | 100.0638 | 368.7303 | 129.2725 | 88.1617 | 56.8769 | 113.2947 | 182.6059 | 159.826 | 274.647 | 122.4002 | 96.7554 | 94.9964 | 92.3411 | 157.7746 | 139.432 | 172.7365 | 87.8337 | 120.0012 | 44.8704 | 93.9907 | 152.1752 | 137.6699 | 195.0783 | 146.3566 | 86.4595 | 168.9731 | 117.0192 | 240.3376 | 85.5763 | 85.2575 | 93.9116 | 87.2054 | 137.8624 | 54.8113 | 94.5719 | 92.7434 | 140.0174 | 200.7942 | 57.3375 | 139.6178 | 104.0171 | 233.4288 | 129.4048 | 134.7775 | 123.7108 | 87.1611 | 164.175 | 101.2234 | 248.3935 | 124.3927 | 112.9572 | 120.9276 | 54.403 | 75.486 | 126.3461 | 41.8999 | 83.0092 | 212.8511 | 74.1161 | 182.9934 | 85.0856 | 60.8378 | 65.68 | 106.2284 | 101.4342 | 139.9551 | 207.8448 | 85.6306 | 151.279 | 194.0561 | 107.1843 | 111.3416 | 134.5859 | 210.6778 | 136.4989 | 90.2009 | 207.9103 | 198.9914 | 139.3439 | 111.5776 | 133.9502 | 145.7589 | 77.0899 | 146.4039 | 151.8482 | 133.2268 | 97.7536 | 133.167 | 127.0202 | 88.104 | 142.9402 | 116.4102 | 175.4671 | 120.8256 | 94.3909 | 91.7975 | 191.5762 | 123.3156 | 114.0741 | 84.0811 | 176.5906 | 124.504 | 100.2198 | 87.534 | 99.056 | 108.0917 | 146.8536 | 134.0234 | 125.6857 | 168.555 | 119.3041 | 138.9591 | 82.4765 | 124.4764 | 127.3079 | 112.1888 | 139.1534 | 131.1163 | 160.8291 | 180.9816 | 77.7402 | 118.8516 | 115.4596 | 70.4332 | 101.8015 | 110.438 | 62.1441 | 194.8839 | 123.9339 | 125.2523 | 113.4098 | 139.7855 | 132.6604 | 85.1714 | 305.7171 | 84.5496 | 96.8942 | 88.4775 | 88.369 | 106.95 | 69.913 | 191.224 | 116.1292 | 242.6657 | 106.2914 | 94.0607 | 76.0284 | 120.1608 | 140.9115 | 47.3896 | 133.6559 | 125.6479 | 162.5366 | 140.2368 | 189.0704 | 271.3763 | 95.6747 | 82.4019 | 133.9039 | 122.1845 | 179.0405 | 194.6879 | 98.0729 | 127.8993 | 113.0766 | 151.0855 | 139.3562 | 86.5089 | 161.6501 | 108.0422 | 131.4396 | 97.1364 | 162.7269 | 141.0255 | 132.6472 | 72.4625 | 188.4067 | 62.4566 | 130.7984 | 128.0343 | 124.5153 | 152.3396 | 189.57 | 163.4313 | 81.5261 | 134.6521 | 170.2908 | 106.7006 | 93.9359 | 127.074 | 105.1311 | 118.2648 | 144.5981 | 161.846 | 207.7227 | 170.3436 | 168.9182 | 158.5148 | 102.1819 | 129.4146 | 81.1997 | 210.6233 | 79.0798 | 119.9578 | 186.6473 | 176.9452 | 141.9182 | 121.8198 | 84.03 | 153.271 | 110.0299 | 59.5602 | 190.519 | 101.2516 | 121.6707 | 129.8893 | 101.6065 | 88.2051 | 147.4188 | 155.5557 | 64.8514 | 114.4902 | 59.7684 | 71.2362 | 77.0999 | 132.354 | 85.3681 | 151.4862 | 156.1805 | 123.4566 | 155.4778 | 92.9016 | 124.9492 | 114.1233 | 161.43 | 95.7276 | 110.0477 | 69.9828 | 191.6766 | 197.2411 | 79.5822 | 304.6378 | 99.6551 | 161.2569 | 155.0022 | 135.4677 | 125.8538 | 116.7699 | 232.0069 | 90.767 | 106.0886 | 157.2775 | 110.8409 | 255.6244 | 133.9132 | 99.2089 | 112.1766 | 95.3802 | 123.1206 | 127.9718 | 150.8629 | 117.4005 | 74.1825 | 74.5944 | 59.4576 | 79.4161 | 133.5545 | 116.1164 | 158.0433 | 127.9663 | 210.5888 | 125.8239 | 199.8656 | 131.5718 | 105.451 | 175.3015 | 146.3859 | 95.225 | 131.4467 | 166.8574 | 111.3369 | 85.7999 | 174.8059 | 89.4614 | 105.6855 | 109.629 | 75.9425 | 128.3095 | 248.6042 | 67.3833 | 104.7209 | 159.4504 | 157.9731 | 73.9894 | 80.9927 | 198.669 | 203.3407 | 66.6496 | 189.856 | 179.4536 | 77.989 | 165.8305 | 115.8157 | 117.3791 | 159.2385 | 78.8538 | 96.1979 | 177.7143 | 104.3471 | 93.1489 | 144.8691 | 283.5454 | 129.9604 | 125.8761 | 109.0965 | 167.0527 | 64.1747 | 153.7841 | 187.9011 | 147.0725 | 93.7698 | 137.8834 | 168.5852 | 167.4421 | 136.3256 | 179.1825 | 108.0033 | 194.1089 | 87.104 | 89.3581 | 98.7439 | 227.5973 | 113.8382 | 72.2639 | 134.2191 | 178.839 | 83.8087 | 149.3771 | 159.5684 | 123.3932 | 75.1397 | 65.1213 | 220.615 | 106.721 | 126.0729 | 69.8127 | 143.3322 | 146.081 | 125.7609 | 205.4692 | 136.02 | 134.9168 | 128.2537 | 172.345 | 145.0913 | 173.3884 | 68.6641 | 128.6097 | 108.1384 | 87.9604 | 215.2869 | 158.8488 | 129.8109 | 70.2333 | 92.781 | 160.1468 | 120.8549 | 96.1686 | 126.3831 | 113.7895 | 155.3766 | 93.5634 | 190.579 | 153.6203 | 101.5715 | 39.2348 | 146.7145 | 131.8976 | 147.2738 | 155.1401 | 94.212 | 148.1397 | 126.6475 | 154.6414 | 179.1849 | 120.1131 | 84.7617 | 114.3743 | 126.6539 | 98.3703 | 154.2691 | 199.6904 | 163.2833 | 186.0005 | 173.6079 | 118.6177 | 151.2349 | 105.5937 | 132.6273 | 88.2066 | 146.7314 | 82.4586 | 65.4882 | 118.1863 | 162.9639 | 176.7289 | 231.6169 | 151.8598 | 112.5656 | 84.099 | 110.5086 | 58.4653 | 98.1193 | 119.965 | 119.2743 | 93.7733 | 160.375 | 65.427 | 120.8419 | 87.7282 | 67.8027 | 64.0557 | 71.1204 | 172.8369 | 56.8469 | 112.7392 | 193.8042 | 85.1429 | 83.7707 | 137.1718 | 136.2731 | 94.159 | 195.6992 | 123.1722 | 106.2826 | 84.4964 | 156.5544 | 114.9649 | 144.6124 | 84.4334 | 81.5228 | 69.3103 | 97.5506 | 120.7819 | 24.141 | 83.9102 | 149.4544 | 90.7648 | 101.493 | 153.2163 | 85.3178 | 98.6949 | 146.1464 | 115.8605 | 67.5339 | 128.4604 | 53.931 | 127.2536 | 117.0336 | 102.8524 | 119.7343 | 101.6582 | 122.0874 | 124.3214 | 104.2504 | 94.6625 | 166.8237 | 115.3174 | 245.7967 | 331.0641 | 105.3862 | 124.9025 | 124.3082 | 110.9528 | 77.5057 | 216.4661 | 71.4152 | 181.8968 | 177.102 | 122.9278 | 62.6054 | 155.4798 | 96.7957 | 186.1147 | 184.4941 | 147.8689 | 244.7873 | 76.6181 | 242.0815 | 153.1206 | 92.6383 | 86.858 | 121.9568 | 99.4822 | 146.8048 | 202.4976 | 88.9529 | 75.9431 | 130.5324 | 177.7913 | 135.8049 | 166.9188 | 90.6145 | 177.2807 | 87.1251 | 82.8949 | 78.0111 | 119.9581 | 97.5642 | 75.9486 | 174.0248 | 155.0975 | 118.5389 | 111.8833 | 182.3223 | 206.9808 | 188.64 | 124.7628 | 147.3778 | 114.0519 | 59.0669 | 167.5872 | 123.1195 | 142.6862 | 135.2364 | 230.6581 | 157.0761 | 133.7094 | 57.2553 | 163.2016 | 144.5937 | 247.5412 | 113.678 | 150.5203 | 133.7861 | 133.262 | 150.8377 | 132.4769 | 237.968 | 76.4965 | 81.6409 | 91.7307 | 134.495 | 84.6547 | 112.7717 | 64.9525 | 172.1423 | 125.5195 | 199.421 | 90.6022 | 74.5405 | 60.4919 | 78.6795 | 154.9152 | 36.8666 | 93.8198 | 137.4492 | 194.5081 | 61.8883 | 59.9513 | 153.0762 | 140.1528 | 110.4379 | 156.3877 | 144.2592 | 89.4663 | 174.467 | 86.7049 | 77.5019 | 121.0455 | 56.3061 | 103.0844 | 208.1597 | 131.2614 | 105.7225 | 87.5355 | 200.6817 | 257.5794 | 195.8263 | 141.3892 | 106.8305 | 229.3212 | 169.7915 | 115.213 | 88.2911 | 197.4204 | 0.25787 | 108.3953 | 118.8492 | 72.407 | 73.7536 | 199.5959 | 79.4152 | 245.2696 | 107.7985 | 89.9491 | 155.8014 | 144.9164 | 101.8426 | 106.5684 | 152.7571 | 113.4528 | 211.5417 | 159.5839 | 106.3331 | 97.4295 | 147.3343 | 198.2078 | 105.5719 | 131.0928 | 82.3895 | 212.9852 | 106.773 | 89.9754 | 84.6535 | 135.12 | 167.6815 | 157.1529 | 113.5961 | 160.5932 | 137.337 | 105.6824 | 65.3442 | 147.1025 | 82.5125 | 120.2162 | 125.2723 | 117.9086 | 156.7242 | 123.6723 | 65.043 | 294.2941 | 94.2127 | 84.4625 | 182.4462 | 123.3124 | 171.0543 | 163.1145 | 74.6815 | 39.0753 | 79.2153 | 127.7062 | 144.476 | 95.4912 | 72.4075 | 205.9843 | 79.6654 | 86.9606 | 152.3526 | 168.5072 | 184.0519 | 185.1056 | 76.8582 | 86.8863 | 41.4201 | 94.9373 | 171.8377 | 113.2414 | 138.947 | 86.8975 | 155.7721 | 119.9258 | 231.3732 | 137.2491 | 102.5121 | 149.0137 | 130.927 | 83.4702 | 102.1879 | 122.7337 | 105.5103 | 124.1043 | 165.0178 | 74.8424 | 91.9184 | 86.1332 | 115.0356 | 144.1446 | 77.6294 | 182.4018 | 142.4973 | 227.939 | 129.515 | 123.4551 | 123.4841 | 101.3045 | 72.9068 | 239.2096 | 208.4347 | 152.1923 | 192.009 | 104.7815 | 267.3425 | 110.2187 | 154.6457 | 163.7512 | 95.5429 | 136.7995 | 114.3974 | 128.1805 | 181.2548 | 148.9937 | 141.7986 | 125.1874 | 149.9733 | 164.8315 | 189.4954 | 160.4156 | 170.6282 | 104.7206 | 93.0713 | 80.618 | 139.9442 | 82.0887 | 113.6003 | 163.0772 | 175.0077 | 239.046 | 109.0554 | 116.8061 | 209.4262 | 154.7688 | 145.5628 | 101.7513 | 98.2544 | 67.8505 | 89.9398 | 136.8658 | 122.6476 | 232.2111 | 137.206 | 86.6215 | 92.476 | 87.6853 | 131.6995 | 137.0361 | 177.8113 | 91.1638 | 67.2855 | 126.2253 | 149.9755 | 181.0769 | 143.6073 | 114.88 | 186.8093 | 143.2831 | 97.5714 | 77.7276 | 97.3081 | 136.8708 | 87.0429 | 73.9231 | 142.5544 | 150.2263 | 174.615 | 120.3734 | 161.4545 | 154.7352 | 182.4833 | 78.0311 | 127.4101 | 235.2858 | 79.249 | 138.4026 | 108.7958 | 142.2554 | 123.2363 | 174.6565 | 156.2553 | 80.6602 | 121.9322 | 125.0547 | 133.054 | 131.2093 | 136.8883 | 122.4828 | 90.1892 | 121.2619 | 78.1393 | 90.5628 | 161.4195 | 129.3781 | 103.366 | 126.1968 | 83.8254 | 143.7403 | 175.9883 | 118.5344 | 222.0825 | 128.5337 | 168.0412 | 117.6498 | 93.8914 | 193.4832 | 175.8157 | 65.5148 | 154.7211 | 158.7712 | 124.4908 | 160.926 | 75.7392 | 176.6251 | 152.4282 | 181.822 | 145.659 | 180.2115 | 95.3203 | 99.5098 | 161.0602 | 303.8798 | 190.1078 | 107.3133 | 110.7051 | 181.2926 | 102.6942 | 70.817 | 145.6148 | 146.5987 | 120.2276 | 177.5403 | 143.2906 | 181.679 | 118.3505 | 75.6667 | 184.8555 | 281.0645 | 124.9093 | 101.2533 | 149.2796 | 147.1742 | 245.8426 | 117.9301 | 167.8517 | 133.5637 | 84.2418 | 141.5504 | 90.9046 | 218.6794 | 166.2894 | 147.5926 | 54.5908 | 158.6619 | 131.7466 | 107.4725 | 242.264 | 210.2178 | 145.4558 | 87.5597 | 153.1172 | 110.899 | 188.6426 | 74.2888 | 207.5592 | 173.6267 | 195.7496 | 76.8568 | 120.4919 | 180.7873 | 85.6224 | 139.5579 | 181.7193 | 115.732 | 105.1612 | 123.0898 | 127.0039 | 113.9205 | 68.2527 | 94.1073 | 146.1228 | 166.4724 | 187.89 | 146.681 | 166.2188 | 98.9414 | 144.4246 | 124.4234 | 80.7223 | 124.5902 | 160.6135 | 65.6451 | 162.5513 | 102.5415 | 189.5132 | 103.575 | 147.1738 | 70.1809 | 223.0763 | 67.3409 | 139.6176 | 155.8301 | 117.4416 | 202.0905 | 85.5184 | 113.4061 | 77.7319 | 171.7083 | 149.7006 | 106.3491 | 100.1114 | 146.201 | 109.4134 | 190.9357 | 132.324 | 269.3093 | 61.6958 | 76.5816 | 155.2759 | 145.1381 | 159.179 | 127.0872 | 118.3049 | 168.283 | 93.3366 | 223.5838 | 135.9458 | 115.8869 | 108.333 | 136.6447 | 182.158 | 101.7959 | 137.2678 | 95.3374 | 192.9927 | 83.6664 | 157.7532 | 117.1083 | 236.3691 | 188.4532 | 167.3549 | 186.2402 | 130.4468 | 234.1464 | 192.1599 | 48.3171 | 137.327 | 100.7513 | 148.2176 | 121.091 | 114.3567 | 108.3458 | 152.0028 | 142.9265 | 138.1425 | 110.4051 | 147.9112 | 81.5501 | 77.3135 | 113.1363 | 130.6014 | 101.8419 | 61.346 | 85.9754 | 75.1814 | 123.4828 | 127.9406 | 105.3075 | 96.707 | 145.5539 | 208.4795 | 82.9569 | 132.1536 | 208.4008 | 216.576 | 72.8335 | 169.1191 | 82.0468 | 81.0978 | 131.1149 | 269.7972 | 58.6973 | 151.909 | 100.3683 | 163.5343 | 105.7487 | 124.6907 | 170.0744 | 108.0415 | 146.2027 | 126.355 | 145.592 | 124.4156 | 69.001 | 157.9817 | 144.7859 | 42.1363 | 118.8022 | 85.361 | 95.002 | 92.2599 | 130.7827 | 161.3968 | 94.3797 | 129.8845 | 95.7885 | 205.3465 | 84.2854 | 119.1727 | 76.8529 | 114.9109 | 169.9158 | 208.9381 | 158.7659 | 195.8435 | 74.1683 | 139.8781 | 127.4354 | 166.6883 | 107.4709 | 63.2022 | 111.0223 | 149.0643 | 90.9944 | 117.5617 | 205.1174 | 67.2645 | 102.0322 | 78.7453 | 78.0193 | 92.4971 | 127.2531 | 163.947 | 112.5565 | 103.8763 | 116.9529 | 133.7576 | 94.2841 | 170.4656 | 100.207 | 239.656 | 58.9894 | 96.3321 | 187.8742 | 174.3564 | 199.5538 | 135.3035 | 73.1206 | 124.9525 | 129.3147 | 209.6948 | 163.9225 | 100.957 | 124.7772 | 146.9924 | 119.733 | 166.9651 | 131.7055 | 167.0256 | 68.6002 | 31.6565 | 105.4323 | 197.8251 | 97.8751 | 239.2524 | 132.4579 | 101.6939 | 103.8388 | 183.6617 | 99.6824 | 123.0877 | 110.8744 | 171.1976 | 125.1677 | 223.1884 | 150.2243 | 132.2077 | 82.5365 | 131.4204 | 136.125 | 90.4518 | 83.7447 | 193.0383 | 103.9257 | 212.4712 | 99.4703 | 103.4932 | 112.8245 | 157.9085 | 143.732 | 120.4436 | 93.5971 | 137.4344 | 108.5141 | 117.2264 | 112.5767 | 54.4185 | 87.2133 | 49.346 | 95.3127 | 126.6804 | 198.583 | 113.3291 | 78.1231 | 141.1267 | 87.2495 | 167.199 | 162.1279 | 110.2775 | 58.9267 | 118.5173 | 86.3815 | 89.5537 | 103.3408 | 155.7877 | 185.9171 | 209.3171 | 70.7864 | 109.5004 | 84.0113 | 66.4874 | 139.3566 | 72.5838 | 155.7091 | 164.4015 | 106.4352 | 179.8448 | 56.8517 | 57.2283 | 92.1011 | 64.5847 | 113.633 | 81.842 | 141.8416 | 76.8149 | 69.9126 | 84.5091 | 116.5722 | 138.1954 | 81.3957 | 158.2582 | 79.6332 | 35.4039 | 311.0292 | 171.3903 | 155.8089 | 73.8833 | 110.1737 | 175.4967 | 85.954 | 97.5595 | 113.2845 | 142.9192 | 77.432 | 91.8212 | 84.526 | 69.737 | 125.6412 | 146.6704 | 108.9894 | 159.7096 | 167.3427 | 144.3731 | 151.4776 | 101.3488 | 187.9232 | 140.5972 | 121.8678 | 186.1156 | 92.4435 | 189.1881 | 135.1593 | 170.0607 | 176.8089 | 124.8376 | 129.5594 | 151.6083 | 63.0803 | 193.7875 | 108.407 | 169.0492 | 178.2378 | 80.0791 | 61.4291 | 122.949 | 157.4458 | 71.7521 | 143.337 | 115.9231 | 83.4826 | 90.8037 | 168.3792 | 69.9302 | 137.358 | 109.4538 | 95.7855 | 86.8062 | 122.4426 | 165.0914 | 112.9365 | 184.3844 | 147.1018 | 159.0372 | 144.8733 | 94.2005 | 59.5747 | 99.4927 | 129.0359 | 175.1095 | 115.9174 | 150.6795 | 166.4692 | 86.5119 | 144.208 | 88.6519 | 88.3815 | 95.7728 | 86.563 | 130.6832 | 68.9297 | 132.7221 | 89.5859 | 78.068 | 129.3759 | 147.0605 | 83.4498 | 191.3825 | 134.2249 | 56.9169 | 105.8953 | 104.7568 | 71.6592 | 82.8582 | 176.7309 | 123.4931 | 117.3932 | 239.0819 | 225.139 | 132.0415 | 148.291 | 139.0601 | 180.7998 | 104.8086 | 116.5271 | 47.23 | 97.4825 | 173.5685 | 144.8579 | 151.2661 | 130.3438 | 143.8363 | 163.4915 | 119.6736 | 151.5601 | 123.9862 | 165.6064 | 157.4813 | 119.2134 | 83.4682 | 107.7312 | 44.3142 | 90.0946 | 209.5661 | 87.961 | 99.6589 | 65.4726 | 48.1256 | 89.5914 | 91.0363 | 79.6063 | 119.9847 | 211.6118 | 183.0095 | 102.6186 | 95.2111 | 102.7081 | 50.5336 | 95.9223 | 135.5857 | 94.504 | 185.1696 | 110.8737 | 131.0048 | 202.2373 | 219.1049 | 112.7967 | 82.3217 | 153.4696 | 176.0474 | 76.4841 | 115.1837 | 117.8859 | 91.4037 | 133.2463 | 144.3951 | 150.5097 | 90.8449 | 130.3031 | 125.9865 | 117.8557 | 106.9421 | 138.696 | 91.4009 | 135.8256 | 150.0131 | 63.0236 | 92.4093 | 159.141 | 54.2187 | 150.8634 | 129.2183 | 248.1783 | 129.1108 | 147.0466 | 101.0852 | 113.1897 | 79.3265 | 136.7593 | 185.4382 | 136.3918 | 136.6056 | 110.248 | 114.4674 | 180.8159 | 101.7148 | 83.9795 | 74.4749 | 82.4922 | 44.4968 | 118.7362 | 111.6117 | 50.8651 | 122.8393 | 82.3834 | 165.4077 | 137.4041 | 116.8034 | 150.4237 | 178.1531 | 104.933 | 148.6823 | 221.5395 | 97.7478 | 76.1463 | 114.0473 | 105.0604 | 117.4415 | 107.5082 | 100.6088 | 143.5562 | 162.7555 | 49.1781 | 203.4374 | 110.685 | 209.7107 | 191.0669 | 114.8068 | 160.9586 | 83.9533 | 81.8438 | 166.5963 | 130.9117 | 64.9828 | 105.8325 | 114.2385 | 196.5769 | 104.13 | 114.7733 | 208.1634 | 71.7594 | 253.6061 | 141.0261 | 118.0691 | 28.5164 | 140.0757 | 58.1869 | 108.1121 | 118.5461 | 133.4259 | 142.8729 | 122.8719 | 89.0544 | 110.8177 | 102.4602 | 161.5813 | 96.9695 | 103.5156 | 98.9325 | 61.0932 | 101.601 | 122.9291 | 164.3831 | 282.1134 | 181.9723 | 63.2682 | 105.7485 | 106.6336 | 88.2407 | 202.2971 | 103.4712 | 168.5454 | 151.8441 | 167.0607 | 160.3797 | 92.0387 | 123.9056 | 152.5918 | 240.3563 | 77.6051 | 183.7928 | 279.5948 | 191.6428 | 149.7971 | 117.8858 | 147.4823 | 114.4039 | 129.8216 | 84.09 | 131.7794 | 164.4141 | 92.239 | 131.4309 | 28.0353 | 134.1516 | 233.1343 | 127.1211 | 194.476 | 142.7965 | 189.6478 | 100.3138 | 164.5838 | 136.5992 | 184.485 | 151.2048 | 222.9399 | 89.5265 | 111.0829 | 144.0942 | 200.0583 | 121.6087 | 101.0013 | 115.4244 | 191.8331 | 87.161 | 64.1696 | 234.8014 | 141.1909 | 85.7815 | 137.9837 | 168.1759 | 85.7231 | 139.6335 | 227.055 | 145.8482 | 105.6327 | 177.6417 | 150.3035 | 101.967 | 161.291 | 138.9484 | 138.511 | 186.0229 | 183.9103 | 194.4694 | 138.7517 | 135.5041 | 250.243 | 125.027 | 142.9002 | 30.4389 | 117.6817 | 161.3232 | 107.8413 | 111.9677 | 89.2468 | 58.8416 | 155.4105 | 140.4878 | 160.4827 | 112.8479 | 93.4803 | 139.9224 | 135.8286 | 124.9358 | 124.8145 | 65.7123 | 105.4114 | 128.3321 | 226.9408 | 152.9226 | 192.8645 | 92.8849 | 126.5036 | 67.6831 | 91.0081 | 175.6989 | 151.738 | 110.5653 | 108.8237 | 164.4834 | 76.009 | 88.4238 | 184.5547 | 130.8095 | 238.2056 | 132.1346 | 57.0313 | 87.3036 | 128.7017 | 76.6427 | 75.9446 | 103.8338 | 140.5102 | 98.9365 | 96.7405 | 85.4967 | 105.8141 | 111.2239 | 65.7101 | 223.7129 | 112.1719 | 123.1953 | 123.9858 | 95.9037 | 101.0135 | 139.7023 | 154.8834 | 138.9929 | 108.6921 | 87.7498 | 70.0705 | 122.8291 | 120.1937 | 80.7248 | 119.5457 | 177.9615 | 108.7029 | 154.4651 | 114.5847 | 95.2323 | 204.4526 | 128.2343 | 143.7067 | 238.5717 | 126.5944 | 97.996 | 181.6367 | 90.0751 | 110.0359 | 132.1111 | 117.6484 | 214.1387 | 141.6211 | 172.5229 | 172.3751 | 117.5288 | 132.3324 | 63.1025 | 101.9753 | 89.6725 | 111.6067 | 129.1939 | 131.4324 | 29.9052 | 116.1746 | 142.6781 | 174.2737 | 97.5303 | 134.2257 | 88.0863 | 139.8284 | 158.5101 | 96.821 | 83.2108 | 108.0648 | 103.6973 | 96.2894 | 97.4793 | 110.4187 | 124.4151 | 61.7991 | 72.5312 | 174.0191 | 190.0166 | 107.6657 | 87.8266 | 119.9372 | 110.7694 | 157.7455 | 136.7763 | 177.5065 | 126.1775 | 22.459 | 140.5138 | 112.6068 | 142.9503 | 58.7597 | 166.4163 | 91.8007 | 259.6577 | 163.6901 | 203.0411 | 73.7738 | 218.1235 | 77.0044 | 202.1588 | 100.8303 | 221.3333 | 241.2169 | 62.4761 | 124.7003 | 154.2858 | 201.9613 | 113.2046 | 97.6207 | 57.8005 | 61.8219 | 11.0728 | 112.7503 | 220.1709 | 187.7928 | 18.9334 | 190.6436 | 98.6226 | 148.5634 | 59.6458 | 67.6321 | 130.5537 | 189.2515 | 179.6326 | 247.3389 | 133.5826 | 155.8218 | 161.0429 | 159.8027 | 152.0122 | 58.241 | 332.3088 | 82.4656 | 155.8639 | 104.285 | 157.9327 | 271.7478 | 237.3091 | 124.7661 | 140.2538 | 153.7376 | 173.0887 | 177.8261 | 68.6133 | 100.6323 | 135.4449 | 131.312 | 170.3364 | 253.66 | 185.1118 | 142.9178 | 137.9286 | 151.0037 | 109.7468 | 107.6037 | 97.8904 | 120.2044 | 96.5715 | 57.2352 | 122.7902 | 131.4376 | 106.965 | 104.7885 | 126.2839 | 82.6189 | 67.2872 | 113.6214 | 107.2338 | 160.0898 | 131.4257 | 69.532 | 240.3546 | 85.7659 | 188.3975 | 183.6509 | 167.4102 | 70.023 | 106.7833 | 129.3348 | 109.7836 | 108.8635 | 258.5601 | 83.2951 | 164.5631 | 208.5729 | 147.9582 | 71.7126 | 91.7448 | 107.1708 | 142.7596 | 102.9351 | 180.3434 | 53.1489 | 142.5616 | 180.922 | 143.9894 | 74.6622 | 84.107 | 64.9052 | 93.6206 | 98.6506 | 148.8281 | 106.976 | 176.7347 | 115.9132 | 80.9444 | 135.6374 | 177.8369 | 230.1485 | 217.8494 | 123.8291 | 146.8909 | 102.2333 | 90.9292 | 96.7246 | 83.4714 | 143.7547 | 64.8683 | 94.7233 | 104.3822 | 75.8292 | 75.6999 | 90.8846 | 191.354 | 154.2436 | 110.259 | 82.6705 | 175.997 | 157.8332 | 214.2048 | 181.2679 | 107.5608 | 248.2943 | 91.8571 | 192.1391 | 127.912 | 77.8929 | 139.4785 | 113.9832 | 113.694 | 124.8995 | 89.3376 | 67.8206 | 192.4706 | 97.9287 | 223.2453 | 204.8773 | 77.8165 | 160.8221 | 166.113 | 85.9243 | 87.9287 | 96.7221 | 83.5318 | 41.0394 | 295.5217 | 168.2057 | 116.5648 | 87.9681 | 76.1247 | 119.8821 | 76.8787 | 128.5562 | 128.9937 | 98.7048 | 90.1928 | 113.8359 | 99.0511 | 104.8179 | 113.6324 | 163.9334 | 114.9872 | 127.6707 | 105.9256 | 109.7369 | 111.3755 | 110.3639 | 221.1056 | 76.8071 | 82.8984 | 113.8581 | 78.124 | 59.7748 | 176.8003 | 76.4841 | 143.8569 | 90.949 | 55.0405 | 166.0013 | 193.8986 | 196.3536 | 97.3488 | 131.0482 | 171.2874 | 140.7863 | 149.9133 | 163.4392 | 124.8671 | 79.2821 | 128.6404 | 258.3913 | 50.2334 | 132.2351 | 155.336 | 183.5839 | 112.499 | 114.0587 | 47.4207 | 68.1875 | 116.6369 | 187.5686 | 135.96 | 135.6373 | 117.1628 | 143.2693 | 180.1306 | 100.5529 | 56.9831 | 171.5456 | 102.906 | 39.3836 | 214.5787 | 126.2343 | 68.1363 | 91.2715 | 75.058 | 124.4828 | 119.0665 | 114.3752 | 183.3815 | 88.4351 | 149.3762 | 126.2729 | 100.0955 | 86.271 | 97.0413 | 133.5909 | 201.9359 | 95.1038 | 169.7196 | 152.5319 | 82.7349 | 191.6568 | 226.6295 | 63.1454 | 129.7096 | 154.4753 | 82.9696 | 149.0687 | 203.4272 | 142.0973 | 107.6261 | 238.6436 | 91.8185 | 133.4416 | 261.2015 | 79.3535 | 72.4207 | 188.2203 | 210.3702 | 71.9278 | 147.6329 | 80.1012 | 57.9511 | 121.8075 | 137.2256 | 138.6136 | 160.7024 | 73.5557 | 98.2079 | 124.6163 | 97.1106 | 146.6378 | 109.302 | 118.4993 | 89.382 | 114.801 | 211.1891 | 177.6965 | 122.9184 | 148.2553 | 121.3698 | 106.471 | 75.9074 | 85.039 | 81.5098 | 155.9565 | 97.9262 | 125.5289 | 118.755 | 164.0962 | 151.4748 | 103.3717 | 143.8414 | 112.7158 | 130.5467 | 93.1636 | 115.1802 | 70.8284 | 150.3274 | 173.9538 | 107.5522 | 153.9487 | 192.4266 | 96.3768 | 112.9266 | 94.8969 | 228.4593 | 98.385 | 67.1246 | 229.3422 | 127.3972 | 115.5589 | 170.807 | 110.5469 | 131.8025 | 122.9317 | 82.9561 | 76.4244 | 112.5926 | 144.7252 | 132.8665 | 171.8299 | 112.7401 | 149.1863 | 134.9296 | 138.1523 | 2.2271 | 98.4518 | 114.752 | 90.054 | 150.1768 | 136.625 | 248.3238 | 115.1219 | 80.2841 | 151.7074 | 104.2454 | 200.9798 | 167.7586 | 136.0749 | 126.2202 | 191.7216 | 75.2701 | 144.8668 | 116.6926 | 231.7803 | 64.8 | 154.8706 | 94.8687 | 110.2211 | 116.181 | 109.1969 | 166.5733 | 117.6674 | 88.785 | 96.4192 | 89.7202 | 85.4241 | 67.0178 | 99.429 | 184.7037 | 181.8892 | 141.0958 | 116.2563 | 204.1457 | 99.367 | 95.6452 | 110.8106 | 90.8321 | 71.4065 | 66.1043 | 67.9642 | 121.2819 | 99.4932 | 70.391 | 132.1414 | 215.1882 | 103.9028 | 176.1657 | 146.6061 | 157.7063 | 220.0569 | 179.3373 | 96.3301 | 192.2978 | 101.7671 | 73.4382 | 70.5797 | 185.7935 | 129.183 | 139.011 | 122.7801 | 79.1878 | 132.1439 | 163.2012 | 71.1554 | 270.8996 | 173.9993 | 68.8925 | 123.3024 | 122.9008 | 153.6172 | 170.277 | 98.2751 | 95.9849 | 110.9558 | 137.1602 | 127.2719 | 43.8711 | 123.1306 | 95.3499 | 122.7854 | 86.5571 | 71.5075 | 129.8673 | 200.2963 | 20.0474 | 60.2168 | 169.6337 | 117.4446 | 104.4265 | 198.2767 | 70.4026 | 176.1131 | 183.7395 | 164.3646 | 98.2932 | 178.7395 | 199.2553 | 136.8665 | 110.8397 | 166.5828 | 143.9027 | 119.6489 | 103.865 | 133.0334 | 112.0201 | 120.3851 | 108.3827 | 117.6577 | 115.963 | 162.7916 | 242.592 | 157.7881 | 170.9523 | 130.0146 | 155.0469 | 230.2138 | 122.546 | 154.1421 | 154.0124 | 80.354 | 184.371 | 256.5383 | 150.2599 | 174.3687 | 119.1831 | 57.2398 | 74.1617 | 175.7203 | 130.2924 | 47.7168 | 119.049 | 76.8456 | 77.7552 | 148.5426 | 157.0017 | 190.2278 | 134.4661 | 97.739 | 139.7781 | 87.6021 | 127.2589 | 104.3547 | 84.3908 | 105.6944 | 60.3686 | 178.9806 | 141.2751 | 68.7277 | 244.4857 | 78.1493 | 133.494 | 143.6828 | 134.0178 | 74.3516 | 107.7329 | 149.3268 | 138.1646 | 117.7025 | 102.3828 | 130.3174 | 112.4591 | 188.3937 | 140.113 | 132.1538 | 150.3172 | 136.1421 | 126.6784 | 72.681 | 116.6398 | 135.487 | 186.7097 | 62.3262 | 115.2783 | 170.3064 | 120.0843 | 112.6232 | 140.4022 | 139.3414 | 58.9559 | 102.8335 | 163.2168 | 197.0842 | 142.299 | 176.682 | 157.9839 | 147.9495 | 208.2082 | 89.608 | 134.5092 | 134.6101 | 129.5666 | 142.678 | 165.1427 | 175.1299 | 84.6692 | 81.94 | 139.6709 | 133.2306 | 69.5365 | 175.1035 | 106.7455 | 184.4487 | 187.0169 | 132.9494 | 94.758 | 185.8159 | 84.5375 | 105.6957 | 140.7101 | 216.5931 | 130.3933 | 104.8959 | 114.4918 | 137.898 | 79.782 | 115.5091 | 93.5477 | 128.5123 | 107.1261 | 60.1142 | 118.1176 | 205.0116 | 109.6701 | 127.2282 | 105.8563 | 190.1731 | 95.8135 | 192.0001 | 86.3958 | 139.1062 | 193.6558 | 221.5035 | 161.2569 | 152.8942 | 113.6421 | 129.2924 | 118.2446 | 99.3134 | 73.0385 | 125.772 | 202.7523 | 87.5259 | 80.7171 | 153.6427 | 146.9685 | 175.6683 | 72.8386 | 82.7542 | 155.5454 | 137.6657 | 208.7794 | 139.703 | 136.2942 | 100.7106 | 271.6524 | 102.0471 | 182.7442 | 148.2113 | 178.5757 | 102.9965 | 136.5341 | 252.3711 | 88.0057 | 101.2769 | 134.6757 | 149.9753 | 115.3996 | 84.4753 | 83.0004 | 131.1046 | 106.7506 | 91.2457 | 142.4637 | 151.8827 | 127.3262 | 111.6954 | 128.6083 | 90.6543 | 214.2523 | 277.0302 | 200.8949 | 66.7127 | 131.978 | 103.3774 | 115.2509 | 110.797 | 93.4711 | 79.4715 | 60.4459 | 102.1996 | 109.1529 | 179.0764 | 151.0512 | 146.3844 | 120.9871 | 74.4954 | 91.9189 | 124.751 | 92.9081 | 110.8356 | 162.2076 | 89.7034 | 226.0191 | 48.0711 | 136.7743 | 87.0857 | 87.8466 | 80.6339 | 61.1797 | 307.9192 | 101.1012 | 75.9625 | 130.2897 | 75.3265 | 142.3598 | 88.0211 | 221.6848 | 123.2551 | 180.0049 | 163.1204 | 97.1254 | 114.6899 | 107.2605 | 57.4525 | 86.077 | 149.8134 | 128.3916 | 140.4579 | 129.0056 | 160.8767 | 142.7647 | 64.8755 | 72.8651 | 72.9061 | 102.8634 | 142.6695 | 132.352 | 130.4102 | 151.6578 | 75.7878 | 179.0609 | 118.7195 | 89.0981 | 168.4253 | 100.2183 | 211.1706 | 180.9447 | 238.3879 | 170.2787 | 76.3978 | 136.2218 | 80.7124 | 75.5388 | 112.2512 | 165.3935 | 140.1777 | 126.7826 | 83.9992 | 200.424 | 153.8292 | 169.9587 | 145.7747 | 128.1659 | 177.5249 | 109.8723 | 67.3711 | 81.3626 | 75.0031 | 108.6454 | 127.8765 | 158.2858 | 94.0793 | 80.2045 | 151.6068 | 135.0495 | 142.5551 | 256.5398 | 111.4964 | 91.7728 | 4.4737 | 100.9867 | 160.5294 | 140.2888 | 129.9404 | 86.3558 | 175.0313 | 152.4714 | 103.9799 | 74.3889 | 119.8608 | 94.6449 | 115.7805 | 65.8222 | 195.2264 | 120.8904 | 119.703 | 80.708 | 94.235 | 116.0616 | 194.3254 | 143.5468 | 187.7483 | 182.5483 | 113.3072 | 86.3234 | 146.4267 | 67.7842 | 15.8259 | 120.5946 | 127.7417 | 118.605 | 104.3399 | 130.1468 | 182.4724 | 243.7399 | 165.6035 | 221.9378 | 143.4326 | 127.8861 | 196.4764 | 150.1329 | 135.2524 | 181.6181 | 92.8015 | 147.1098 | 115.2038 | 118.5687 | 125.1414 | 117.6601 | 67.0932 | 89.1473 | 158.7505 | 99.1729 | 98.1759 | 161.5305 | 184.339 | 116.8382 | 136.9859 | 131.1576 | 165.1383 | 97.0608 | 116.8347 | 92.695 | 40.2285 | 104.0486 | 225.2289 | 93.1515 | 129.9166 | 127.8188 | 130.4295 | 158.1234 | 107.3438 | 162.4211 | 157.8685 | 153.8359 | 196.7393 | 90.3638 | 226.6137 | 94.1154 | 93.0631 | 206.0636 | 228.0701 | 71.5035 | 167.5405 | 97.2877 | 97.3508 | 148.2139 | 107.6285 | 167.0353 | 141.9785 | 157.6379 | 30.1475 | 102.4585 | 184.4886 | 220.2874 | 119.3301 | 69.3044 | 84.9029 | 101.3169 | 145.882 | 116.1899 | 126.9486 | 103.6085 | 126.027 | 176.0966 | 135.5713 | 105.2711 | 174.1934 | 104.138 | 126.5598 | 186.1626 | 164.11 | 110.5131 | 133.5182 | 223.5047 | 125.5976 | 126.4821 | 103.1339 | 126.5516 | 118.0494 | 98.5325 | 44.8376 | 95.3452 | 174.5517 | 133.8432 | 151.6017 | 173.7633 | 115.7332 | 123.7488 | 127.1717 | 199.9822 | 179.6426 | 160.0475 | 113.1076 | 96.5081 | 164.7138 | 75.5237 | 67.8931 | 182.7992 | 118.2786 | 65.8194 | 121.5763 | 93.9345 | 119.4805 | 70.0515 | 175.361 | 109.8303 | 317.8427 | 152.2603 | 88.0551 | 136.2504 | 107.9833 | 88.7297 | 163.9004 | 86.8613 | 187.1288 | 211.7276 | 112.4875 | 83.2343 | 183.2041 | 90.1071 | 226.4878 | 90.7211 | 113.2575 | 160.6653 | 110.5395 | 150.2576 | 95.5755 | 205.8668 | 136.3608 | 123.0201 | 107.9219 | 117.3406 | 129.3195 | 98.7366 | 102.1798 | 103.6599 | 125.6705 | 153.0863 | 144.242 | 124.4724 | 145.0827 | 148.2189 | 180.8355 | 172.506 | 104.6941 | 117.9112 | 145.3366 | 133.5918 | 109.1476 | 72.5038 | 111.7192 | 157.3299 | 123.5038 | 131.6349 | 143.9474 | 74.0413 | 199.6501 | 92.0477 | 124.582 | 165.3541 | 111.7834 | 180.5196 | 232.1962 | 119.6149 | 132.0678 | 165.0816 | 87.5799 | 129.991 | 97.4954 | 119.3329 | 115.8973 | 114.4211 | 87.3826 | 163.0206 | 127.1818 | 122.0261 | 68.8741 | 109.6737 | 123.1574 | 167.7514 | 157.3701 | 142.6871 | 86.608 | 52.9939 | 152.4683 | 96.1117 | 95.2313 | 117.6438 | 165.3362 | 150.7307 | 170.0398 | 74.0917 | 108.2591 | 92.2602 | 171.7349 | 138.5754 | 179.075 | 68.0137 | 101.1653 | 139.3856 | 206.4941 | 114.912 | 127.2377 | 103.679 | 93.0912 | 116.1237 | 216.5587 | 108.2135 | 81.2598 | 118.3153 | 147.9892 | 85.4496 | 80.795 | 140.8269 | 111.7707 | 128.2562 | 93.9895 | 213.7439 | 236.687 | 115.1785 | 81.383 | 61.6513 | 130.5379 | 68.5 | 79.4799 | 83.4731 | 123.6576 | 171.6279 | 27.8233 | 116.0457 | 107.1589 | 161.008 | 127.4682 | 109.0073 | 106.997 | 239.0483 | 160.3177 | 77.8686 | 169.927 | 81.8446 | 81.868 | 71.966 | 186.1961 | 169.4867 | 129.3877 | 72.6821 | 93.8549 | 161.6275 | 189.1787 | 135.3335 | 101.1556 | 112.2779 | 63.7756 | 124.7607 | 181.4238 | 82.9097 | 131.8455 | 87.8189 | 131.317 | 129.915 | 160.8097 | 223.0534 | 155.4966 | 108.3611 | 96.1199 | 141.3368 | 223.0012 | 143.3155 | 100.8522 | 184.9143 | 146.8526 | 162.6237 | 183.4531 | 105.3362 | 177.5656 | 92.1725 | 72.5761 | 91.8568 | 153.3886 | 100.8504 | 153.1052 | 88.6279 | 151.0809 | 113.5641 | 115.9058 | 153.8191 | 108.5678 | 122.3655 | 116.8624 | 104.9016 | 114.592 | 71.5014 | 100.0087 | 146.8292 | 82.8844 | 119.4143 | 116.3848 | 163.5998 | 113.2124 | 125.9659 | 109.6707 | 94.2113 | 145.6818 | 95.9882 | 81.9946 | 192.9827 | 150.5469 | 193.1555 | 100.3921 | 111.9025 | 117.9949 | 70.858 | 82.2612 | 110.9163 | 98.95 | 149.1559 | 115.3885 | 123.1347 | 116.2286 | 256.9839 | 163.8461 | 128.8827 | 206.6051 | 55.6026 | 179.0397 | 133.4954 | 102.5031 | 94.379 | 72.9629 | 107.0852 | 138.9395 | 209.036 | 129.7814 | 125.9597 | 105.3593 | 223.5907 | 216.2646 | 117.7712 | 229.3947 | 123.5225 | 109.4018 | 121.1728 | 139.4522 | 115.5039 | 118.675 | 136.5905 | 227.1161 | 144.9709 | 156.65 | 94.2958 | 134.3325 | 163.5124 | 80.0082 | 93.0106 | 152.4593 | 190.2683 | 175.7128 | 191.3543 | 121.6489 | 104.6101 | 133.5542 | 127.3211 | 86.9541 | 133.6389 | 150.5153 | 165.095 | 112.8678 | 262.68 | 114.5738 | 152.1807 | 143.7747 | 97.1951 | 123.1327 | 90.6181 | 165.4401 | 114.4549 | 103.1881 | 98.0612 | 109.5444 | 131.7596 | 175.6327 | 158.6312 | 76.2584 | 43.1907 | 119.2766 | 115.4766 | 162.5169 | 137.9053 | 78.9009 | 193.7909 | 94.5851 | 173.9851 | 54.3342 | 4.6221 | 170.412 | 137.4138 | 127.405 | 95.173 | 78.2028 | 202.2535 | 63.5516 | 133.2966 | 192.5128 | 146.5544 | 82.1516 | 161.7249 | 95.9904 | 90.5857 | 86.335 | 95.3487 | 95.3671 | 197.0112 | 140.514 | 137.0549 | 99.6618 | 72.8531 | 207.3993 | 91.1758 | 168.2539 | 193.2705 | 134.3546 | 120.4357 | 167.7773 | 84.8241 | 209.7275 | 118.3381 | 106.5211 | 107.4023 | 124.4822 | 173.1067 | 79.747 | 130.5601 | 160.5075 | 236.8009 | 168.0503 | 62.7809 | 123.0838 | 151.6365 | 160.7942 | 77.3637 | 130.1524 | 126.1726 | 111.0078 | 136.9621 | 151.5171 | 82.7306 | 68.9069 | 146.7636 | 109.3992 | 200.5884 | 163.2941 | 148.0232 | 69.0886 | 159.5518 | 92.482 | 211.2089 | 153.4775 | 263.4951 | 92.7467 | 241.6184 | 181.4854 | 101.2172 | 153.7188 | 132.8084 | 125.549 | 63.9274 | 116.3424 | 96.2762 | 166.5103 | 147.2664 | 143.1338 | 73.4655 | 195.5602 | 89.7179 | 75.4819 | 199.4579 | 82.2372 | 171.1052 | 101.6063 | 96.9897 | 89.0153 | 132.4717 | 119.9701 | 64.8894 | 163.9207 | 147.3494 | 303.8028 | 92.9253 | 127.9025 | 94.3004 | 132.4838 | 260.3531 | 110.8485 | 99.853 | 136.9711 | 163.8952 | 107.2412 | 140.4863 | 157.4479 | 99.1301 | 79.8241 | 122.4035 | 178.981 | 103.8728 | 172.0903 | 69.3625 | 92.0034 | 185.3302 | 104.8395 | 136.1569 | 153.5831 | 186.2717 | 261.8707 | 105.6539 | 116.4939 | 215.4039 | 73.6828 | 139.878 | 186.6453 | 101.3708 | 205.503 | 135.1363 | 100.5586 | 101.2328 | 104.2489 | 159.1296 | 78.4888 | 96.6252 | 96.9298 | 119.6951 | 161.9087 | 122.8072 | 203.5807 | 107.2169 | 94.2911 | 142.5796 | 172.4311 | 92.6762 | 126.2437 | 144.5861 | 153.3241 | 188.519 | 162.5517 | 77.727 | 103.4752 | 86.3307 | 114.8491 | 76.1762 | 180.2954 | 183.0954 | 159.3511 | 126.7013 | 89.3069 | 165.3464 | 164.7667 | 239.9696 | 74.8606 | 108.53 | 125.6052 | 150.6811 | 178.0814 | 95.5802 | 81.8514 | 84.371 | 87.0629 | 71.9415 | 209.8174 | 108.3125 | 169.8434 | 157.2627 | 116.6316 | 155.917 | 130.3424 | 206.5429 | 95.6681 | 126.6195 | 171.2437 | 65.5727 | 125.5989 | 121.4286 | 38.3507 | 109.6164 | 46.8218 | 119.1817 | 125.4008 | 153.1532 | 201.3735 | 106.0551 | 42.3082 | 128.1126 | 218.8201 | 94.4749 | 112.4762 | 72.1615 | 122.1447 | 269.3452 | 158.6655 | 133.1633 | 162.3632 | 300.796 | 86.579 | 109.6167 | 176.7298 | 122.4208 | 79.1776 | 147.0235 | 160.2207 | 54.7154 | 75.5511 | 148.3277 | 174.5627 | 181.32 | 76.8244 | 146.4455 | 148.7545 | 153.6522 | 81.0851 | 182.9415 | 82.157 | 142.85 | 86.7697 | 160.2789 | 177.0703 | 163.4061 | 131.7898 | 82.4774 | 141.0157 | 158.2043 | 63.4066 | 223.0142 | 81.8181 | 150.0195 | 257.6459 | 114.6674 | 197.9144 | 100.0859 | 63.8049 | 94.4651 | 150.2507 | 118.3151 | 109.4833 | 186.2991 | 148.1393 | 75.3022 | 109.5797 | 89.2898 | 129.2373 | 167.4865 | 114.6381 | 148.6099 | 157.8324 | 175.6543 | 181.5709 | 169.951 | 80.1331 | 88.418 | 112.6951 | 103.0572 | 106.0752 | 115.2956 | 156.9047 | 180.5345 | 65.3181 | 163.3036 | 186.2929 | 157.2948 | 102.6171 | 162.2021 | 89.3833 | 106.6393 | 88.2644 | 113.0804 | 144.0291 | 208.0111 | 127.8919 | 65.9783 | 119.3069 | 103.9215 | 55.2515 | 198.6778 | 73.1127 | 136.0148 | 140.1451 | 90.4834 | 133.0502 | 104.121 | 78.4098 | 59.3656 | 85.3534 | 161.046 | 116.0695 | 178.7202 | 106.0242 | 71.5683 | 54.0253 | 95.3519 | 103.7406 | 160.4304 | 167.6493 | 154.822 | 101.5997 | 61.1272 | 84.6203 | 128.9142 | 120.451 | 127.216 | 136.9355 | 96.4218 | 172.6272 | 210.4819 | 86.2492 | 79.6103 | 72.9397 | 90.9187 | 107.662 | 140.0437 | 116.805 | 187.44 | 237.8415 | 55.3725 | 187.1078 | 156.9268 | 105.0997 | 109.563 | 38.0841 | 128.5456 | 152.728 | 100.2883 | 147.286 | 190.3626 | 175.4958 | 186.2441 | 181.2954 | 157.7904 | 173.6615 | 65.6172 | 131.189 | 172.6509 | 148.4294 | 161.5101 | 108.4651 | 110.1088 | 164.2032 | 90.5315 | 78.0958 | 73.8418 | 179.371 | 147.4619 | 161.4544 | 81.3258 | 190.2759 | 104.0755 | 124.0439 | 80.245 | 125.9255 | 79.5662 | 207.7138 | 122.9678 | 49.3665 | 68.0946 | 196.8443 | 71.7469 | 77.3524 | 197.1295 | 158.0435 | 107.8815 | 109.5189 | 199.8039 | 146.3618 | 138.2486 | 120.6311 | 96.1283 | 125.189 | 127.4713 | 159.0735 | 147.968 | 118.5372 | 66.9319 | 71.1579 | 157.9661 | 168.2971 | 115.4908 | 158.3044 | 170.0418 | 105.3043 | 107.4258 | 90.9005 | 63.6132 | 68.6676 | 70.5409 | 158.8861 | 130.1623 | 155.1397 | 119.8395 | 112.6335 | 92.3262 | 129.1783 | 166.4311 | 170.8913 | 129.9597 | 138.2393 | 103.6734 | 112.0597 | 99.6508 | 105.4196 | 48.71 | 67.8525 | 79.3074 | 110.4318 | 54.751 | 159.7366 | 91.206 | 114.36 | 98.4845 | 96.5557 | 66.8626 | 160.3018 | 121.4685 | 167.2342 | 248.1018 | 103.5601 | 142.7475 | 172.5798 | 189.5048 | 109.9375 | 118.3494 | 175.8325 | 123.7094 | 159.5522 | 91.5003 | 213.2111 | 97.0047 | 137.5767 | 157.096 | 139.8201 | 75.7574 | 154.7601 | 193.8855 | 159.5876 | 63.3115 | 88.2072 | 158.9062 | 156.9635 | 158.3743 | 275.9273 | 129.4038 | 101.7586 | 105.7829 | 101.4585 | 107.4712 | 139.3658 | 130.3579 | 127.3433 | 141.1884 | 133.963 | 172.8413 | 104.9094 | 114.603 | 87.6788 | 72.8118 | 101.4694 | 216.4645 | 275.8888 | 141.0988 | 188.2125 | 129.4988 | 115.2242 | 107.5825 | 114.2651 | 126.6034 | 105.9402 | 70.6139 | 68.4372 | 55.6599 | 157.8441 | 99.9888 | 123.5929 | 91.747 | 118.1136 | 236.0434 | 83.097 | 80.084 | 100.4626 | 85.6162 | 83.9228 | 201.7475 | 154.139 | 198.709 | 91.8334 | 111.2139 | 168.4204 | 175.8476 | 131.2411 | 98.8624 | 69.6028 | 67.2291 | 203.4566 | 87.5404 | 137.1797 | 213.1078 | 112.1875 | 249.6495 | 195.2301 | 100.8037 | 92.555 | 211.254 | 75.4904 | 147.9543 | 109.896 | 89.4809 | 185.9777 | 123.5471 | 117.3203 | 151.3119 | 213.8705 | 105.8123 | 190.615 | 130.522 | 173.9085 | 125.3767 | 120.1439 | 170.4936 | 123.4459 | 131.2838 | 163.088 | 179.9688 | 92.4648 | 132.9753 | 84.7418 | 97.8432 | 103.7092 | 147.7317 | 70.384 | 195.4726 | 150.1682 | 164.7041 | 138.0432 | 161.9987 | 140.9575 | 149.7218 | 78.984 | 145.955 | 119.3203 | 145.729 | 146.485 | 112.9294 | 124.235 | 105.8924 | 171.8397 | 160.9624 | 111.5979 | 100.9214 | 143.3394 | 85.1991 | 156.7352 | 106.1154 | 76.3104 | 227.3587 | 74.8112 | 79.5799 | 114.6103 | 111.219 | 90.8985 | 109.6318 | 120.776 | 148.2746 | 154.2745 | 52.4559 | 114.5336 | 153.3505 | 96.0086 | 61.2265 | 163.2855 | 72.5837 | 191.4261 | 57.5659 | 203.0343 | 106.6456 | 201.4288 | 211.4269 | 65.3534 | 133.9363 | 120.8088 | 94.9717 | 209.3584 | 80.7546 | 150.1397 | 169.7052 | 121.9025 | 150.2648 | 134.6958 | 55.8849 | 226.6944 | 148.3412 | 141.593 | 133.7971 | 111.1844 | 184.5487 | 94.8143 | 110.5922 | 102.7543 | 78.0653 | 134.4787 | 166.6202 | 145.9145 | 183.5759 | 186.0236 | 173.6355 | 145.4638 | 98.4807 | 139.4056 | 212.2129 | 126.8851 | 113.4558 | 176.1306 | 209.5755 | 119.5212 | 136.7447 | 129.824 | 163.3003 | 74.3213 | 111.4899 | 115.9452 | 206.4411 | 133.2189 | 144.5904 | 100.9635 | 77.6757 | 128.8454 | 157.6572 | 196.4459 | 184.0673 | 173.9076 | 115.1899 | 176.8891 | 87.9671 | 152.1726 | 100.2348 | 176.7707 | 135.8123 | 148.3375 | 80.8477 | 51.5473 | 137.656 | 85.0615 | 187.1988 | 101.9447 | 195.3823 | 111.2167 | 117.7049 | 114.0955 | 83.4081 | 66.8458 | 156.2718 | 145.8464 | 131.3945 | 127.695 | 84.3044 | 169.2651 | 128.4432 | 167.3049 | 201.732 | 36.349 | 240.905 | 79.5057 | 93.1305 | 119.2198 | 115.8276 | 125.6777 | 72.0563 | 160.4694 | 97.7865 | 109.9453 | 171.2597 | 71.7787 | 110.1102 | 99.1365 | 106.9028 | 118.2545 | 150.2927 | 112.2535 | 105.1895 | 88.1962 | 161.3853 | 81.5604 | 112.2062 | 125.2737 | 166.9294 | 90.7495 | 154.7404 | 144.296 | 104.305 | 165.1036 | 82.4014 | 80.7266 | 139.4671 | 154.3498 | 78.0034 | 115.7764 | 142.638 | 134.2873 | 210.5538 | 115.9835 | 83.7921 | 146.2547 | 84.7842 | 91.3279 | 108.271 | 205.723 | 74.2232 | 113.1209 | 116.7055 | 67.9017 | 79.8816 | 176.1783 | 154.3483 | 184.8333 | 122.6976 | 87.535 | 285.3875 | 190.103 | 87.7077 | 119.3061 | 156.6347 | 103.4622 | 92.8629 | 117.5899 | 106.8364 | 241.112 | 225.4666 | 104.3573 | 244.3642 | 155.7357 | 118.1751 | 208.5527 | 98.1152 | 69.7214 | 57.9952 | 147.4744 | 69.1334 | 175.9087 | 126.5689 | 74.604 | 130.4715 | 158.8043 | 130.7238 | 76.2381 | 107.1065 | 103.5335 | 122.4982 | 103.826 | 138.6793 | 52.3092 | 102.0458 | 136.8321 | 81.8484 | 228.9615 | 149.4964 | 277.2096 | 121.8727 | 55.0905 | 84.6475 | 88.4662 | 103.8255 | 114.8306 | 52.778 | 193.817 | 152.4893 | 109.5195 | 152.1165 | 219.8635 | 81.5671 | 152.4707 | 117.5648 | 140.742 | 143.86 | 116.7258 | 133.401 | 55.1206 | 110.179 | 129.4932 | 78.9385 | 165.2995 | 109.1838 | 152.8481 | 70.4257 | 92.2336 | 151.5408 | 56.1513 | 78.5699 | 77.0912 | 55.7073 | 181.3458 | 135.1785 | 110.3853 | 170.4905 | 90.8526 | 173.7448 | 229.146 | 152.0679 | 158.7028 | 127.419 | 67.1775 | 139.6755 | 176.8163 | 122.9996 | 112.4896 | 168.7386 | 120.5863 | 63.1656 | 200.4908 | 166.9441 | 88.2695 | 170.9526 | 105.8029 | 54.7985 | 106.332 | 100.9918 | 208.7296 | 139.1952 | 208.577 | 133.3584 | 134.3797 | 138.9588 | 142.495 | 150.7304 | 81.1154 | 93.8703 | 62.574 | 126.7353 | 123.4153 | 79.6963 | 199.1363 | 125.466 | 130.145 | 212.8683 | 166.8516 | 98.7618 | 107.4772 | 127.747 | 74.1782 | 1.1181 | 104.955 | 92.133 | 184.2585 | 181.5177 | 84.9225 | 111.6838 | 129.7835 | 180.6526 | 146.5231 | 119.3268 | 148.3529 | 220.2997 | 131.5026 | 140.4194 | 212.3471 | 69.6002 | 119.4482 | 104.3118 | 82.8705 | 210.3693 | 9.7563 | 184.7995 | 146.8614 | 95.0996 | 131.386 | 122.1385 | 71.2054 | 88.5885 | 189.1251 | 162.1365 | 114.885 | 162.8968 | 201.9987 | 80.0859 | 130.6138 | 70.1514 | 151.8539 | 148.31 | 80.4511 | 116.0258 | 77.9262 | 127.069 | 134.2854 | 125.0557 | 126.9509 | 62.8038 | 101.7064 | 56.6709 | 214.5225 | 134.38 | 87.127 | 131.4044 | 211.04 | 130.547 | 107.9818 | 105.8302 | 135.9656 | 157.23 | 63.0284 | 88.255 | 149.6269 | 131.9148 | 143.1799 | 89.0182 | 159.7099 | 123.604 | 120.0672 | 69.7966 | 88.8321 | 91.5289 | 136.3841 | 86.6811 | 146.9697 | 170.3183 | 45.3484 | 140.6944 | 71.3429 | 181.6622 | 132.6145 | 97.1282 | 162.2264 | 110.1954 | 136.1928 | 160.2902 | 128.9214 | 151.0771 | 82.8616 | 129.0673 | 337.5944 | 164.3927 | 116.5896 | 249.3893 | 114.9141 | 126.272 | 98.9719 | 66.7817 | 52.1495 | 83.3043 | 47.2925 | 153.5206 | 113.1993 | 87.4938 | 139.5396 | 61.2449 | 122.8156 | 187.5027 | 140.1968 | 128.0894 | 105.6516 | 118.8788 | 220.5636 | 146.111 | 54.9659 | 122.2122 | 93.7741 | 56.6502 | 210.2848 | 81.4758 | 97.4903 | 117.1097 | 67.6668 | 127.7542 | 104.5184 | 89.9426 | 164.4642 | 82.5952 | 213.8371 | 148.8237 | 136.8541 | 104.4469 | 58.1511 | 107.2691 | 148.4298 | 111.3033 | 152.351 | 144.0997 | 106.2407 | 79.1038 | 200.7529 | 192.105 | 320.302 | 53.7304 | 109.6181 | 95.3616 | 212.7964 | 120.1715 | 72.466 | 89.3213 | 199.2148 | 134.3997 | 101.4851 | 156.665 | 130.8511 | 163.9089 | 71.225 | 201.9006 | 132.4506 | 81.1348 | 256.882 | 91.1499 | 150.2479 | 82.978 | 155.3845 | 142.8807 | 78.5385 | 105.933 | 84.954 | 107.2415 | 168.2718 | 95.2079 | 212.473 | 176.2156 | 107.8502 | 90.6274 | 143.3901 | 80.344 | 116.1471 | 213.6003 | 177.257 | 103.0184 | 82.0475 | 131.1977 | 106.7382 | 150.1037 | 118.8919 | 121.4749 | 60.6885 | 108.3856 | 75.1903 | 67.8401 | 101.8888 | 171.0413 | 139.101 | 48.2524 | 149.3156 | 104.9898 | 94.4378 | 111.9314 | 70.0561 | 150.568 | 118.4246 | 103.2973 | 142.8144 | 204.398 | 68.55 | 109.4606 | 118.2828 | 173.7205 | 119.6178 | 219.1023 | 60.0754 | 78.615 | 187.7762 | 97.4265 | 218.5536 | 188.4334 | 108.5709 | 137.3341 | 152.3124 | 170.8427 | 107.8566 | 90.5422 | 123.2647 | 97.5514 | 225.003 | 102.9906 | 172.8386 | 129.9355 | 156.9812 | 183.835 | 187.5504 | 104.1545 | 153.6584 | 85.294 | 99.6274 | 109.577 | 254.0776 | 122.8934 | 176.9485 | 79.8997 | 113.3058 | 106.8452 | 130.3866 | 78.3153 | 182.8781 | 121.5732 | 82.7991 | 151.3256 | 89.4648 | 181.6054 | 88.3367 | 176.182 | 57.2248 | 128.8551 | 121.8279 | 114.0167 | 93.4955 | 101.8128 | 132.01 | 132.9537 | 153.3164 | 96.3616 | 152.5554 | 137.6001 | 198.2904 | 55.4491 | 132.4268 | 138.9924 | 156.5842 | 98.9282 | 80.9252 | 141.1876 | 132.2888 | 145.3579 | 194.6268 | 157.8287 | 138.6216 | 50.4812 | 144.704 | 71.9056 | 101.3824 | 122.6859 | 43.7795 | 171.2746 | 119.7892 | 165.0033 | 114.0956 | 88.2497 | 119.9434 | 140.655 | 20.7969 | 128.7916 | 142.9695 | 120.7661 | 233.2304 | 71.9303 | 91.2794 | 220.4844 | 125.3555 | 227.7896 | 134.8416 | 178.7525 | 85.6809 | 147.2128 | 88.8451 | 76.2555 | 129.0718 | 54.4512 | 122.4864 | 89.3482 | 88.0711 | 163.6589 | 146.5952 | 136.7193 | 177.4648 | 111.6861 | 148.6515 | 131.995 | 93.3981 | 121.8711 | 138.183 | 183.6668 | 148.659 | 88.2559 | 148.1688 | 72.1815 | 79.2636 | 251.8282 | 106.0263 | 114.7242 | 154.7885 | 50.6734 | 80.7429 | 122.4288 | 89.9545 | 83.8246 | 112.7483 | 170.3447 | 154.1366 | 158.6145 | 211.6533 | 139.1294 | 109.557 | 71.4859 | 293.2846 | 96.2414 | 156.047 | 135.3513 | 278.282 | 238.4027 | 125.4655 | 64.7507 | 107.6646 | 235.5012 | 119.509 | 83.1799 | 57.2274 | 142.4133 | 141.3408 | 139.3637 | 183.4868 | 103.2248 | 87.5128 | 180.9844 | 122.9717 | 106.0433 | 129.9713 | 88.7371 | 140.9514 | 140.3769 | 83.0603 | 110.3746 | 100.3235 | 132.8256 | 111.5255 | 111.6564 | 100.183 | 103.7368 | 124.5795 | 210.6927 | 57.9405 | 104.7409 | 117.9264 | 174.5871 | 116.3285 | 230.5749 | 111.7984 | 216.874 | 165.2755 | 152.4312 | 130.257 | 113.6832 | 153.1756 | 84.597 | 164.3183 | 213.9908 | 123.9962 | 104.4957 | 92.8459 | 71.4733 | 142.0521 | 103.1444 | 198.1958 | 106.7314 | 97.5283 | 214.8065 | 144.0076 | 165.8806 | 69.6054 | 233.27 | 171.3605 | 140.1432 | 127.2138 | 139.807 | 162.215 | 104.2681 | 112.4524 | 63.2193 | 190.2327 | 190.2952 | 133.3414 | 302.5954 | 180.8938 | 116.8936 | 66.0077 | 84.9589 | 211.7706 | 76.7073 | 128.9738 | 220.6399 | 156.8079 | 172.9706 | 122.0236 | 96.8919 | 90.6437 | 84.9964 | 174.9785 | 155.8067 | 101.0077 | 98.7815 | 140.0324 | 63.5536 | 64.7619 | 121.5897 | 80.5983 | 135.2075 | 184.5022 | 106.7075 | 168.1593 | 82.6308 | 102.1445 | 157.6259 | 111.3068 | 155.1511 | 81.9879 | 106.3234 | 148.2796 | 136.6711 | 106.8253 | 98.2349 | 125.686 | 73.1608 | 166.4258 | 128.9925 | 93.5297 | 112.8467 | 120.4878 | 145.1229 | 155.3645 | 156.7322 | 66.6935 | 138.325 | 61.603 | 68.8646 | 95.6117 | 141.7869 | 91.0619 | 142.7507 | 146.4604 | 102.8664 | 91.5103 | 79.7057 | 173.3681 | 78.9056 | 112.8493 | 106.1421 | 92.4519 | 114.7932 | 132.1615 | 103.1089 | 82.8218 | 89.2422 | 78.391 | 167.9281 | 95.8378 | 235.2611 | 68.1996 | 98.1974 | 226.7803 | 171.8523 | 154.0526 | 212.2371 | 243.6645 | 111.2742 | 95.0211 | 126.382 | 123.3026 | 99.6511 | 183.3518 | 98.2868 | 109.4516 | 143.8449 | 65.8928 | 58.5582 | 108.5889 | 164.1061 | 86.1053 | 151.8862 | 113.0988 | 108.9841 | 81.5961 | 148.5757 | 88.2097 | 117.2323 | 175.0768 | 122.6025 | 145.2661 | 150.687 | 66.1423 | 106.7638 | 212.3913 | 204.16 | 187.4554 | 107.3388 | 131.3677 | 46.7293 | 111.9121 | 61.7302 | 149.5112 | 152.533 | 161.3544 | 124.2784 | 98.0846 | 120.2605 | 146.1001 | 74.6721 | 128.4305 | 154.6079 | 219.5163 | 113.249 | 135.4475 | 109.0421 | 159.4984 | 174.2122 | 116.5808 | 112.9215 | 129.7893 | 68.5823 | 173.5407 | 105.6616 | 90.5463 | 165.459 | 118.263 | 118.009 | 106.1714 | 43.0563 | 192.0913 | 91.4802 | 75.316 | 122.892 | 103.5653 | 47.4937 | 120.6595 | 132.7452 | 144.5837 | 157.9375 | 148.4338 | 67.2736 | 76.8189 | 187.6052 | 72.5251 | 165.2973 | 88.176 | 48.2256 | 118.7066 | 97.6796 | 80.2472 | 139.3168 | 185.6302 | 155.1302 | 138.8779 | 149.175 | 152.0047 | 115.6623 | 173.2246 | 179.7336 | 120.2394 | 37.6949 | 93.0496 | 84.4132 | 122.5051 | 95.6614 | 104.6456 | 132.1854 | 88.6773 | 169.0165 | 104.4575 | 102.3164 | 85.976 | 85.2 | 124.8227 | 100.9331 | 121.8924 | 248.1184 | 127.5128 | 118.4963 | 184.3571 | 151.5299 | 120.6503 | 168.3364 | 85.5639 | 111.2653 | 48.5319 | 104.4457 | 179.2414 | 147.9559 | 75.2954 | 133.885 | 86.3495 | 153.6708 | 73.371 | 110.0858 | 200.2985 | 161.6898 | 286.2556 | 106.3241 | 128.8307 | 93.1997 | 84.3839 | 141.5442 | 141.4637 | 159.5597 | 285.0023 | 216.729 | 155.8122 | 145.2216 | 102.4046 | 110.8114 | 67.4557 | 141.4308 | 165.3555 | 151.1307 | 91.9293 | 102.8905 | 123.5105 | 117.7916 | 150.0689 | 154.3051 | 203.2146 | 86.5584 | 172.1421 | 115.1758 | 72.096 | 119.5482 | 180.5391 | 134.5961 | 167.2337 | 218.5225 | 53.5303 | 160.4196 | 89.1196 | 197.5466 | 134.5116 | 106.4404 | 98.1543 | 57.634 | 117.2607 | 144.6467 | 153.3192 | 94.0302 | 112.1974 | 74.3406 | 41.6702 | 126.2036 | 249.5589 | 139.4918 | 102.2096 | 151.1551 | 123.3693 | 135.6659 | 93.5901 | 86.6339 | 127.1113 | 13.7065 | 139.9632 | 212.3289 | 184.1586 | 95.6552 | 182.2557 | 128.5266 | 94.771 | 120.8518 | 91.3635 | 116.3558 | 155.4145 | 87.3906 | 116.7674 | 129.7032 | 161.4722 | 247.1978 | 121.3872 | 77.928 | 168.2867 | 156.0385 | 84.9016 | 160.7056 | 195.0905 | 78.8152 | 207.0823 | 100.8244 | 127.9057 | 55.7764 | 75.0349 | 116.2768 | 105.7126 | 177.3241 | 130.001 | 103.3539 | 133.8229 | 202.3242 | 106.2719 | 205.2689 | 197.3014 | 74.5414 | 104.6842 | 253.0077 | 156.7629 | 74.5721 | 99.041 | 86.2678 | 77.6881 | 90.1633 | 68.0978 | 97.6722 | 160.2671 | 128.8705 | 225.9046 | 146.6055 | 105.0811 | 150.0594 | 142.7805 | 222.9923 | 187.6616 | 128.496 | 142.0189 | 131.9422 | 130.9538 | 230.9385 | 121.2658 | 132.4074 | 131.8669 | 129.0517 | 197.4295 | 94.6254 | 135.0125 | 249.949 | 107.3603 | 103.4972 | 179.1056 | 113.9528 | 143.8875 | 71.1074 | 78.319 | 80.783 | 48.3427 | 167.5791 | 134.9819 | 151.7583 | 75.6448 | 54.1213 | 99.7276 | 175.6309 | 148.1254 | 185.3664 | 65.6613 | 77.6352 | 199.6622 | 310.1527 | 98.8237 | 169.4644 | 173.5338 | 203.7043 | 128.1972 | 164.1444 | 151.3591 | 92.6424 | 108.1032 | 130.9421 | 75.6285 | 103.7993 | 83.4653 | 185.7077 | 116.4807 | 131.5893 | 76.0821 | 99.192 | 83.9598 | 197.393 | 95.317 | 96.4904 | 113.9128 | 91.1276 | 166.6065 | 127.1265 | 110.4313 | 208.9334 | 98.0905 | 129.6672 | 118.9492 | 84.0272 | 111.983 | 40.9682 | 130.7388 | 95.488 | 130.852 | 182.64 | 56.2593 | 92.5609 | 159.49 | 197.924 | 106.0327 | 114.9357 | 144.1483 | 240.5353 | 83.8927 | 91.0002 | 159.0931 | 155.4817 | 100.2357 | 115.5456 | 208.4268 | 107.887 | 133.9675 | 78.7961 | 98.1643 | 115.4071 | 78.3381 | 139.218 | 108.5441 | 92.5236 | 101.8116 | 141.4964 | 132.314 | 92.7996 | 270.1338 | 204.8581 | 263.9086 | 152.6648 | 170.6648 | 145.3846 | 95.7109 | 119.8593 | 88.1221 | 43.6705 | 146.6527 | 89.5753 | 61.2858 | 174.7696 | 193.9817 | 123.1635 | 198.3714 | 131.6285 | 157.7306 | 203.0919 | 132.5257 | 128.8648 | 38.0783 | 156.2682 | 139.2185 | 104.7001 | 74.3162 | 87.8044 | 108.5417 | 115.7443 | 76.3337 | 149.6176 | 244.2026 | 178.217 | 96.9845 | 141.1851 | 272.6286 | 100.3802 | 146.9763 | 78.5495 | 134.3207 | 74.4208 | 115.2385 | 111.2007 | 217.4807 | 130.7747 | 91.5613 | 71.2194 | 99.4798 | 72.3319 | 214.4415 | 176.0519 | 148.0513 | 97.7055 | 240.8764 | 92.4618 | 88.7654 | 96.5799 | 122.049 | 112.3886 | 55.6374 | 79.999 | 113.971 | 101.3483 | 91.1329 | 61.5375 | 216.6963 | 157.3478 | 226.9732 | 64.6683 | 177.4135 | 126.3905 | 134.5495 | 74.6152 | 143.6299 | 131.0752 | 136.2599 | 87.1038 | 81.354 | 100.8575 | 107.1693 | 123.3416 | 169.1047 | 93.1993 | 185.4537 | 176.8607 | 170.2979 | 108.3601 | 109.5719 | 146.225 | 107.0516 | 132.5077 | 110.1108 | 146.1852 | 99.749 | 88.8574 | 103.7754 | 150.6744 | 154.8381 | 142.4779 | 87.5341 | 92.7649 | 157.2582 | 213.6301 | 143.5732 | 66.1715 | 208.3039 | 128.2265 | 199.7334 | 126.6665 | 113.1762 | 173.9758 | 183.8741 | 90.7579 | 213.8196 | 96.1307 | 160.2685 | 121.4203 | 165.3411 | 73.2957 | 84.5294 | 78.5822 | 110.7515 | 203.8053 | 110.5557 | 117.314 | 125.6024 | 114.9422 | 149.3558 | 109.8288 | 124.1224 | 85.2269 | 63.0264 | 153.1171 | 150.4417 | 260.227 | 255.3394 | 151.8288 | 90.8134 | 87.4879 | 69.8704 | 150.9589 | 118.1262 | 46.0148 | 250.7017 | 120.8885 | 105.3474 | 85.5894 | 142.8895 | 133.9884 | 99.6453 | 87.9991 | 96.5276 | 168.0467 | 92.2231 | 146.8595 | 130.3583 | 248.9114 | 71.5476 | 139.3868 | 70.722 | 139.9884 | 69.586 | 80.8275 | 152.6077 | 116.4974 | 165.8201 | 78.5157 | 126.906 | 227.4928 | 143.817 | 88.7491 | 63.8943 | 150.8616 | 94.0456 | 94.3112 | 98.421 | 88.8635 | 156.1236 | 146.4538 | 106.4665 | 92.0625 | 69.4721 | 72.4408 | 98.4202 | 103.4056 | 100.8684 | 164.5388 | 185.1661 | 145.9648 | 64.8264 | 105.154 | 132.3448 | 131.8046 | 164.8502 | 162.8457 | 100.9138 | 138.6199 | 126.712 | 74.2376 | 80.9404 | 245.4179 | 165.6589 | 95.2197 | 125.2216 | 148.1659 | 131.1272 | 145.6189 | 117.0054 | 128.1256 | 175.3151 | 102.6391 | 100.2894 | 79.3669 | 55.4676 | 145.9655 | 120.1565 | 122.3884 | 146.2021 | 175.0323 | 98.9723 | 98.1966 | 97.8096 | 191.2482 | 81.2232 | 157.9089 | 104.0037 | 188.5148 | 184.5559 | 98.2906 | 126.4408 | 68.5854 | 141.6865 | 141.5443 | 123.7048 | 132.3543 | 85.2851 | 138.1464 | 219.5708 | 108.994 | 105.5351 | 126.1272 | 75.443 | 184.1082 | 176.5427 | 92.383 | 161.4588 | 164.7489 | 119.5587 | 116.8401 | 235.2268 | 306.9309 | 218.089 | 257.9923 | 108.08 | 96.6007 | 101.2467 | 164.0705 | 106.5387 | 129.1727 | 109.1341 | 151.3622 | 152.2745 | 166.1534 | 116.0375 | 191.1146 | 122.5814 | 144.9984 | 162.0955 | 93.4381 | 104.9163 | 107.9936 | 123.6497 | 96.8189 | 120.9377 | 102.4069 | 112.2742 | 250.2689 | 117.7438 | 118.6403 | 69.1199 | 74.0308 | 111.7754 | 204.7842 | 153.1964 | 117.4535 | 129.6648 | 140.8697 | 96.0264 | 135.7308 | 68.7697 | 207.9866 | 121.6106 | 89.0455 | 104.2654 | 166.7998 | 99.9741 | 60.5194 | 239.1123 | 218.7758 | 74.6216 | 110.3376 | 92.8745 | 122.7307 | 35.1178 | 171.2782 | 185.1632 | 199.1828 | 119.3461 | 83.2914 | 134.8683 | 99.3528 | 87.2657 | 175.4817 | 105.4489 | 206.1309 | 51.8968 | 90.7273 | 253.1242 | 150.7172 | 114.9662 | 77.7552 | 132.3652 | 168.5867 | 145.784 | 135.0185 | 147.0951 | 146.5514 | 109.6511 | 152.0672 | 128.6612 | 78.6159 | 233.4043 | 132.8454 | 18.9315 | 146.5716 | 142.3792 | 216.3494 | 190.4892 | 60.5424 | 97.9767 | 164.9906 | 134.7837 | 166.9507 | 77.2228 | 182.0209 | 111.0484 | 124.2422 | 172.4318 | 197.62 | 106.3771 | 210.0491 | 133.1207 | 142.537 | 91.0034 | 95.6577 | 127.4793 | 145.6655 | 118.3609 | 89.5507 | 144.1662 | 129.9403 | 79.2348 | 281.2246 | 189.1488 | 97.3325 | 76.7642 | 119.7023 | 111.3694 | 105.1051 | 79.8412 | 217.2095 | 138.2716 | 75.592 | 90.05 | 172.6529 | 53.8638 | 145.7576 | 118.4373 | 150.8266 | 135.6945 | 197.93 | 127.0423 | 84.2388 | 121.0342 | 99.325 | 112.5169 | 129.7643 | 123.8386 | 69.1945 | 121.8882 | 127.5799 | 283.0752 | 187.586 | 107.6829 | 124.0683 | 154.8637 | 148.0491 | 111.2805 | 79.7524 | 145.2544 | 125.8599 | 98.554 | 114.2513 | 135.0647 | 318.2566 | 161.5266 | 11.9061 | 159.1711 | 104.4737 | 118.923 | 241.1384 | 114.6469 | 153.0231 | 155.7493 | 118.9815 | 95.079 | 116.5441 | 284.8457 | 153.174 | 116.5467 | 151.8627 | 123.982 | 88.3404 | 123.6846 | 71.2705 | 125.3896 | 205.1013 | 85.0583 | 73.989 | 105.6145 | 122.0808 | 129.4289 | 127.5241 | 57.2565 | 240.8744 | 75.7228 | 162.3586 | 90.6921 | 132.829 | 88.0163 | 84.3874 | 96.0268 | 115.8511 | 145.63 | 106.0542 | 136.5734 | 181.1183 | 43.8632 | 59.0384 | 200.1908 | 181.3789 | 87.9745 | 103.3275 | 90.9099 | 102.82 | 119.9414 | 128.4817 | 166.4809 | 95.3754 | 155.9119 | 114.9422 | 149.59 | 64.9637 | 84.7408 | 161.1326 | 146.021 | 113.5642 | 125.6474 | 140.6222 | 192.6356 | 92.6125 | 75.4675 | 150.8506 | 135.5066 | 59.7219 | 114.5987 | 192.5903 | 101.2239 | 120.846 | 55.9163 | 113.3244 | 129.8288 | 115.2942 | 129.4546 | 134.7791 | 123.3229 | 100.9683 | 132.1942 | 166.3735 | 145.5435 | 150.3414 | 116.0399 | 150.5916 | 125.6398 | 180.6329 | 92.5565 | 102.5424 | 140.6648 | 119.396 | 128.2645 | 145.4773 | 124.2129 | 61.3648 | 138.7189 | 60.2983 | 106.3003 | 90.9408 | 123.7038 | 101.3515 | 228.1091 | 92.8097 | 161.5204 | 110.3044 | 165.7357 | 108.82 | 121.1376 | 128.0798 | 159.7228 | 203.7257 | 128.294 | 103.8382 | 131.9354 | 180.5047 | 72.2334 | 80.6138 | 79.5158 | 112.2378 | 202.7575 | 150.7954 | 63.9151 | 173.5411 | 148.2824 | 160.6973 | 126.9573 | 113.2722 | 200.7142 | 113.0731 | 80.4047 | 89.7868 | 109.1781 | 168.7697 | 82.4762 | 153.631 | 114.7002 | 150.2533 | 178.8424 | 150.5914 | 91.2118 | 152.3335 | 174.5024 | 98.2529 | 209.2249 | 69.4624 | 90.3324 | 121.7846 | 327.2809 | 102.1552 | 181.1434 | 102.2234 | 203.968 | 250.6309 | 81.2977 | 109.1563 | 122.616 | 116.6508 | 85.6156 | 77.8007 | 104.8876 | 157.6566 | 163.7093 | 89.9466 | 77.1751 | 139.2598 | 185.5316 | 117.3551 | 90.5126 | 291.9422 | 126.8592 | 125.8367 | 148.1539 | 123.4601 | 91.2365 | 46.7515 | 234.6218 | 190.2941 | 38.3529 | 141.5216 | 71.6275 | 276.4699 | 123.9854 | 144.4817 | 122.8587 | 183.0607 | 163.5626 | 57.7276 | 100.6689 | 87.4779 | 161.822 | 239.0747 | 40.0989 | 156.369 | 82.4518 | 261.2144 | 124.344 | 145.327 | 98.1137 | 178.8503 | 222.6124 | 84.953 | 97.5219 | 218.8783 | 102.8014 | 105.873 | 108.6904 | 162.3999 | 96.1533 | 87.4004 | 236.5278 | 130.0505 | 129.8934 | 145.1543 | 242.3825 | 147.0389 | 74.3436 | 290.9225 | 134.5951 | 155.4712 | 108.2642 | 98.2826 | 112.3606 | 106.4446 | 145.3442 | 186.736 | 81.3699 | 73.0915 | 105.7866 | 230.8871 | 74.9197 | 194.6126 | 120.0316 | 179.1746 | 115.802 | 146.3195 | 122.1101 | 101.9067 | 180.335 | 173.029 | 145.7957 | 117.7905 | 111.538 | 241.1751 | 111.0253 | 184.6071 | 126.1142 | 67.7054 | 165.8047 | 131.5855 | 91.9351 | 281.135 | 96.2866 | 132.7505 | 148.2213 | 167.0529 | 66.9373 | 78.3036 | 90.406 | 145.7824 | 74.6567 | 129.0487 | 60.1144 | 70.0048 | 115.7573 | 130.0208 | 155.0907 | 94.3331 | 266.8496 | 164.3244 | 154.8257 | 49.5688 | 135.4427 | 124.3964 | 147.4424 | 109.9282 | 91.3416 | 68.4626 | 119.2258 | 110.7239 | 236.1595 | 104.2434 | 95.531 | 89.6557 | 190.9933 | 151.7044 | 155.119 | 143.4513 | 158.8656 | 116.9143 | 117.6253 | 132.011 | 86.1356 | 111.959 | 138.8229 | 148.2412 | 54.1487 | 115.949 | 125.4858 | 64.0924 | 74.1738 | 56.7949 | 133.6331 | 255.8945 | 106.6937 | 93.9443 | 127.1203 | 105.3462 | 181.16 | 122.9564 | 156.2097 | 128.9316 | 75.6011 | 192.228 | 80.3622 | 128.7887 | 68.6366 | 110.4215 | 53.0026 | 80.4075 | 140.3806 | 83.3014 | 154.5579 | 87.0363 | 84.7209 | 107.0506 | 212.7029 | 220.2586 | 94.6643 | 163.7387 | 149.2973 | 198.366 | 128.2021 | 90.5984 | 176.9003 | 86.5637 | 119.5633 | 206.3896 | 141.6773 | 57.7266 | 200.7321 | 125.9541 | 59.8047 | 97.6141 | 135.3781 | 123.1565 | 135.06 | 189.247 | 183.6956 | 112.9472 | 143.4575 | 122.0859 | 156.4659 | 130.1341 | 128.6099 | 95.0362 | 149.8629 | 109.9748 | 95.0547 | 94.385 | 62.886 | 188.9429 | 58.6788 | 18.9343 | 120.9554 | 188.8617 | 60.268 | 57.6486 | 108.1095 | 156.2632 | 109.0249 | 80.9968 | 236.8684 | 79.5925 | 1.4154 | 138.1161 | 124.1664 | 85.2574 | 165.1992 | 139.3937 | 140.8781 | 142.9606 | 117.4274 | 80.2657 | 75.0303 | 108.7954 | 215.3984 | 207.951 | 210.8253 | 150.9655 | 147.2631 | 144.5355 | 164.0432 | 96.948 | 103.0647 | 82.6074 | 159.985 | 78.8395 | 152.3332 | 131.5515 | 168.5097 | 64.4924 | 102.4495 | 72.4755 | 121.9605 | 123.9412 | 77.1569 | 227.7619 | 96.975 | 27.2499 | 165.7818 | 138.355 | 172.1381 | 97.7628 | 76.1944 | 109.2793 | 193.0046 | 173.6395 | 106.4599 | 84.4356 | 73.0863 | 74.2475 | 111.3955 | 72.4918 | 137.9893 | 133.9487 | 119.3926 | 98.3773 | 122.5695 | 43.598 | 161.0528 | 99.482 | 75.9426 | 49.9294 | 96.1511 | 91.1547 | 102.8608 | 135.8059 | 148.3728 | 104.4015 | 165.9498 | 135.5739 | 187.8953 | 142.7368 | 182.3154 | 158.2199 | 85.4704 | 167.0005 | 133.4514 | 85.1215 | 72.8855 | 81.0052 | 115.3363 | 127.9491 | 168.3864 | 93.6905 | 115.9802 | 74.6501 | 143.2735 | 127.6203 | 80.2256 | 139.5154 | 110.3947 | 118.0037 | 113.6943 | 60.7382 | 138.943 | 139.3926 | 151.618 | 108.0612 | 219.4323 | 80.2332 | 188.5026 | 127.7117 | 76.5541 | 75.3777 | 112.462 | 114.3643 | 13.0049 | 69.0929 | 100.6021 | 102.6128 | 97.7216 | 174.8469 | 93.6552 | 163.4217 | 130.4169 | 137.1704 | 111.2503 | 114.8124 | 96.2057 | 74.2868 | 75.6968 | 241.022 | 93.6889 | 100.3442 | 52.6198 | 103.1532 | 59.7466 | 106.7597 | 132.8898 | 142.7428 | 117.3569 | 97.2565 | 225.7218 | 120.3904 | 85.302 | 179.1434 | 131.1979 | 184.7638 | 69.6557 | 106.7838 | 100.2453 | 156.7421 | 190.6277 | 65.7963 | 136.0126 | 154.546 | 147.4032 | 100.0716 | 61.7877 | 106.0292 | 98.6554 | 89.7258 | 112.3308 | 147.2388 | 108.0328 | 220.451 | 157.7222 | 148.8816 | 141.1763 | 189.2822 | 69.7566 | 127.0586 | 102.194 | 181.6086 | 64.6579 | 100.2916 | 131.7985 | 110.0871 | 147.8086 | 187.4577 | 155.4697 | 90.6336 | 74.6565 | 88.1237 | 167.3804 | 127.0078 | 109.3331 | 158.3418 | 175.8588 | 69.9026 | 104.4209 | 92.1441 | 132.174 | 160.7735 | 167.0181 | 124.1304 | 252.3464 | 125.7527 | 81.9077 | 180.6322 | 81.4855 | 114.5598 | 173.7224 | 203.1774 | 198.6184 | 184.0126 | 171.4861 | 167.2556 | 69.6082 | 93.6541 | 147.637 | 127.1037 | 121.9124 | 115.3147 | 106.9923 | 84.7306 | 142.1908 | 106.1665 | 93.5568 | 139.9998 | 137.7636 | 181.3498 | 81.8144 | 131.0001 | 209.3367 | 102.6146 | 146.7384 | 204.0679 | 86.2733 | 105.2278 | 105.3572 | 90.3433 | 158.8295 | 107.7408 | 123.1365 | 105.3754 | 170.7362 | 167.5952 | 110.7377 | 198.5954 | 195.4749 | 208.1235 | 156.6356 | 213.1007 | 166.4993 | 96.3083 | 109.3118 | 145.6149 | 149.7332 | 68.0412 | 145.7774 | 106.6465 | 117.6265 | 149.3806 | 77.1894 | 140.9461 | 235.4988 | 146.3925 | 82.976 | 89.2059 | 148.8028 | 110.6903 | 78.8255 | 115.8273 | 208.6988 | 115.0004 | 140.9676 | 63.4489 | 89.4139 | 109.4862 | 154.9646 | 141.5668 | 157.4591 | 29.0397 | 84.8525 | 144.84 | 61.4066 | 96.9586 | 170.3363 | 165.2917 | 74.2645 | 69.6457 | 172.6149 | 62.7386 | 108.5418 | 165.0428 | 144.7919 | 145.9778 | 100.1025 | 138.7306 | 81.5808 | 62.4337 | 121.4544 | 66.9012 | 94.6166 | 106.5538 | 62.9906 | 179.9566 | 138.6809 | 124.0292 | 119.6237 | 155.6544 | 127.5832 | 108.7641 | 155.0356 | 64.9989 | 117.9107 | 131.5389 | 82.668 | 123.1015 | 183.3527 | 74.2394 | 123.1215 | 69.9188 | 107.2417 | 139.4376 | 161.7598 | 75.1966 | 213.9324 | 123.127 | 71.4328 | 205.3177 | 108.994 | 118.9182 | 230.2348 | 209.481 | 61.5685 | 61.7784 | 92.4048 | 186.7533 | 138.3484 | 93.1705 | 73.579 | 139.9534 | 124.0356 | 236.9737 | 82.9258 | 94.9743 | 150.3375 | 139.1306 | 131.8485 | 95.2243 | 126.4997 | 150.3348 | 102.9516 | 130.4997 | 139.8501 | 117.9236 | 95.6641 | 175.0215 | 167.9667 | 152.852 | 73.463 | 83.5171 | 200.8963 | 177.8597 | 200.2338 | 90.9093 | 91.4295 | 121.751 | 171.6624 | 69.0692 | 122.8362 | 112.7663 | 208.1457 | 106.6344 | 115.5653 | 84.5672 | 122.6636 | 121.0085 | 147.2354 | 97.996 | 89.1501 | 89.1881 | 119.1121 | 110.2272 | 139.6445 | 101.3271 | 197.883 | 129.2842 | 177.2635 | 94.0419 | 192.6761 | 95.2655 | 161.4209 | 33.399 | 177.3134 | 61.3367 | 62.505 | 79.0486 | 51.9005 | 100.0009 | 116.3229 | 133.2661 | 117.4802 | 152.2964 | 132.9943 | 82.9433 | 226.8112 | 257.4401 | 200.2378 | 121.0842 | 100.4902 | 93.4565 | 143.0584 | 72.8783 | 136.1218 | 75.6265 | 76.808 | 151.5795 | 104.9422 | 132.2625 | 145.511 | 168.7588 | 146.2554 | 101.7474 | 89.5037 | 121.8226 | 134.8482 | 55.6506 | 86.2481 | 217.3135 | 116.9297 | 71.2997 | 151.4695 | 112.0636 | 171.0747 | 118.2168 | 110.8603 | 110.1955 | 183.8212 | 152.4947 | 39.1526 | 92.0994 | 143.8237 | 88.2057 | 133.3791 | 128.6149 | 131.4452 | 73.6848 | 140.7452 | 146.8613 | 109.3264 | 111.8913 | 106.1904 | 142.0457 | 115.4058 | 124.0385 | 97.3027 | 180.6337 | 102.5401 | 112.4734 | 119.4767 | 115.4292 | 144.1192 | 175.1385 | 88.0532 | 127.2962 | 94.6906 | 57.8608 | 140.1594 | 175.6966 | 144.8543 | 152.3161 | 97.6759 | 189.4233 | 181.1361 | 65.0834 | 92.4673 | 128.754 | 115.0216 | 190.0538 | 85.9884 | 182.0852 | 193.3556 | 264.5684 | 135.7957 | 180.6327 | 121.1664 | 137.1471 | 251.3913 | 86.8992 | 344.7208 | 163.4518 | 162.9819 | 105.0194 | 85.9878 | 123.5085 | 151.047 | 79.6211 | 114.6525 | 127.2187 | 108.294 | 162.9217 | 85.729 | 179.2232 | 260.8809 | 106.0397 | 96.1488 | 137.4481 | 143.4762 | 128.7687 | 274.8729 | 84.6525 | 93.0013 | 143.2346 | 111.1699 | 138.9478 | 80.9812 | 220.4191 | 70.4115 | 73.9264 | 136.9703 | 189.0255 | 95.3075 | 114.5553 | 193.1062 | 126.7138 | 162.3865 | 201.7372 | 94.5459 | 161.8973 | 133.4539 | 56.9943 | 162.9747 | 89.019 | 174.6737 | 162.4273 | 81.2851 | 209.3713 | 134.071 | 140.7358 | 154.6306 | 214.0623 | 149.8821 | 174.5094 | 78.4328 | 88.9464 | 158.494 | 88.9588 | 217.5443 | 104.4221 | 65.5938 | 110.2123 | 149.2257 | 207.9264 | 161.2573 | 108.6015 | 105.7847 | 143.8693 | 84.217 | 142.991 | 98.2078 | 120.2695 | 100.7736 | 149.7348 | 137.1747 | 130.9986 | 127.852 | 84.5126 | 165.887 | 183.4695 | 69.4857 | 182.6539 | 117.4469 | 56.7451 | 78.0719 | 92.5971 | 76.2386 | 72.7326 | 70.6377 | 45.2414 | 119.1005 | 129.988 | 107.2156 | 201.8676 | 164.6368 | 115.0311 | 94.7229 | 122.5792 | 183.1944 | 199.3993 | 95.9987 | 130.8671 | 19.3678 | 116.4756 | 84.1815 | 110.8832 | 105.5668 | 140.9701 | 164.161 | 225.4504 | 138.481 | 90.1839 | 206.2173 | 198.4955 | 110.3962 | 103.0157 | 165.9051 | 89.4661 | 73.4186 | 159.3675 | 114.3255 | 191.9062 | 116.8546 | 69.8236 | 160.1912 | 71.6534 | 120.4502 | 176.1685 | 78.5753 | 86.8315 | 79.479 | 177.5956 | 98.8173 | 145.9 | 163.911 | 90.4188 | 106.788 | 75.1509 | 121.258 | 118.9417 | 97.6152 | 131.1511 | 141.8249 | 122.1271 | 52.4253 | 129.9766 | 116.4449 | 84.6362 | 107.5796 | 105.5828 | 116.8195 | 137.9903 | 137.9486 | 98.6208 | 187.9763 | 56.3787 | 63.3873 | 102.5055 | 131.6244 | 242.6829 | 88.5868 | 191.5334 | 93.2298 | 117.0012 | 185.5792 | 123.3468 | 136.8763 | 117.9114 | 175.8367 | 88.0614 | 133.8053 | 125.662 | 176.653 | 39.0765 | 111.7985 | 104.0249 | 79.0358 | 130.6212 | 155.8326 | 225.152 | 107.2354 | 75.5325 | 108.0354 | 114.4942 | 140.1505 | 132.8245 | 160.6428 | 160.9559 | 83.9869 | 263.6876 | 125.9614 | 118.2376 | 88.2979 | 116.4695 | 74.1569 | 207.3936 | 104.2342 | 181.3375 | 125.1775 | 121.9083 | 128.8783 | 177.5473 | 73.12 | 107.3826 | 115.7915 | 93.6246 | 125.2187 | 101.354 | 165.1765 | 103.4057 | 109.8957 | 155.0902 | 85.8475 | 79.7848 | 116.3078 | 140.6171 | 114.2605 | 108.1178 | 226.0481 | 110.5911 | 167.0697 | 114.9542 | 138.7898 | 210.2143 | 88.9019 | 89.6344 | 232.5904 | 258.58 | 77.2417 | 152.61 | 106.6832 | 168.4492 | 173.8483 | 170.5999 | 80.3483 | 107.5094 | 174.7648 | 107.3458 | 127.7997 | 62.6556 | 120.9535 | 77.6819 | 159.1483 | 63.042 | 97.2104 | 70.0315 | 169.1067 | 92.7926 | 151.6543 | 103.7897 | 135.5635 | 26.4914 | 130.8045 | 89.9515 | 110.8007 | 129.7551 | 84.169 | 214.6934 | 148.2016 | 96.4704 | 81.5191 | 187.4042 | 225.2 | 103.4869 | 138.5296 | 186.2264 | 177.7533 | 141.4294 | 98.0987 | 186.4683 | 101.737 | 110.4022 | 181.9169 | 187.0021 | 138.7655 | 85.2143 | 91.3717 | 124.3975 | 166.4482 | 139.3662 | 101.4817 | 100.3487 | 201.1248 | 85.2451 | 105.2797 | 100.9954 | 179.834 | 127.6059 | 162.6649 | 40.8332 | 66.0952 | 92.3049 | 61.2524 | 213.7368 | 111.3211 | 94.5793 | 114.6684 | 146.2653 | 92.732 | 51.4912 | 133.0384 | 109.5832 | 131.9058 | 145.7688 | 157.5879 | 105.4877 | 108.3698 | 60.0143 | 114.3465 | 100.4478 | 111.4053 | 104.8094 | 118.8681 | 271.0992 | 93.9834 | 137.0673 | 67.5103 | 153.2141 | 134.7206 | 144.6248 | 58.75 | 131.7205 | 195.3137 | 99.6308 | 200.1985 | 114.2508 | 82.373 | 168.5366 | 111.3374 | 72.8562 | 195.8995 | 84.2378 | 163.0462 | 98.2327 | 76.0415 | 70.6987 | 156.581 | 51.4694 | 63.9554 | 115.2531 | 227.0637 | 122.3742 | 173.4632 | 106.204 | 151.3418 | 98.3987 | 93.2045 | 92.0698 | 152.7957 | 93.1627 | 75.0701 | 183.4287 | 95.9223 | 157.273 | 111.9804 | 161.1037 | 134.3213 | 98.6243 | 83.2262 | 69.8633 | 125.9741 | 156.393 | 116.1073 | 138.309 | 83.4249 | 151.5803 | 106.5059 | 115.1705 | 64.1101 | 129.8456 | 90.4714 | 134.5155 | 104.3008 | 118.9045 | 128.9779 | 179.4453 | 115.2805 | 126.5982 | 152.7095 | 127.815 | 111.8011 | 201.8345 | 92.0815 | 306.8823 | 109.2773 | 106.2134 | 92.9548 | 90.9684 | 162.7851 | 86.7241 | 177.2633 | 189.9764 | 208.0197 | 106.7684 | 79.0374 | 270.6917 | 121.6229 | 83.6175 | 101.2857 | 160.8397 | 176.4898 | 97.3227 | 96.3219 | 210.6574 | 103.9574 | 173.3459 | 152.129 | 182.4437 | 102.7385 | 115.0044 | 143.4442 | 81.4847 | 189.3186 | 157.7456 | 212.3663 | 91.0875 | 152.1972 | 37.0832 | 81.8696 | 168.0378 | 127.9152 | 193.1541 | 106.3066 | 66.6734 | 179.7683 | 115.047 | 150.2011 | 206.8372 | 74.8006 | 121.3054 | 91.2909 | 82.6403 | 114.2769 | 148.7261 | 118.2502 | 201.479 | 107.8937 | 105.2962 | 70.1326 | 178.6353 | 198.8218 | 138.7249 | 178.8887 | 167.6812 | 54.5974 | 188.2442 | 94.1065 | 87.2984 | 117.0151 | 95.0684 | 138.1172 | 112.7852 | 178.706 | 97.667 | 10.2698 | 126.0046 | 94.3278 | 127.8856 | 175.2715 | 120.3556 | 79.5961 | 185.7488 | 259.7662 | 188.7763 | 87.1963 | 207.4799 | 161.6337 | 66.7963 | 117.9288 | 76.8841 | 88.2881 | 105.7387 | 109.6096 | 140.8304 | 91.9864 | 77.7717 | 140.2553 | 134.7087 | 161.0135 | 110.8605 | 122.4702 | 133.7348 | 118.727 | 109.5287 | 87.8187 | 114.4377 | 168.1673 | 161.0448 | 106.5364 | 185.3709 | 57.2998 | 100.1361 | 194.3122 | 193.5931 | 153.273 | 72.4937 | 126.9633 | 80.0724 | 85.9636 | 146.364 | 184.3312 | 144.2486 | 68.3179 | 124.3371 | 169.3963 | 121.4368 | 104.9853 | 160.0287 | 122.0678 | 228.0997 | 184.045 | 165.0367 | 76.4745 | 100.6502 | 157.2834 | 141.1526 | 177.2111 | 152.4145 | 160.9306 | 82.6298 | 178.8364 | 176.5573 | 89.2666 | 95.3528 | 91.0209 | 108.503 | 86.8483 | 144.248 | 78.4052 | 179.6502 | 13.1153 | 128.2871 | 122.4777 | 136.2674 | 150.5517 | 51.5422 | 105.8387 | 77.6032 | 138.6665 | 76.3781 | 156.9679 | 157.6545 | 60.0971 | 151.8112 | 79.0022 | 154.6642 | 147.3529 | 76.2874 | 116.8761 | 89.4267 | 58.8795 | 60.5011 | 146.4246 | 109.3669 | 196.0105 | 126.025 | 176.2431 | 182.2622 | 119.4021 | 169.4205 | 140.2165 | 185.5208 | 78.3465 | 198.1888 | 45.158 | 169.5001 | 104.9332 | 135.2946 | 106.6578 | 75.8129 | 149.3696 | 140.106 | 173.4827 | 96.7154 | 181.3153 | 115.6161 | 190.5587 | 84.4255 | 126.0714 | 135.9179 | 206.6774 | 101.6162 | 87.6907 | 109.4984 | 173.9163 | 275.7295 | 116.9522 | 166.8485 | 90.8652 | 61.4691 | 94.3193 | 285.8143 | 162.8247 | 81.9916 | 132.9679 | 132.0581 | 159.6889 | 170.3576 | 74.178 | 137.561 | 122.4534 | 159.359 | 83.3183 | 116.9182 | 74.4082 | 161.8611 | 89.8795 | 86.0035 | 112.1107 | 84.5754 | 46.9019 | 90.3487 | 93.9452 | 70.9589 | 64.5948 | 124.9683 | 230.1289 | 118.479 | 64.5636 | 160.3945 | 190.6057 | 158.8604 | 189.2522 | 113.1758 | 126.329 | 207.8744 | 62.3293 | 136.2324 | 129.2753 | 79.6653 | 120.5979 | 226.6956 | 106.6613 | 186.721 | 53.722 | 161.0726 | 148.1097 | 188.8943 | 74.3935 | 149.1416 | 144.4355 | 124.9936 | 153.8903 | 101.7471 | 42.8704 | 216.1994 | 91.8381 | 63.0006 | 158.1991 | 82.5167 | 212.8599 | 128.1888 | 104.9894 | 202.5511 | 111.8659 | 151.8385 | 120.0546 | 118.7552 | 170.9985 | 71.1464 | 172.32 | 92.5235 | 106.3993 | 138.845 | 99.3926 | 159.0351 | 71.2922 | 113.5392 | 122.2707 | 114.7803 | 146.4116 | 158.1067 | 188.9877 | 124.0452 | 120.5817 | 191.4829 | 62.6229 | 116.796 | 128.0624 | 137.8434 | 73.1717 | 99.8354 | 70.7233 | 135.5648 | 122.7603 | 84.8689 | 191.2617 | 87.9983 | 155.8368 | 92.5393 | 230.2385 | 117.3694 | 63.7655 | 100.8686 | 118.6184 | 105.7423 | 99.1998 | 114.5249 | 130.4773 | 94.1117 | 158.3836 | 175.008 | 148.3676 | 162.3767 | 132.1369 | 157.4042 | 65.6548 | 143.5072 | 177.8598 | 168.7264 | 139.4006 | 179.4254 | 183.3125 | 94.7578 | 163.3192 | 88.3161 | 179.2542 | 142.0104 | 174.4631 | 96.1259 | 145.8273 | 160.0128 | 100.5806 | 146.1589 | 123.5422 | 126.6914 | 171.9038 | 64.6561 | 214.2108 | 70.8771 | 156.3207 | 96.5994 | 95.132 | 162.0329 | 129.4826 | 118.7342 | 205.6119 | 118.073 | 147.7448 | 237.8476 | 77.6523 | 161.5751 | 148.202 | 138.4672 | 87.1955 | 179.5216 | 113.0091 | 78.5524 | 120.7504 | 106.5802 | 129.9027 | 106.215 | 156.5384 | 122.7186 | 105.8083 | 134.1555 | 138.1582 | 84.2038 | 71.1761 | 122.1677 | 139.2958 | 167.6403 | 164.4175 | 95.407 | 249.038 | 106.6205 | 133.834 | 140.9375 | 142.4782 | 85.3912 | 180.0198 | 149.6149 | 123.1463 | 195.5604 | 170.367 | 146.3356 | 35.5492 | 177.7127 | 252.8805 | 135.5602 | 146.4032 | 69.3701 | 87.1864 | 70.5839 | 139.6421 | 160.6428 | 162.2358 | 109.7922 | 109.5978 | 243.9913 | 129.4138 | 83.9587 | 63.9229 | 189.6755 | 91.584 | 65.1018 | 116.9798 | 97.935 | 139.2229 | 94.2987 | 133.4172 | 111.0312 | 136.3842 | 120.6022 | 125.0011 | 109.1621 | 78.2554 | 188.0912 | 95.4318 | 68.1917 | 90.8806 | 98.7697 | 126.6308 | 104.1439 | 97.6481 | 68.3244 | 150.573 | 142.0568 | 107.3965 | 67.7392 | 89.7715 | 93.9925 | 286.6833 | 81.8632 | 76.4 | 143.5964 | 121.9124 | 148.7685 | 111.2815 | 163.8267 | 108.9826 | 155.8853 | 93.191 | 117.3015 | 171.7179 | 170.4965 | 165.4453 | 123.2314 | 86.424 | 121.978 | 92.8199 | 164.856 | 160.1999 | 129.0892 | 143.3115 | 131.0908 | 231.957 | 98.6465 | 110.9635 | 111.6167 | 149.1442 | 83.1895 | 141.947 | 116.7928 | 173.654 | 130.558 | 142.2019 | 137.7388 | 98.7064 | 78.3227 | 127.6425 | 111.2317 | 118.8034 | 129.8527 | 76.9159 | 191.0412 | 236.9418 | 115.6092 | 156.8369 | 132.3807 | 174.0789 | 157.3795 | 86.6026 | 186.6844 | 115.5757 | 139.141 | 102.2395 | 45.1396 | 115.6096 | 151.5436 | 151.399 | 92.4598 | 242.7168 | 77.787 | 122.3031 | 184.9055 | 119.1842 | 139.1709 | 117.1422 | 76.8964 | 143.2676 | 101.6556 | 161.1633 | 94.9066 | 95.0572 | 90.4863 | 207.2477 | 284.9182 | 121.4422 | 164.97 | 126.1369 | 169.1223 | 136.9614 | 88.715 | 121.4072 | 164.6735 | 227.1923 | 72.6699 | 93.4895 | 114.9065 | 86.3538 | 151.9675 | 88.2959 | 118.7237 | 98.8768 | 155.2374 | 237.9236 | 118.5907 | 58.2695 | 102.6277 | 156.683 | 106.0166 | 50.8871 | 159.7106 | 116.288 | 111.8817 | 106.7515 | 164.276 | 96.3701 | 178.6635 | 170.0558 | 132.2854 | 134.7851 | 126.6654 | 167.7416 | 75.3473 | 80.101 | 136.3332 | 169.603 | 126.6571 | 158.7941 | 112.9835 | 102.0046 | 74.8911 | 187.1808 | 126.0738 | 76.2823 | 92.1374 | 103.4766 | 65.4929 | 68.8356 | 127.6097 | 179.7319 | 126.9508 | 191.1326 | 145.669 | 103.5891 | 83.4597 | 173.6419 | 108.0149 | 81.8455 | 162.4243 | 146.0684 | 196.8823 | 108.4108 | 77.4589 | 122.5247 | 70.6676 | 135.2515 | 109.3003 | 140.0351 | 116.9886 | 136.4066 | 179.0254 | 118.7368 | 68.9837 | 103.0739 | 115.4298 | 124.8532 | 77.1623 | 75.6055 | 121.141 | 201.6724 | 237.7174 | 87.5091 | 90.9417 | 91.9283 | 84.9233 | 117.2575 | 205.6423 | 105.2206 | 110.686 | 56.3321 | 124.2301 | 104.2368 | 180.8081 | 59.6392 | 79.3265 | 219.1977 | 61.8536 | 172.6895 | 216.5884 | 80.5882 | 77.5759 | 91.6362 | 119.5976 | 284.0392 | 154.0735 | 135.0275 | 133.2621 | 178.418 | 89.7743 | 63.8805 | 70.1718 | 172.9981 | 130.2992 | 108.6056 | 173.33 | 138.1473 | 112.5176 | 140.8454 | 190.4429 | 179.5253 | 128.8094 | 181.3797 | 83.1377 | 85.1937 | 118.8551 | 79.2968 | 123.3197 | 109.475 | 109.7144 | 103.0677 | 120.9252 | 108.2362 | 96.0511 | 132.4664 | 88.6543 | 101.2456 | 129.6618 | 59.3033 | 76.1147 | 216.5039 | 110.9589 | 198.8622 | 56.9015 | 96.6492 | 172.1661 | 177.3684 | 105.9532 | 225.9224 | 171.5509 | 182.7561 | 85.4213 | 148.7314 | 111.0489 | 138.8996 | 167.6483 | 74.6475 | 12.1629 | 163.9232 | 107.8058 | 109.4968 | 130.7767 | 110.3589 | 136.8641 | 70.6576 | 135.0157 | 182.4694 | 94.2001 | 215.8494 | 268.018 | 108.9472 | 152.6784 | 83.6412 | 87.6751 | 92.3961 | 203.5316 | 119.1313 | 203.9848 | 162.4327 | 113.5908 | 87.8087 | 104.9758 | 135.5896 | 161.8109 | 225.8172 | 185.974 | 104.5962 | 160.6564 | 87.2389 | 123.7407 | 99.4582 | 120.5509 | 157.9014 | 151.3383 | 88.5164 | 130.4098 | 107.7995 | 86.3609 | 91.6558 | 79.5193 | 77.5315 | 88.3952 | 63.4552 | 175.2753 | 169.4332 | 174.4083 | 107.7196 | 223.2438 | 48.1064 | 181.3667 | 111.2619 | 195.3425 | 113.392 | 136.0788 | 128.8249 | 59.7449 | 59.9615 | 173.6641 | 157.0028 | 120.433 | 131.7261 | 162.1785 | 107.642 | 198.5607 | 113.0857 | 122.9441 | 184.6618 | 42.7981 | 90.0122 | 173.7268 | 141.055 | 145.0018 | 131.4572 | 125.5124 | 90.4976 | 210.4902 | 119.1814 | 99.3415 | 147.5137 | 137.8101 | 118.0928 | 177.1623 | 127.7808 | 97.6439 | 104.1558 | 89.0803 | 162.1235 | 112.2089 | 143.4523 | 125.5398 | 177.8505 | 113.9185 | 74.3822 | 226.4142 | 198.6367 | 158.7903 | 141.756 | 177.187 | 151.2495 | 100.0779 | 71.1042 | 108.9148 | 101.3996 | 226.3906 | 81.3628 | 117.6706 | 138.642 | 194.139 | 118.1955 | 29.3374 | 155.8109 | 62.9039 | 111.3494 | 49.5065 | 147.6897 | 121.6187 | 132.3866 | 80.1916 | 90.5246 | 109.3804 | 213.5843 | 55.4044 | 178.8162 | 76.0769 | 138.6257 | 84.8903 | 143.2188 | 128.2641 | 103.5798 | 199.0798 | 170.6835 | 145.5371 | 112.6235 | 96.2094 | 68.5268 | 205.6858 | 90.8248 | 136.029 | 65.2146 | 161.0664 | 152.4916 | 129.5094 | 118.8844 | 132.1844 | 64.964 | 104.8379 | 178.1626 | 156.1537 | 153.7893 | 221.9906 | 153.7209 | 153.2174 | 105.8084 | 134.1978 | 92.9624 | 123.0005 | 100.1078 | 136.4408 | 218.495 | 131.5306 | 131.8309 | 154.1013 | 80.0348 | 105.5284 | 151.0699 | 117.8918 | 64.4141 | 157.954 | 122.0213 | 77.0672 | 125.5959 | 128.6919 | 81.1609 | 77.3179 | 122.9015 | 104.2776 | 118.7759 | 132.8637 | 95.9713 | 100.5972 | 99.1384 | 133.0834 | 68.9606 | 188.0458 | 184.1039 | 95.8088 | 131.4373 | 101.7701 | 116.4972 | 254.6067 | 136.4807 | 188.2941 | 93.847 | 159.5372 | 51.3615 | 166.6702 | 89.7959 | 135.5961 | 154.0906 | 146.5974 | 101.7014 | 151.9733 | 137.6682 | 148.55 | 77.7727 | 180.6276 | 215.3194 | 150.3084 | 181.2112 | 117.1667 | 103.9987 | 69.0549 | 186.3428 | 90.1637 | 57.7082 | 155.3303 | 105.1357 | 93.7256 | 82.5057 | 140.7328 | 91.9302 | 104.2853 | 144.2128 | 124.4252 | 73.7357 | 123.9066 | 199.5276 | 156.6162 | 128.0718 | 164.0006 | 160.1904 | 87.5569 | 147.7128 | 69.7763 | 85.9033 | 156.9082 | 94.8827 | 254.6579 | 79.1561 | 94.148 | 91.095 | 174.134 | 54.4392 | 101.0391 | 75.7722 | 116.1736 | 95.4247 | 52.5312 | 143.5513 | 130.4477 | 134.9641 | 218.6787 | 96.7975 | 211.5777 | 100.1428 | 119.3627 | 130.3351 | 118.7072 | 115.221 | 65.4092 | 141.1867 | 192.2033 | 67.0829 | 98.3608 | 103.1296 | 126.9242 | 112.4641 | 63.8855 | 137.9839 | 146.7865 | 101.1188 | 95.9339 | 75.6072 | 148.2049 | 268.2383 | 193.1912 | 116.735 | 99.1023 | 84.8699 | 179.8137 | 112.0979 | 103.6648 | 94.0595 | 115.1281 | 172.3815 | 133.9703 | 138.0483 | 148.9531 | 99.9443 | 219.6059 | 100.0241 | 117.0014 | 142.2132 | 101.8235 | 115.009 | 101.3215 | 143.1598 | 236.0794 | 90.6891 | 112.2711 | 150.0949 | 75.1574 | 71.8785 | 239.7591 | 73.2597 | 123.105 | 165.7495 | 172.1527 | 104.704 | 100.7345 | 65.0852 | 89.4949 | 163.6988 | 99.1488 | 102.0617 | 76.0087 | 100.9157 | 177.4707 | 91.5392 | 138.2831 | 96.4202 | 91.7504 | 139.0907 | 142.5664 | 113.0015 | 65.9482 | 134.4276 | 186.8385 | 94.0621 | 98.0916 | 153.3497 | 121.648 | 123.3725 | 120.8095 | 104.5131 | 97.519 | 97.3878 | 160.5674 | 74.8097 | 108.477 | 98.3862 | 51.3428 | 110.6308 | 124.964 | 101.6508 | 89.0485 | 88.093 | 172.0233 | 63.6136 | 178.2029 | 85.4512 | 83.6539 | 202.3771 | 101.2786 | 82.2572 | 179.8125 | 124.9017 | 227.6673 | 138.0142 | 165.5129 | 151.093 | 169.4353 | 75.6986 | 206.8283 | 164.4503 | 143.5331 | 144.9655 | 126.0841 | 100.6332 | 129.3407 | 237.7104 | 60.0946 | 133.8867 | 147.3856 | 121.1565 | 110.2251 | 112.3744 | 102.5498 | 113.0226 | 139.2076 | 97.9778 | 225.2217 | 145.5033 | 87.5247 | 98.9118 | 69.3816 | 135.5134 | 105.462 | 71.7977 | 92.0598 | 107.5736 | 131.7306 | 186.7744 | 119.0613 | 215.2763 | 186.1698 | 114.247 | 147.373 | 74.6672 | 83.9154 | 118.4902 | 127.1183 | 101.1693 | 140.273 | 91.8416 | 152.8809 | 115.7065 | 180.6618 | 119.1355 | 175.1137 | 209.4707 | 118.812 | 80.6621 | 143.5635 | 114.0462 | 110.2739 | 99.5676 | 163.8812 | 182.463 | 171.8477 | 59.9308 | 138.0012 | 90.7313 | 140.3209 | 97.137 | 169.487 | 140.8957 | 71.7942 | 231.3117 | 175.9965 | 141.7782 | 93.7932 | 138.9661 | 102.4074 | 200.9435 | 150.2678 | 139.8961 | 74.4796 | 116.9857 | 203.2172 | 83.6961 | 157.4768 | 116.1201 | 179.9075 | 93.5117 | 98.1106 | 103.0379 | 159.3851 | 92.9746 | 82.6133 | 101.5073 | 79.6005 | 107.6089 | 198.0546 | 42.9458 | 109.7383 | 80.3025 | 204.9875 | 136.5 | 154.0882 | 124.602 | 133.4095 | 63.6677 | 229.7429 | 140.2925 | 157.768 | 140.3269 | 77.1459 | 224.9183 | 111.45 | 182.7652 | 130.8279 | 135.8628 | 142.9078 | 77.4492 | 99.0768 | 80.2946 | 173.9397 | 151.3074 | 114.3415 | 89.1857 | 107.1091 | 90.425 | 119.7551 | 107.7555 | 122.156 | 86.5135 | 120.9963 | 128.0921 | 128.4303 | 100.5648 | 11.4095 | 128.402 | 66.2607 | 86.2693 | 233.5377 | 140.2185 | 120.279 | 118.2877 | 80.9102 | 105.8193 | 95.555 | 138.8248 | 94.9909 | 88.3912 | 202.2036 | 135.8538 | 109.2425 | 3.2613 | 72.8239 | 116.6267 | 135.5518 | 217.5884 | 150.8585 | 114.4491 | 102.254 | 65.6601 | 69.0328 | 223.5439 | 152.1204 | 88.2195 | 82.9261 | 102.8778 | 79.0534 | 94.8931 | 92.8166 | 100.1748 | 74.5759 | 88.055 | 234.1291 | 183.908 | 83.7316 | 124.1474 | 118.7173 | 141.5452 | 132.7615 | 114.739 | 155.4539 | 192.0514 | 131.0164 | 152.6392 | 124.853 | 72.8618 | 157.4139 | 131.4054 | 153.3823 | 152.1132 | 89.555 | 121.7602 | 183.988 | 119.4198 | 148.9141 | 211.781 | 161.4784 | 128.5845 | 82.0201 | 76.2265 | 178.2875 | 53.4276 | 100.1654 | 145.324 | 88.2438 | 85.1944 | 127.8784 | 107.9374 | 150.6409 | 122.6147 | 83.1926 | 315.6326 | 113.1976 | 107.1909 | 55.9311 | 125.4812 | 127.4535 | 78.0941 | 271.5438 | 79.1282 | 70.5186 | 56.5294 | 109.056 | 92.2853 | 108.4797 | 90.5418 | 136.2635 | 129.9315 | 95.3338 | 185.3529 | 41.1046 | 233.2909 | 104.1698 | 92.0741 | 80.3399 | 74.5752 | 143.0649 | 179.1405 | 65.3671 | 176.404 | 96.5023 | 114.4058 | 81.9556 | 169.1776 | 104.1109 | 166.6211 | 97.3827 | 144.6373 | 105.5411 | 101.5742 | 201.0703 | 127.652 | 246.5703 | 82.9072 | 129.6147 | 102.967 | 116.5997 | 341.6393 | 113.4321 | 118.6108 | 87.1471 | 146.8306 | 93.4137 | 166.3373 | 117.0631 | 165.2739 | 192.8469 | 121.6082 | 155.0417 | 169.9896 | 102.9487 | 125.6104 | 127.8925 | 263.109 | 57.7313 | 105.6518 | 163.5498 | 84.5007 | 125.7582 | 89.1752 | 176.5941 | 131.7491 | 59.4249 | 62.7443 | 182.4596 | 83.8974 | 67.0228 | 72.2325 | 71.8155 | 128.0533 | 178.2628 | 92.4688 | 146.6406 | 143.9854 | 141.1213 | 63.541 | 211.462 | 98.3242 | 59.7321 | 81.0814 | 141.864 | 184.4567 | 130.8122 | 108.2756 | 111.0518 | 43.6641 | 261.6241 | 145.5552 | 83.4912 | 53.0405 | 119.7059 | 115.9775 | 127.6831 | 209.523 | 110.0171 | 93.5082 | 159.6956 | 117.1509 | 102.8372 | 237.5207 | 147.9734 | 38.7443 | 148.1922 | 115.5025 | 131.2067 | 131.7577 | 91.6447 | 101.0912 | 87.0055 | 113.1177 | 60.4473 | 177.6084 | 181.1393 | 110.6391 | 135.0636 | 149.8925 | 61.7634 | 123.9194 | 133.1197 | 247.379 | 139.9301 | 122.2074 | 68.5729 | 37.087 | 42.0921 | 305.2379 | 127.0261 | 102.6234 | 125.8011 | 139.3194 | 43.964 | 140.891 | 59.9982 | 89.4574 | 102.9955 | 59.6436 | 72.0612 | 133.2572 | 70.9469 | 68.4295 | 91.1091 | 157.8534 | 66.5135 | 166.6406 | 133.1572 | 144.3965 | 174.5683 | 78.1099 | 119.3354 | 130.867 | 127.1178 | 105.0328 | 86.0017 | 91.9803 | 142.7186 | 136.5665 | 123.522 | 113.7453 | 106.4359 | 228.6359 | 91.6602 | 108.7937 | 141.6843 | 104.7276 | 119.6229 | 76.7647 | 95.9 | 67.7217 | 94.0025 | 140.4998 | 142.475 | 90.9992 | 143.9941 | 128.0315 | 94.805 | 203.7758 | 84.9202 | 80.8233 | 224.5333 | 97.6846 | 83.1895 | 156.5512 | 85.7239 | 137.3928 | 269.8576 | 138.0048 | 156.2641 | 135.6593 | 100.5629 | 68.9752 | 70.7985 | 63.7031 | 102.1447 | 134.0759 | 118.7406 | 96.484 | 107.5351 | 119.4088 | 149.1422 | 229.6918 | 164.4653 | 99.0174 | 87.3095 | 238.7482 | 139.1798 | 106.5154 | 175.6897 | 81.4529 | 102.5365 | 150.7584 | 96.4389 | 89.1044 | 62.6553 | 128.3788 | 124.5118 | 94.5692 | 19.4095 | 119.2978 | 240.6566 | 79.4539 | 125.3415 | 112.769 | 77.2526 | 107.3937 | 75.546 | 147.4327 | 115.494 | 69.4528 | 143.7991 | 93.5005 | 108.7352 | 142.0119 | 106.3442 | 144.3569 | 313.0338 | 231.9412 | 119.8427 | 160.0858 | 182.7688 | 134.7232 | 84.435 | 62.3076 | 129.7997 | 148.9383 | 90.3603 | 127.4743 | 197.3968 | 110.624 | 98.2248 | 81.3266 | 123.7594 | 162.3987 | 158.7243 | 118.7508 | 177.8336 | 193.3932 | 190.4756 | 92.72 | 216.8048 | 84.1761 | 56.8142 | 87.0776 | 136.9569 | 168.9338 | 118.1653 | 81.7704 | 102.0984 | 69.7174 | 111.8064 | 99.6231 | 117.4808 | 173.7558 | 153.5253 | 107.5855 | 217.5521 | 172.7329 | 100.3517 | 134.7244 | 160.4039 | 87.6393 | 156.0848 | 104.677 | 17.5391 | 98.0127 | 138.1097 | 49.1962 | 125.791 | 160.1575 | 124.2996 | 81.9843 | 87.7331 | 71.1564 | 94.9257 | 154.2416 | 174.0021 | 114.177 | 133.0473 | 55.7368 | 90.4316 | 161.576 | 154.2356 | 135.4584 | 192.3364 | 102.0692 | 145.6032 | 162.9425 | 43.5064 | 122.0814 | 185.2645 | 101.1205 | 150.36 | 179.9581 | 98.653 | 116.7056 | 120.7494 | 108.9968 | 149.6221 | 219.4903 | 181.1115 | 147.5665 | 95.2502 | 96.7053 | 130.5544 | 2.5524 | 139.9307 | 108.795 | 70.779 | 128.1201 | 178.1689 | 140.584 | 176.4193 | 200.8197 | 127.3553 | 334.457 | 119.1093 | 55.6413 | 104.4712 | 82.3658 | 229.0879 | 182.3635 | 102.8947 | 140.5904 | 73.1212 | 173.6429 | 132.8405 | 130.7571 | 217.7601 | 154.4937 | 100.866 | 166.8706 | 117.3934 | 85.2842 | 92.0405 | 59.0338 | 155.5634 | 57.3442 | 119.3206 | 116.6409 | 91.2886 | 164.4806 | 81.6222 | 127.2441 | 159.9929 | 55.3809 | 171.2725 | 119.0787 | 141.3798 | 172.707 | 74.6149 | 124.4087 | 101.3697 | 125.1041 | 119.3808 | 236.3022 | 150.0525 | 190.9407 | 104.6252 | 168.4405 | 206.6905 | 100.868 | 155.0468 | 167.7872 | 139.0792 | 74.6665 | 189.2658 | 130.3563 | 130.0482 | 127.1533 | 109.1892 | 149.2855 | 116.3196 | 74.1444 | 118.1447 | 61.6982 | 59.924 | 139.7965 | 89.9537 | 131.4844 | 129.4006 | 100.7118 | 146.1395 | 103.4485 | 55.4162 | 111.6532 | 107.8391 | 171.4964 | 89.045 | 215.9681 | 204.9155 | 179.4384 | 137.216 | 83.1777 | 118.4411 | 94.7869 | 101.226 | 85.9745 | 142.2585 | 140.4777 | 129.4451 | 84.006 | 166.6532 | 150.5997 | 108.2704 | 112.2159 | 138.5051 | 90.3643 | 145.416 | 63.3295 | 118.4926 | 110.7082 | 126.3837 | 154.18 | 114.4979 | 141.5024 | 109.6565 | 186.9486 | 146.0832 | 122.3654 | 240.3558 | 132.5511 | 70.7051 | 178.7719 | 201.3659 | 129.5565 | 127.956 | 110.5988 | 88.244 | 138.7545 | 115.2265 | 174.3151 | 145.6285 | 200.2638 | 138.2377 | 103.3809 | 66.0066 | 102.6738 | 207.4222 | 157.7536 | 142.6211 | 138.8293 | 101.5096 | 118.3774 | 144.9848 | 119.0183 | 136.9101 | 114.3305 | 130.8448 | 79.5329 | 155.1598 | 133.6117 | 113.2174 | 161.2969 | 105.3599 | 128.6534 | 85.4917 | 112.1431 | 91.4711 | 108.4965 | 91.3167 | 91.046 | 223.4887 | 171.558 | 100.5245 | 109.236 | 181.4868 | 80.2252 | 120.2087 | 183.7097 | 136.1688 | 83.1164 | 78.6801 | 234.6457 | 167.0714 | 129.1708 | 134.2427 | 118.0267 | 70.9423 | 147.9495 | 115.5842 | 131.1425 | 174.2419 | 186.1048 | 215.1861 | 86.0446 | 119.6166 | 132.1154 | 47.2538 | 77.3956 | 119.4195 | 86.3488 | 160.9277 | 230.939 | 76.9451 | 78.8213 | 79.9398 | 135.8182 | 79.5993 | 197.2208 | 76.0701 | 246.8689 | 183.0614 | 132.4942 | 134.7901 | 207.5587 | 115.4243 | 109.7421 | 136.0794 | 64.2717 | 104.0447 | 113.3588 | 114.49 | 132.792 | 79.5955 | 167.9437 | 214.7498 | 204.0603 | 78.5354 | 179.5679 | 86.0878 | 125.8604 | 90.3951 | 106.0737 | 176.0323 | 129.4295 | 88.7529 | 85.025 | 132.1805 | 144.6406 | 194.6625 | 88.596 | 147.7979 | 120.6283 | 178.3674 | 133.5569 | 97.566 | 91.212 | 101.3286 | 192.8795 | 123.8762 | 118.5728 | 124.9675 | 78.0354 | 152.9085 | 104.0957 | 151.8614 | 90.6545 | 126.3496 | 88.5427 | 87.2658 | 128.2852 | 226.002 | 138.4901 | 168.6185 | 137.6198 | 157.3524 | 108.243 | 110.6546 | 187.1601 | 77.1661 | 102.7909 | 149.636 | 100.2783 | 151.015 | 108.4916 | 146.2648 | 78.7812 | 157.4205 | 192.1416 | 200.9751 | 73.4087 | 111.6763 | 186.5756 | 122.8871 | 106.3027 | 70.5334 | 102.1778 | 169.08 | 77.5857 | 90.6509 | 52.2114 | 84.8677 | 128.0059 | 80.9925 | 90.9485 | 61.5396 | 145.0669 | 115.8574 | 127.8972 | 189.4661 | 193.687 | 134.6124 | 106.1596 | 82.1435 | 72.5705 | 170.8845 | 81.3743 | 77.9385 | 81.568 | 89.4594 | 56.5587 | 95.0285 | 128.9301 | 82.7268 | 93.3698 | 83.9895 | 106.6404 | 184.229 | 62.0734 | 92.6707 | 152.7933 | 123.5878 | 224.58 | 163.6219 | 57.3201 | 199.7873 | 143.949 | 192.864 | 69.3986 | 150.2624 | 102.7485 | 74.6999 | 101.2099 | 160.1694 | 132.5439 | 86.7534 | 218.3988 | 78.3145 | 88.7097 | 119.5228 | 104.8964 | 105.2788 | 49.2189 | 125.6701 | 77.9332 | 83.0577 | 94.5614 | 128.6737 | 124.8184 | 101.1256 | 118.0112 | 207.1569 | 76.2408 | 120.2936 | 139.5315 | 117.3112 | 132.005 | 165.6153 | 135.3846 | 59.8305 | 159.1986 | 129.2681 | 124.8175 | 50.3967 | 365.9721 | 153.252 | 232.2528 | 129.0747 | 122.2461 | 143.4314 | 110.5554 | 79.9588 | 205.0634 | 234.7978 | 82.0318 | 51.1137 | 86.2921 | 154.0605 | 92.3752 | 164.265 | 109.27 | 143.3507 | 155.1597 | 108.7198 | 86.5842 | 137.1066 | 101.7166 | 141.8135 | 74.3541 | 93.578 | 168.2053 | 153.0303 | 148.5963 | 84.4523 | 156.1117 | 158.3133 | 69.4596 | 161.6558 | 116.7056 | 99.7308 | 82.4737 | 127.1617 | 98.5619 | 85.131 | 83.1638 | 202.0065 | 52.3766 | 93.2619 | 75.9242 | 91.4543 | 96.8134 | 210.8443 | 199.5597 | 136.4587 | 122.673 | 181.0639 | 179.3917 | 106.8615 | 96.0584 | 143.1012 | 134.7859 | 102.0265 | 127.3722 | 174.2205 | 146.0747 | 64.2327 | 184.1313 | 59.1566 | 182.7175 | 119.3278 | 127.2867 | 152.8779 | 44.6819 | 98.8534 | 175.8089 | 110.1354 | 109.8406 | 155.915 | 223.9192 | 152.5304 | 134.4661 | 130.7999 | 117.1316 | 152.3987 | 174.4702 | 102.6701 | 131.8927 | 141.3634 | 121.8423 | 133.6071 | 138.428 | 99.9413 | 139.7263 | 142.4926 | 140.9484 | 176.6499 | 84.6325 | 84.2548 | 110.9505 | 207.3079 | 79.8481 | 124.6101 | 73.6 | 153.799 | 112.6533 | 114.4006 | 117.4515 | 80.7477 | 165.5908 | 100.2841 | 74.9334 | 159.0296 | 70.1452 | 115.1071 | 96.8138 | 158.7855 | 121.3174 | 117.8109 | 123.7128 | 83.9781 | 121.8291 | 100.1789 | 142.2509 | 71.9965 | 61.0807 | 92.321 | 105.9816 | 80.222 | 82.6483 | 141.3492 | 143.1866 | 77.7865 | 134.0886 | 102.0164 | 71.401 | 135.1146 | 156.0623 | 150.5042 | 197.355 | 223.1585 | 118.4841 | 161.3531 | 75.421 | 158.7131 | 184.1972 | 226.1536 | 118.1349 | 202.2629 | 108.5558 | 76.3191 | 113.6001 | 147.778 | 116.2764 | 115.8639 | 146.4986 | 174.7216 | 101.3126 | 131.502 | 98.4759 | 166.3609 | 126.9855 | 93.8686 | 148.6932 | 77.1228 | 176.9458 | 170.5297 | 205.9425 | 84.1287 | 122.2003 | 148.5928 | 87.2065 | 165.8458 | 117.2055 | 283.0663 | 72.2293 | 118.6099 | 114.4099 | 103.9272 | 155.0137 | 88.7699 | 95.8115 | 66.1683 | 181.4508 | 55.9593 | 93.7918 | 185.3936 | 88.964 | 130.1928 | 140.8673 | 183.4069 | 103.6947 | 115.6181 | 167.8451 | 98.2342 | 139.2636 | 88.9911 | 146.5244 | 161.1152 | 130.708 | 177.0333 | 96.2797 | 135.3827 | 157.5639 | 154.7063 | 169.0887 | 128.0914 | 98.2405 | 150.5053 | 145.9834 | 131.6572 | 188.4469 | 104.3127 | 152.9114 | 150.0537 | 89.601 | 16.9073 | 139.8423 | 228.1545 | 168.441 | 104.4848 | 99.6633 | 192.617 | 162.5971 | 149.7184 | 73.0503 | 75.6669 | 69.6441 | 132.5466 | 151.8145 | 91.3701 | 165.9852 | 80.7642 | 136.9594 | 64.818 | 170.761 | 201.255 | 103.0592 | 79.4457 | 87.8884 | 172.1009 | 70.2997 | 125.4398 | 142.5474 | 110.5798 | 156.5437 | 196.6026 | 72.8535 | 142.7585 | 81.3961 | 111.9449 | 117.3519 | 71.9189 | 127.4377 | 204.9341 | 167.4057 | 186.2215 | 115.985 | 186.2567 | 93.0294 | 144.3322 | 174.193 | 263.5523 | 76.043 | 116.0444 | 187.2571 | 58.7678 | 160.7126 | 178.1205 | 76.2656 | 217.5611 | 146.9904 | 144.9961 | 85.1472 | 39.575 | 79.8488 | 215.7711 | 234.2851 | 140.3992 | 145.3258 | 142.0802 | 87.2531 | 134.0734 | 190.2728 | 87.0721 | 84.1209 | 113.1233 | 143.0851 | 122.3537 | 82.2879 | 63.654 | 176.5178 | 109.6496 | 140.5979 | 68.6704 | 134.4898 | 202.8712 | 119.3878 | 102.9095 | 192.9289 | 127.8341 | 163.7459 | 153.5194 | 127.5103 | 145.1965 | 133.3932 | 108.7312 | 102.6804 | 113.9692 | 121.259 | 115.2602 | 162.7602 | 152.3988 | 176.2678 | 142.2242 | 123.8325 | 113.4789 | 113.3662 | 166.377 | 248.6657 | 90.4695 | 128.6567 | 93.7949 | 151.3634 | 142.7853 | 169.3075 | 138.6063 | 142.3939 | 148.8966 | 53.4088 | 153.8886 | 85.5538 | 104.6629 | 84.2695 | 115.557 | 59.105 | 84.3499 | 83.6362 | 87.683 | 183.0227 | 121.4761 | 104.7723 | 103.1254 | 180.239 | 144.0458 | 124.1079 | 48.1551 | 89.0151 | 142.158 | 125.8572 | 102.591 | 129.2698 | 93.6901 | 128.4441 | 188.7676 | 139.5667 | 66.7845 | 142.1305 | 180.8622 | 106.8583 | 92.3382 | 126.0687 | 81.9689 | 124.9749 | 94.2768 | 116.0727 | 191.4027 | 130.7075 | 131.8031 | 119.3882 | 96.7078 | 135.3931 | 116.5548 | 107.0067 | 153.8013 | 65.7916 | 96.5683 | 146.728 | 109.2529 | 233.1567 | 119.5201 | 165.3381 | 82.9367 | 170.5623 | 100.0321 | 146.7828 | 114.2603 | 185.1213 | 121.8844 | 112.2312 | 74.4793 | 119.8988 | 57.1077 | 93.7054 | 77.0497 | 85.8866 | 139.598 | 134.2483 | 145.0515 | 144.9468 | 160.0764 | 144.7101 | 124.2239 | 154.088 | 95.4757 | 84.124 | 97.4555 | 105.3742 | 45.3239 | 83.7479 | 91.5 | 158.5488 | 134.7478 | 85.3234 | 65.6598 | 133.5276 | 60.2365 | 152.7335 | 179.5479 | 108.0072 | 144.0881 | 118.4524 | 94.9298 | 76.3796 | 99.8226 | 103.7375 | 178.4603 | 150.8388 | 133.9563 | 197.9431 | 13.0182 | 166.0489 | 97.722 | 219.5054 | 159.0967 | 175.8522 | 185.8324 | 186.6692 | 175.1942 | 90.9336 | 166.9948 | 105.1205 | 130.2607 | 60.7906 | 119.6468 | 119.7783 | 124.3908 | 108.4446 | 140.2224 | 102.0378 | 134.5452 | 148.6208 | 68.5822 | 79.2579 | 62.0666 | 95.8036 | 128.5841 | 105.0381 | 152.4979 | 161.9136 | 149.9603 | 83.4748 | 126.3698 | 55.1282 | 80.4779 | 113.0468 | 149.7182 | 279.2155 | 217.7714 | 66.4294 | 113.6159 | 161.158 | 132.0735 | 167.6909 | 140.8552 | 54.6314 | 83.4118 | 225.2459 | 163.7322 | 135.1193 | 65.0747 | 80.0009 | 110.4386 | 84.0813 | 187.717 | 126.8466 | 217.0477 | 173.0084 | 120.2575 | 90.5306 | 80.7187 | 122.238 | 160.5018 | 177.0189 | 88.3089 | 93.6603 | 111.3489 | 167.7542 | 77.2824 | 108.63 | 103.8683 | 209.5298 | 210.1273 | 212.0342 | 124.865 | 90.0566 | 80.5939 | 86.8707 | 121.9346 | 105.4882 | 80.6782 | 149.7093 | 218.6186 | 160.9705 | 178.6051 | 93.685 | 167.1774 | 196.94 | 85.7989 | 93.5791 | 140.9981 | 145.6539 | 153.6009 | 105.6301 | 85.1702 | 158.046 | 158.8061 | 140.538 | 92.9461 | 110.0128 | 81.1898 | 89.9439 | 267.3694 | 90.9958 | 177.046 | 112.9477 | 92.058 | 73.1764 | 113.9184 | 79.9906 | 60.9964 | 131.5526 | 164.1582 | 71.9852 | 138.2131 | 84.8926 | 155.725 | 135.6622 | 114.3634 | 105.6471 | 159.651 | 250.2117 | 113.6742 | 221.4032 | 91.2253 | 183.6233 | 152.6183 | 161.3838 | 102.7635 | 113.3569 | 134.8561 | 121.749 | 172.347 | 103.453 | 130.8679 | 170.7778 | 111.2621 | 162.4349 | 134.9005 | 78.5592 | 144.5312 | 83.8618 | 90.6878 | 160.2816 | 103.6422 | 157.6535 | 145.7731 | 151.7726 | 246.9336 | 136.0179 | 116.6699 | 126.1389 | 125.845 | 96.5294 | 91.5962 | 147.6832 | 78.6723 | 144.082 | 113.1361 | 112.5418 | 167.4678 | 169.9884 | 118.8981 | 176.2131 | 107.8555 | 66.0211 | 128.905 | 68.5215 | 81.6009 | 134.204 | 136.0902 | 160.6292 | 149.8678 | 140.8767 | 123.7737 | 69.1716 | 82.9057 | 106.1953 | 71.5271 | 263.8257 | 191.9912 | 117.0807 | 144.2448 | 107.2183 | 292.8978 | 129.0693 | 110.7603 | 166.9417 | 77.3966 | 155.3662 | 146.4858 | 123.7307 | 110.5809 | 97.8319 | 136.3208 | 64.3623 | 152.4068 | 112.0528 | 163.1172 | 100.372 | 105.078 | 125.2616 | 223.388 | 155.4792 | 228.6353 | 77.4756 | 221.3553 | 123.0212 | 151.471 | 95.2174 | 159.7945 | 64.4062 | 213.082
Time to 95% steady state number | t_95 | hh:mm:ss |  |  |  |  | t_95 | 0:41 | 0:41 | 0:25 | 0:41 | 0:40 | 0:41 | 0:41 | 0:41 | 0:41 | 0:41 | 0:41 | 0:41 | 0:41 | 0:40 | 0:40 | 0:41 | 0:41 | 0:41 | 0:41 | 0:41 | 0:41 | 0:41 | 0:40 | 0:40 | 0:41 | 0:41 | 0:41 | 0:41 | 0:41 | 0:40 | 0:41 | 0:40 | 0:41 | 0:41 | 0:41 | 0:41 | 0:41 | 0:41 | 0:41 | 0:41 | 0:41 | 0:38 | 0:41 | 0:41 | 0:41 | 0:41 | 0:40 | 0:41 | 0:41 | 0:37 | 0:41 | 0:41 | 0:40 | 0:41 | 0:41 | 0:41 | 0:41 | 0:41 | 0:41 | 0:41 | 0:41 | 0:41 | 0:40 | 0:39 | 0:41 | 0:41 | 0:41 | 0:41 | 0:41 | 0:41 | 0:41 | 0:41 | 0:41 | 0:41 | 0:41 | 0:41 | 0:41 | 0:41 | 0:41 | 0:41 | 0:41 | 0:41 | 0:41 | 0:41 | 0:41 | 0:41 | 0:41 | 0:41 | 0:40 | 0:41 | 0:41 | 0:41 | 0:41 | 0:41 | 0:41 | 0:41 | 0:41 | 0:41 | 0:41 | 0:35 | 0:40 | 0:41 | 0:41 | 0:41 | 0:40 | 0:40 | 0:41 | 0:41 | 0:41 | 0:41 | 0:41 | 0:40 | 0:41 | 0:41 | 0:41 | 0:41 | 0:41 | 0:41 | 0:41 | 0:41 | 0:41 | 0:41 | 0:41 | 0:41 | 0:41 | 0:41 | 0:41 | 0:41 | 0:41 | 0:41 | 0:41 | 0:41 | 0:41 | 0:41 | 0:41 | 0:41 | 0:41 | 0:41 | 0:41 | 0:41 | 0:41 | 0:41 | 0:41 | 0:40 | 0:41 | 0:41 | 0:32 | 0:41 | 0:41 | 0:40 | 0:41 | 0:40 | 0:41 | 0:41 | 0:41 | 0:41 | 0:41 | 0:41 | 0:41 | 0:41 | 0:41 | 0:41 | 0:41 | 0:41 | 0:41 | 0:41 | 0:41 | 0:41 | 0:41 | 0:41 | 0:41 | 0:41 | 0:41 | 0:38 | 0:41 | 0:41 | 0:41 | 0:41 | 0:41 | 0:41 | 0:40 | 0:41 | 0:40 | 0:40 | 0:41 | 0:41 | 0:41 | 0:41 | 0:40 | 0:40 | 0:40 | 0:41 | 0:41 | 0:41 | 0:41 | 0:41 | 0:41 | 0:41 | 0:41 | 0:41 | 0:41 | 0:41 | 0:41 | 0:41 | 0:40 | 0:41 | 0:41 | 0:41 | 0:41 | 0:40 | 0:40 | 0:41 | 0:41 | 0:40 | 0:41 | 0:41 | 0:41 | 0:41 | 0:41 | 0:41 | 0:41 | 0:41 | 0:41 | 0:41 | 0:38 | 0:41 | 0:41 | 0:41 | 0:41 | 0:41 | 0:41 | 0:41 | 0:41 | 0:41 | 0:41 | 0:41 | 0:40 | 0:41 | 0:41 | 0:41 | 0:41 | 0:39 | 0:41 | 0:41 | 0:41 | 0:41 | 0:41 | 0:41 | 0:41 | 0:41 | 0:41 | 0:41 | 0:41 | 0:40 | 0:41 | 0:41 | 0:41 | 0:41 | 0:41 | 0:41 | 0:41 | 0:41 | 0:40 | 0:41 | 0:41 | 0:41 | 0:41 | 0:41 | 0:41 | 0:38 | 0:41 | 0:41 | 0:41 | 0:41 | 0:32 | 0:41 | 0:36 | 0:40 | 0:41 | 0:41 | 0:41 | 0:41 | 0:41 | 0:41 | 0:41 | 0:41 | 0:41 | 0:41 | 0:41 | 0:41 | 0:38 | 0:41 | 0:41 | 0:41 | 0:41 | 0:41 | 0:41 | 0:41 | 0:41 | 0:41 | 0:41 | 0:41 | 0:41 | 0:40 | 0:41 | 0:41 | 0:41 | 0:41 | 0:41 | 0:40 | 0:41 | 0:40 | 0:41 | 0:41 | 0:41 | 0:41 | 0:41 | 0:41 | 0:40 | 0:41 | 0:41 | 0:41 | 0:41 | 0:40 | 0:41 | 0:41 | 0:40 | 0:41 | 0:38 | 0:41 | 0:40 | 0:41 | 0:41 | 0:41 | 0:41 | 0:41 | 0:41 | 0:40 | 0:40 | 0:41 | 0:41 | 0:41 | 0:41 | 0:41 | 0:41 | 0:40 | 0:41 | 0:41 | 0:41 | 0:41 | 0:41 | 0:41 | 0:41 | 0:41 | 0:41 | 0:41 | 0:31 | 0:41 | 0:40 | 0:41 | 0:41 | 0:41 | 0:41 | 0:41 | 0:41 | 0:41 | 0:41 | 0:41 | 0:41 | 0:41 | 0:41 | 0:41 | 0:41 | 0:41 | 0:40 | 0:40 | 0:41 | 0:41 | 0:41 | 0:41 | 0:41 | 0:41 | 0:41 | 0:41 | 0:41 | 0:41 | 0:41 | 0:41 | 0:41 | 0:41 | 0:41 | 0:40 | 0:40 | 0:41 | 0:40 | 0:41 | 0:41 | 0:41 | 0:41 | 0:41 | 0:41 | 0:41 | 0:41 | 0:41 | 0:41 | 0:41 | 0:41 | 0:40 | 0:41 | 0:41 | 0:41 | 0:41 | 0:41 | 0:41 | 0:41 | 0:40 | 0:41 | 0:41 | 0:41 | 0:41 | 0:41 | 0:41 | 0:41 | 0:41 | 0:41 | 0:41 | 0:41 | 0:41 | 0:41 | 0:41 | 0:41 | 0:41 | 0:41 | 0:41 | 0:41 | 0:40 | 0:41 | 0:41 | 0:35 | 0:41 | 0:41 | 0:41 | 0:41 | 0:41 | 0:40 | 0:41 | 0:40 | 0:41 | 0:41 | 0:40 | 0:41 | 0:41 | 0:41 | 0:41 | 0:41 | 0:40 | 0:41 | 0:41 | 0:41 | 0:41 | 0:41 | 0:40 | 0:41 | 0:41 | 0:41 | 0:41 | 0:41 | 0:41 | 0:35 | 0:41 | 0:41 | 0:41 | 0:41 | 0:41 | 0:41 | 0:39 | 0:41 | 0:41 | 0:41 | 0:41 | 0:41 | 0:41 | 0:41 | 0:41 | 0:40 | 0:41 | 0:35 | 0:41 | 0:39 | 0:41 | 0:41 | 0:40 | 0:41 | 0:41 | 0:41 | 0:41 | 0:40 | 0:41 | 0:37 | 0:41 | 0:41 | 0:41 | 0:41 | 0:41 | 0:41 | 0:40 | 0:41 | 0:41 | 0:41 | 0:41 | 0:41 | 0:41 | 0:41 | 0:41 | 0:41 | 0:41 | 0:41 | 0:41 | 0:41 | 0:41 | 0:41 | 0:40 | 0:41 | 0:41 | 0:41 | 0:40 | 0:41 | 0:41 | 0:41 | 0:40 | 0:41 | 0:41 | 0:41 | 0:41 | 0:39 | 0:41 | 0:41 | 0:41 | 0:41 | 0:41 | 0:41 | 0:40 | 0:41 | 0:41 | 0:41 | 0:41 | 0:41 | 0:40 | 0:08 | 0:41 | 0:40 | 0:41 | 0:41 | 0:41 | 0:41 | 0:41 | 0:40 | 0:41 | 0:41 | 0:41 | 0:40 | 0:41 | 0:41 | 0:41 | 0:41 | 0:41 | 0:40 | 0:41 | 0:41 | 0:41 | 0:39 | 0:26 | 0:40 | 0:41 | 0:41 | 0:40 | 0:41 | 0:40 | 0:40 | 0:41 | 0:41 | 0:41 | 0:26 | 0:41 | 0:41 | 0:41 | 0:41 | 0:41 | 0:40 | 0:41 | 0:40 | 0:40 | 0:09 | 0:41 | 0:41 | 0:41 | 0:40 | 0:38 | 0:41 | 0:41 | 0:36 | 0:41 | 0:41 | 0:41 | 0:36 | 0:41 | 0:41 | 0:41 | 0:41 | 0:41 | 0:41 | 0:41 | 0:41 | 0:19 | 0:41 | 0:41 | 0:41 | 0:40 | 0:41 | 0:41 | 0:41 | 0:34 | 0:40 | 0:41 | 0:41 | 0:41 | 0:41 | 0:41 | 0:41 | 0:37 | 0:40 | 0:40 | 0:41 | 0:41 | 0:40 | 0:41 | 0:40 | 0:41 | 0:41 | 0:41 | 0:41 | 0:31 | 0:40 | 0:41 | 0:41 | 0:41 | 0:41 | 0:41 | 0:41 | 0:41 | 0:41 | 0:41 | 0:41 | 0:41 | 0:41 | 0:41 | 0:41 | 0:41 | 0:41 | 0:41 | 0:41 | 0:41 | 0:02 | 0:41 | 0:41 | 0:28 | 0:41 | 0:41 | 0:40 | 0:41 | 0:41 | 0:41 | 0:41 | 0:41 | 0:41 | 0:40 | 0:41 | 0:41 | 0:41 | 0:41 | 0:41 | 0:38 | 0:41 | 0:41 | 0:41 | 0:41 | 0:41 | 0:41 | 0:40 | 0:39 | 0:41 | 0:41 | 0:41 | 0:41 | 0:41 | 0:41 | 0:41 | 0:41 | 0:41 | 0:41 | 0:41 | 0:41 | 0:41 | 0:39 | 0:40 | 0:41 | 0:41 | 0:41 | 0:41 | 0:04 | 0:40 | 0:41 | 0:40 | 0:40 | 0:36 | 0:41 | 0:41 | 0:41 | 0:41 | 0:41 | 0:41 | 0:41 | 0:41 | 0:41 | 0:41 | 0:41 | 0:41 | 0:41 | 0:41 | 0:41 | 0:41 | 0:41 | 0:41 | 0:41 | 0:41 | 0:41 | 0:41 | 0:40 | 0:41 | 0:40 | 0:41 | 0:41 | 0:41 | 0:41 | 0:41 | 0:41 | 0:39 | 0:40 | 0:41 | 0:41 | 0:41 | 0:41 | 0:37 | 0:40 | 0:40 | 0:41 | 0:41 | 0:40 | 0:41 | 0:41 | 0:41 | 0:41 | 0:41 | 0:41 | 0:41 | 0:38 | 0:40 | 0:40 | 0:41 | 0:41 | 0:41 | 0:36 | 0:41 | 0:41 | 0:40 | 0:41 | 0:41 | 0:41 | 0:41 | 0:41 | 0:41 | 0:41 | 0:41 | 0:41 | 0:41 | 0:41 | 0:41 | 0:41 | 0:40 | 0:41 | 0:41 | 0:41 | 0:41 | 0:40 | 0:41 | 0:41 | 0:41 | 0:41 | 0:39 | 0:41 | 0:41 | 0:40 | 0:40 | 0:41 | 0:41 | 0:41 | 0:11 | 0:41 | 0:41 | 0:41 | 0:41 | 0:40 | 0:41 | 0:41 | 0:41 | 0:41 | 0:41 | 0:41 | 0:41 | 0:41 | 0:41 | 0:41 | 0:41 | 0:40 | 0:41 | 0:39 | 0:41 | 0:40 | 0:35 | 0:40 | 0:41 | 0:41 | 0:41 | 0:41 | 0:41 | 0:41 | 0:40 | 0:41 | 0:40 | 0:41 | 0:41 | 0:41 | 0:41 | 0:39 | 0:41 | 0:41 | 0:41 | 0:41 | 0:41 | 0:41 | 0:41 | 0:41 | 0:40 | 0:41 | 0:41 | 0:41 | 0:41 | 0:41 | 0:41 | 0:41 | 0:41 | 0:41 | 0:41 | 0:41 | 0:41 | 0:41 | 0:41 | 0:41 | 0:41 | 0:41 | 0:41 | 0:40 | 0:41 | 0:41 | 0:41 | 0:41 | 0:41 | 0:41 | 0:26 | 0:41 | 0:41 | 0:41 | 0:41 | 0:37 | 0:41 | 0:13 | 0:40 | 0:40 | 0:41 | 0:41 | 0:41 | 0:41 | 0:41 | 0:41 | 0:41 | 0:40 | 0:41 | 0:41 | 0:41 | 0:41 | 0:39 | 0:40 | 0:41 | 0:41 | 0:41 | 0:36 | 0:40 | 0:40 | 0:41 | 0:41 | 0:41 | 0:40 | 0:40 | 0:41 | 0:41 | 0:41 | 0:39 | 0:41 | 0:41 | 0:41 | 0:41 | 0:41 | 0:41 | 0:41 | 0:35 | 0:41 | 0:41 | 0:41 | 0:41 | 0:40 | 0:41 | 0:41 | 0:41 | 0:41 | 0:41 | 0:41 | 0:41 | 0:41 | 0:41 | 0:35 | 0:41 | 0:40 | 0:41 | 0:41 | 0:41 | 0:41 | 0:41 | 0:41 | 0:38 | 0:41 | 0:41 | 0:34 | 0:41 | 0:41 | 0:41 | 0:40 | 0:41 | 0:41 | 0:41 | 0:41 | 0:41 | 0:41 | 0:41 | 0:41 | 0:41 | 0:40 | 0:41 | 0:41 | 0:41 | 0:41 | 0:41 | 0:41 | 0:41 | 0:41 | 0:41 | 0:41 | 0:41 | 0:41 | 0:41 | 0:41 | 0:41 | 0:40 | 0:41 | 0:41 | 0:41 | 0:41 | 0:41 | 0:40 | 0:41 | 0:40 | 0:41 | 0:28 | 0:41 | 0:41 | 0:41 | 0:41 | 0:40 | 0:41 | 0:41 | 0:41 | 0:41 | 0:40 | 0:35 | 0:39 | 0:41 | 0:41 | 0:39 | 0:41 | 0:41 | 0:41 | 0:41 | 0:40 | 0:41 | 0:41 | 0:41 | 0:38 | 0:41 | 0:41 | 0:41 | 0:41 | 0:40 | 0:41 | 0:41 | 0:41 | 0:41 | 0:41 | 0:41 | 0:41 | 0:41 | 0:34 | 0:18 | 0:40 | 0:41 | 0:41 | 0:40 | 0:41 | 0:41 | 0:41 | 0:40 | 0:40 | 0:41 | 0:41 | 0:41 | 0:41 | 0:41 | 0:40 | 0:41 | 0:41 | 0:41 | 0:41 | 0:41 | 0:41 | 0:41 | 0:41 | 0:41 | 0:41 | 0:41 | 0:41 | 0:41 | 0:41 | 0:41 | 0:41 | 0:41 | 0:41 | 0:41 | 0:40 | 0:41 | 0:41 | 0:41 | 0:40 | 0:41 | 0:40 | 0:40 | 0:41 | 0:41 | 0:41 | 0:41 | 0:41 | 0:41 | 0:41 | 0:41 | 0:41 | 0:41 | 0:41 | 0:40 | 0:41 | 0:41 | 0:41 | 0:41 | 0:41 | 0:41 | 0:41 | 0:41 | 0:41 | 0:41 | 0:40 | 0:41 | 0:41 | 0:41 | 0:40 | 0:40 | 0:41 | 0:41 | 0:41 | 0:41 | 0:41 | 0:41 | 0:41 | 0:41 | 0:41 | 0:41 | 0:41 | 0:41 | 0:41 | 0:40 | 0:41 | 0:41 | 0:38 | 0:41 | 0:41 | 0:41 | 0:41 | 0:41 | 0:41 | 0:41 | 0:41 | 0:41 | 0:41 | 0:41 | 0:41 | 0:41 | 0:40 | 0:41 | 0:41 | 0:41 | 0:41 | 0:41 | 0:41 | 0:41 | 0:22 | 0:41 | 0:25 | 0:41 | 0:40 | 0:41 | 0:41 | 0:39 | 0:41 | 0:41 | 0:41 | 0:41 | 0:41 | 0:41 | 0:41 | 0:41 | 0:41 | 0:41 | 0:41 | 0:41 | 0:41 | 0:41 | 0:41 | 0:41 | 0:41 | 0:41 | 0:41 | 0:41 | 0:41 | 0:40 | 0:41 | 0:41 | 0:41 | 0:41 | 0:41 | 0:41 | 0:41 | 0:41 | 0:41 | 0:41 | 0:41 | 0:41 | 0:40 | 0:41 | 0:40 | 0:41 | 0:40 | 0:35 | 0:41 | 0:41 | 0:41 | 0:40 | 0:41 | 0:41 | 0:41 | 0:41 | 0:39 | 0:41 | 0:39 | 0:41 | 0:41 | 0:41 | 0:41 | 0:40 | 0:40 | 0:41 | 0:41 | 0:41 | 0:41 | 0:41 | 0:41 | 0:41 | 0:41 | 0:41 | 0:41 | 0:40 | 0:41 | 0:41 | 0:10 | 0:41 | 0:41 | 0:41 | 0:41 | 0:41 | 0:41 | 0:41 | 0:38 | 0:41 | 0:41 | 0:41 | 0:41 | 0:41 | 0:41 | 0:41 | 0:41 | 0:33 | 0:38 | 0:41 | 0:41 | 0:41 | 0:41 | 0:39 | 0:41 | 0:41 | 0:39 | 0:41 | 0:41 | 0:41 | 0:41 | 0:41 | 0:41 | 0:41 | 0:41 | 0:41 | 0:40 | 0:41 | 0:41 | 0:41 | 0:41 | 0:36 | 0:40 | 0:41 | 0:40 | 0:41 | 0:41 | 0:41 | 0:41 | 0:41 | 0:41 | 0:36 | 0:40 | 0:41 | 0:41 | 0:41 | 0:41 | 0:41 | 0:41 | 0:41 | 0:41 | 0:41 | 0:39 | 0:41 | 0:41 | 0:41 | 0:41 | 0:41 | 0:39 | 0:41 | 0:41 | 0:41 | 0:41 | 0:40 | 0:41 | 0:41 | 0:41 | 0:41 | 0:41 | 0:41 | 0:40 | 0:41 | 0:38 | 0:41 | 0:41 | 0:41 | 0:41 | 0:41 | 0:41 | 0:41 | 0:40 | 0:40 | 0:41 | 0:41 | 0:41 | 0:41 | 0:41 | 0:40 | 0:41 | 0:37 | 0:41 | 0:41 | 0:41 | 0:41 | 0:41 | 0:40 | 0:41 | 0:41 | 0:41 | 0:41 | 0:41 | 0:41 | 0:41 | 0:41 | 0:41 | 0:40 | 0:41 | 0:41 | 0:41 | 0:41 | 0:41 | 0:41 | 0:41 | 0:37 | 0:41 | 0:41 | 0:40 | 0:40 | 0:41 | 0:41 | 0:41 | 0:32 | 0:40 | 0:41 | 0:41 | 0:41 | 0:41 | 0:41 | 0:41 | 0:41 | 0:41 | 0:41 | 0:39 | 0:41 | 0:41 | 0:41 | 0:41 | 0:41 | 0:41 | 0:41 | 0:41 | 0:41 | 0:40 | 0:40 | 0:41 | 0:41 | 0:40 | 0:41 | 0:41 | 0:41 | 0:41 | 0:41 | 0:41 | 0:41 | 0:41 | 0:41 | 0:41 | 0:41 | 0:41 | 0:41 | 0:41 | 0:41 | 0:41 | 0:41 | 0:40 | 0:41 | 0:41 | 0:41 | 0:40 | 0:41 | 0:41 | 0:41 | 0:41 | 0:41 | 0:40 | 0:41 | 0:41 | 0:41 | 0:41 | 0:41 | 0:41 | 0:41 | 0:41 | 0:41 | 0:41 | 0:40 | 0:41 | 0:41 | 0:41 | 0:41 | 0:41 | 0:40 | 0:41 | 0:41 | 0:41 | 0:41 | 0:41 | 0:41 | 0:41 | 0:41 | 0:41 | 0:41 | 0:41 | 0:41 | 0:40 | 0:41 | 0:41 | 0:40 | 0:41 | 0:40 | 0:41 | 0:41 | 0:41 | 0:40 | 0:41 | 0:41 | 0:41 | 0:41 | 0:36 | 0:40 | 0:40 | 0:24 | 0:41 | 0:41 | 0:41 | 0:41 | 0:41 | 0:40 | 0:41 | 0:41 | 0:41 | 0:35 | 0:40 | 0:41 | 0:41 | 0:39 | 0:41 | 0:41 | 0:41 | 0:41 | 0:41 | 0:41 | 0:41 | 0:41 | 0:41 | 0:41 | 0:41 | 0:41 | 0:41 | 0:41 | 0:41 | 0:36 | 0:41 | 0:41 | 0:41 | 0:39 | 0:41 | 0:36 | 0:41 | 0:41 | 0:40 | 0:40 | 0:41 | 0:41 | 0:31 | 0:41 | 0:41 | 0:41 | 0:41 | 0:41 | 0:40 | 0:41 | 0:41 | 0:41 | 0:41 | 0:40 | 0:24 | 0:41 | 0:40 | 0:39 | 0:41 | 0:41 | 0:40 | 0:41 | 0:41 | 0:40 | 0:40 | 0:41 | 0:41 | 0:41 | 0:40 | 0:41 | 0:41 | 0:41 | 0:41 | 0:41 | 0:40 | 0:41 | 0:41 | 0:41 | 0:41 | 0:41 | 0:41 | 0:41 | 0:41 | 0:41 | 0:41 | 0:41 | 0:41 | 0:41 | 0:40 | 0:41 | 0:41 | 0:41 | 0:41 | 0:41 | 0:41 | 0:41 | 0:41 | 0:41 | 0:41 | 0:41 | 0:40 | 0:41 | 0:41 | 0:41 | 0:41 | 0:41 | 0:39 | 0:40 | 0:41 | 0:41 | 0:41 | 0:41 | 0:39 | 0:41 | 0:41 | 0:37 | 0:41 | 0:41 | 0:41 | 0:41 | 0:41 | 0:41 | 0:41 | 0:41 | 0:41 | 0:41 | 0:41 | 0:41 | 0:40 | 0:40 | 0:41 | 0:41 | 0:41 | 0:41 | 0:40 | 0:41 | 0:39 | 0:41 | 0:41 | 0:41 | 0:41 | 0:41 | 0:41 | 0:41 | 0:41 | 0:41 | 0:41 | 0:41 | 0:41 | 0:41 | 0:41 | 0:41 | 0:41 | 0:41 | 0:41 | 0:40 | 0:41 | 0:41 | 0:41 | 0:41 | 0:41 | 0:41 | 0:41 | 0:41 | 0:41 | 0:41 | 0:41 | 0:41 | 0:41 | 0:41 | 0:40 | 0:40 | 0:41 | 0:41 | 0:41 | 0:41 | 0:41 | 0:41 | 0:41 | 0:41 | 0:41 | 0:41 | 0:41 | 0:40 | 0:41 | 0:41 | 0:41 | 0:41 | 0:41 | 0:41 | 0:41 | 0:41 | 0:41 | 0:41 | 0:37 | 0:41 | 0:41 | 0:41 | 0:41 | 0:26 | 0:41 | 0:41 | 0:41 | 0:40 | 0:41 | 0:41 | 0:41 | 0:41 | 0:40 | 0:41 | 0:41 | 0:41 | 0:41 | 0:41 | 0:41 | 0:41 | 0:40 | 0:41 | 0:41 | 0:41 | 0:41 | 0:41 | 0:41 | 0:41 | 0:41 | 0:41 | 0:41 | 0:41 | 0:41 | 0:40 | 0:41 | 0:41 | 0:41 | 0:41 | 0:41 | 0:41 | 0:40 | 0:41 | 0:41 | 0:41 | 0:41 | 0:40 | 0:41 | 0:41 | 0:38 | 0:40 | 0:41 | 0:41 | 0:41 | 0:40 | 0:40 | 0:41 | 0:41 | 0:41 | 0:40 | 0:40 | 0:41 | 0:40 | 0:41 | 0:41 | 0:41 | 0:41 | 0:41 | 0:41 | 0:41 | 0:41 | 0:40 | 0:41 | 0:41 | 0:41 | 0:41 | 0:41 | 0:41 | 0:41 | 0:40 | 0:41 | 0:41 | 0:41 | 0:41 | 0:41 | 0:21 | 0:41 | 0:41 | 0:40 | 0:41 | 0:41 | 0:41 | 0:41 | 0:40 | 0:40 | 0:40 | 0:40 | 0:41 | 0:41 | 0:41 | 0:41 | 0:41 | 0:41 | 0:41 | 0:41 | 0:41 | 0:41 | 0:41 | 0:41 | 0:41 | 0:40 | 0:40 | 0:41 | 0:41 | 0:41 | 0:41 | 0:41 | 0:41 | 0:41 | 0:40 | 0:41 | 0:36 | 0:41 | 0:41 | 0:41 | 0:41 | 0:40 | 0:41 | 0:41 | 0:41 | 0:41 | 0:41 | 0:41 | 0:41 | 0:41 | 0:41 | 0:41 | 0:40 | 0:40 | 0:41 | 0:41 | 0:41 | 0:40 | 0:41 | 0:41 | 0:41 | 0:41 | 0:41 | 0:41 | 0:41 | 0:41 | 0:41 | 0:41 | 0:40 | 0:22 | 0:41 | 0:41 | 0:41 | 0:41 | 0:41 | 0:41 | 0:41 | 0:40 | 0:41 | 0:41 | 0:41 | 0:41 | 0:41 | 0:41 | 0:41 | 0:41 | 0:41 | 0:40 | 0:41 | 0:41 | 0:41 | 0:40 | 0:39 | 0:40 | 0:41 | 0:37 | 0:41 | 0:40 | 0:41 | 0:41 | 0:41 | 0:41 | 0:41 | 0:41 | 0:41 | 0:40 | 0:41 | 0:41 | 0:41 | 0:41 | 0:41 | 0:41 | 0:41 | 0:41 | 0:41 | 0:41 | 0:41 | 0:41 | 0:41 | 0:41 | 0:41 | 0:40 | 0:41 | 0:41 | 0:41 | 0:41 | 0:41 | 0:40 | 0:41 | 0:32 | 0:41 | 0:41 | 0:41 | 0:41 | 0:41 | 0:41 | 0:41 | 0:41 | 0:41 | 0:41 | 0:41 | 0:38 | 0:40 | 0:39 | 0:41 | 0:41 | 0:41 | 0:33 | 0:41 | 0:40 | 0:41 | 0:41 | 0:41 | 0:41 | 0:41 | 0:41 | 0:41 | 0:41 | 0:41 | 0:41 | 0:41 | 0:41 | 0:41 | 0:41 | 0:41 | 0:41 | 0:41 | 0:41 | 0:40 | 0:41 | 0:40 | 0:37 | 0:41 | 0:41 | 0:41 | 0:41 | 0:39 | 0:41 | 0:41 | 0:15 | 0:40 | 0:40 | 0:41 | 0:41 | 0:41 | 0:41 | 0:41 | 0:41 | 0:41 | 0:41 | 0:41 | 0:41 | 0:41 | 0:41 | 0:40 | 0:41 | 0:41 | 0:41 | 0:41 | 0:41 | 0:41 | 0:41 | 0:41 | 0:41 | 0:41 | 0:41 | 0:41 | 0:41 | 0:41 | 0:40 | 0:41 | 0:00 | 0:41 | 0:41 | 0:41 | 0:41 | 0:41 | 0:40 | 0:41 | 0:38 | 0:41 | 0:41 | 0:40 | 0:40 | 0:39 | 0:41 | 0:41 | 0:41 | 0:41 | 0:40 | 0:41 | 0:41 | 0:41 | 0:41 | 0:41 | 0:41 | 0:40 | 0:41 | 0:40 | 0:41 | 0:40 | 0:41 | 0:41 | 0:41 | 0:41 | 0:40 | 0:41 | 0:41 | 0:41 | 0:40 | 0:41 | 0:41 | 0:41 | 0:41 | 0:41 | 0:34 | 0:40 | 0:41 | 0:41 | 0:41 | 0:41 | 0:41 | 0:40 | 0:41 | 0:10 | 0:41 | 0:39 | 0:41 | 0:40 | 0:41 | 0:40 | 0:41 | 0:41 | 0:41 | 0:40 | 0:41 | 0:41 | 0:41 | 0:41 | 0:41 | 0:41 | 0:41 | 0:41 | 0:41 | 0:41 | 0:41 | 0:41 | 0:41 | 0:41 | 0:41 | 0:41 | 0:41 | 0:41 | 0:41 | 0:41 | 0:41 | 0:41 | 0:40 | 0:41 | 0:39 | 0:41 | 0:41 | 0:41 | 0:40 | 0:41 | 0:41 | 0:41 | 0:41 | 0:41 | 0:41 | 0:41 | 0:41 | 0:41 | 0:41 | 0:41 | 0:41 | 0:41 | 0:40 | 0:40 | 0:41 | 0:40 | 0:39 | 0:41 | 0:40 | 0:41 | 0:40 | 0:41 | 0:41 | 0:41 | 0:41 | 0:38 | 0:41 | 0:41 | 0:41 | 0:41 | 0:41 | 0:41 | 0:41 | 0:41 | 0:41 | 0:41 | 0:40 | 0:41 | 0:41 | 0:41 | 0:41 | 0:41 | 0:41 | 0:41 | 0:41 | 0:41 | 0:41 | 0:41 | 0:41 | 0:40 | 0:41 | 0:41 | 0:41 | 0:41 | 0:41 | 0:41 | 0:41 | 0:41 | 0:41 | 0:41 | 0:41 | 0:41 | 0:41 | 0:41 | 0:41 | 0:41 | 0:41 | 0:41 | 0:41 | 0:41 | 0:41 | 0:40 | 0:40 | 0:41 | 0:41 | 0:41 | 0:41 | 0:41 | 0:41 | 0:41 | 0:41 | 0:41 | 0:41 | 0:41 | 0:41 | 0:41 | 0:41 | 0:41 | 0:41 | 0:41 | 0:41 | 0:41 | 0:41 | 0:41 | 0:40 | 0:41 | 0:41 | 0:41 | 0:41 | 0:41 | 0:41 | 0:41 | 0:41 | 0:41 | 0:40 | 0:41 | 0:41 | 0:41 | 0:41 | 0:41 | 0:41 | 0:41 | 0:41 | 0:41 | 0:41 | 0:40 | 0:38 | 0:40 | 0:41 | 0:41 | 0:41 | 0:41 | 0:41 | 0:41 | 0:41 | 0:40 | 0:41 | 0:41 | 0:41 | 0:41 | 0:40 | 0:27 | 0:40 | 0:41 | 0:41 | 0:41 | 0:41 | 0:41 | 0:41 | 0:41 | 0:41 | 0:41 | 0:41 | 0:41 | 0:41 | 0:41 | 0:41 | 0:40 | 0:41 | 0:41 | 0:41 | 0:41 | 0:41 | 0:40 | 0:41 | 0:41 | 0:41 | 0:41 | 0:41 | 0:41 | 0:41 | 0:41 | 0:41 | 0:41 | 0:41 | 0:40 | 0:39 | 0:41 | 0:41 | 0:40 | 0:41 | 0:41 | 0:41 | 0:41 | 0:41 | 0:41 | 0:41 | 0:40 | 0:41 | 0:41 | 0:41 | 0:41 | 0:41 | 0:41 | 0:41 | 0:37 | 0:41 | 0:41 | 0:41 | 0:41 | 0:41 | 0:41 | 0:41 | 0:30 | 0:39 | 0:40 | 0:41 | 0:41 | 0:41 | 0:29 | 0:41 | 0:41 | 0:41 | 0:41 | 0:41 | 0:41 | 0:41 | 0:41 | 0:41 | 0:41 | 0:41 | 0:41 | 0:41 | 0:40 | 0:41 | 0:41 | 0:41 | 0:41 | 0:41 | 0:41 | 0:41 | 0:41 | 0:41 | 0:41 | 0:41 | 0:40 | 0:41 | 0:41 | 0:41 | 0:41 | 0:41 | 0:41 | 0:41 | 0:41 | 0:41 | 0:41 | 0:41 | 0:41 | 0:33 | 0:39 | 0:41 | 0:41 | 0:41 | 0:41 | 0:41 | 0:40 | 0:41 | 0:41 | 0:32 | 0:41 | 0:41 | 0:41 | 0:41 | 0:41 | 0:41 | 0:41 | 0:41 | 0:41 | 0:41 | 0:41 | 0:41 | 0:40 | 0:41 | 0:41 | 0:41 | 0:41 | 0:40 | 0:41 | 0:41 | 0:41 | 0:41 | 0:41 | 0:41 | 0:41 | 0:41 | 0:41 | 0:41 | 0:41 | 0:41 | 0:41 | 0:41 | 0:41 | 0:41 | 0:41 | 0:41 | 0:41 | 0:41 | 0:41 | 0:41 | 0:41 | 0:41 | 0:41 | 0:41 | 0:41 | 0:41 | 0:41 | 0:41 | 0:41 | 0:41 | 0:41 | 0:39 | 0:40 | 0:41 | 0:41 | 0:41 | 0:41 | 0:41 | 0:41 | 0:41 | 0:41 | 0:41 | 0:41 | 0:41 | 0:40 | 0:41 | 0:41 | 0:41 | 0:41 | 0:38 | 0:40 | 0:41 | 0:41 | 0:41 | 0:41 | 0:41 | 0:41 | 0:39 | 0:41 | 0:41 | 0:40 | 0:41 | 0:41 | 0:41 | 0:41 | 0:40 | 0:40 | 0:41 | 0:40 | 0:41 | 0:41 | 0:41 | 0:41 | 0:41 | 0:41 | 0:41 | 0:41 | 0:41 | 0:40 | 0:41 | 0:40 | 0:41 | 0:41 | 0:41 | 0:41 | 0:41 | 0:41 | 0:41 | 0:41 | 0:40 | 0:41 | 0:41 | 0:41 | 0:41 | 0:41 | 0:41 | 0:40 | 0:40 | 0:41 | 0:13 | 0:40 | 0:41 | 0:41 | 0:41 | 0:41 | 0:41 | 0:40 | 0:41 | 0:41 | 0:41 | 0:41 | 0:41 | 0:41 | 0:41 | 0:41 | 0:41 | 0:41 | 0:41 | 0:41 | 0:41 | 0:41 | 0:41 | 0:41 | 0:39 | 0:41 | 0:41 | 0:41 | 0:41 | 0:41 | 0:41 | 0:41 | 0:41 | 0:41 | 0:41 | 0:41 | 0:41 | 0:41 | 0:18 | 0:40 | 0:41 | 0:41 | 0:41 | 0:41 | 0:41 | 0:41 | 0:41 | 0:41 | 0:41 | 0:41 | 0:41 | 0:40 | 0:41 | 0:41 | 0:41 | 0:41 | 0:40 | 0:41 | 0:41 | 0:41 | 0:41 | 0:41 | 0:41 | 0:41 | 0:41 | 0:41 | 0:41 | 0:41 | 0:41 | 0:41 | 0:41 | 0:41 | 0:41 | 0:41 | 0:41 | 0:40 | 0:40 | 0:41 | 0:41 | 0:40 | 0:41 | 0:41 | 0:41 | 0:41 | 0:41 | 0:40 | 0:41 | 0:41 | 0:40 | 0:41 | 0:41 | 0:41 | 0:41 | 0:40 | 0:41 | 0:41 | 0:41 | 0:41 | 0:41 | 0:41 | 0:41 | 0:41 | 0:41 | 0:40 | 0:41 | 0:41 | 0:41 | 0:40 | 0:41 | 0:41 | 0:41 | 0:40 | 0:40 | 0:41 | 0:40 | 0:31 | 0:41 | 0:41 | 0:41 | 0:41 | 0:41 | 0:41 | 0:41 | 0:41 | 0:40 | 0:40 | 0:41 | 0:41 | 0:41 | 0:41 | 0:41 | 0:41 | 0:41 | 0:41 | 0:40 | 0:40 | 0:41 | 0:40 | 0:41 | 0:41 | 0:39 | 0:41 | 0:41 | 0:41 | 0:41 | 0:41 | 0:41 | 0:41 | 0:41 | 0:41 | 0:41 | 0:40 | 0:41 | 0:41 | 0:41 | 0:41 | 0:41 | 0:41 | 0:41 | 0:41 | 0:41 | 0:41 | 0:41 | 0:41 | 0:40 | 0:41 | 0:40 | 0:41 | 0:41 | 0:41 | 0:41 | 0:40 | 0:40 | 0:41 | 0:40 | 0:41 | 0:41 | 0:41 | 0:41 | 0:39 | 0:41 | 0:41 | 0:41 | 0:41 | 0:41 | 0:41 | 0:41 | 0:41 | 0:41 | 0:41 | 0:41 | 0:41 | 0:41 | 0:41 | 0:41 | 0:41 | 0:41 | 0:41 | 0:40 | 0:40 | 0:21 | 0:41 | 0:41 | 0:40 | 0:41 | 0:41 | 0:41 | 0:41 | 0:41 | 0:40 | 0:41 | 0:41 | 0:41 | 0:41 | 0:41 | 0:41 | 0:41 | 0:41 | 0:41 | 0:41 | 0:41 | 0:41 | 0:41 | 0:41 | 0:41 | 0:41 | 0:41 | 0:41 | 0:41 | 0:41 | 0:41 | 0:40 | 0:41 | 0:41 | 0:41 | 0:40 | 0:27 | 0:41 | 0:41 | 0:41 | 0:41 | 0:41 | 0:41 | 0:41 | 0:41 | 0:41 | 0:41 | 0:40 | 0:41 | 0:41 | 0:41 | 0:40 | 0:41 | 0:40 | 0:40 | 0:41 | 0:41 | 0:41 | 0:41 | 0:41 | 0:41 | 0:41 | 0:40 | 0:41 | 0:41 | 0:40 | 0:41 | 0:41 | 0:11 | 0:41 | 0:41 | 0:40 | 0:41 | 0:41 | 0:40 | 0:41 | 0:41 | 0:41 | 0:41 | 0:41 | 0:41 | 0:41 | 0:41 | 0:41 | 0:41 | 0:41 | 0:41 | 0:41 | 0:31 | 0:41 | 0:40 | 0:41 | 0:41 | 0:41 | 0:41 | 0:41 | 0:41 | 0:41 | 0:41 | 0:41 | 0:41 | 0:41 | 0:39 | 0:41 | 0:22 | 0:41 | 0:41 | 0:41 | 0:41 | 0:40 | 0:41 | 0:41 | 0:41 | 0:41 | 0:41 | 0:40 | 0:41 | 0:41 | 0:41 | 0:41 | 0:41 | 0:40 | 0:41 | 0:41 | 0:41 | 0:38 | 0:41 | 0:41 | 0:41 | 0:40 | 0:41 | 0:41 | 0:37 | 0:41 | 0:41 | 0:41 | 0:41 | 0:41 | 0:40 | 0:41 | 0:40 | 0:41 | 0:41 | 0:41 | 0:41 | 0:41 | 0:41 | 0:41 | 0:40 | 0:41 | 0:41 | 0:41 | 0:41 | 0:41 | 0:41 | 0:41 | 0:41 | 0:41 | 0:41 | 0:41 | 0:40 | 0:41 | 0:13 | 0:41 | 0:41 | 0:40 | 0:41 | 0:41 | 0:40 | 0:41 | 0:41 | 0:41 | 0:40 | 0:40 | 0:41 | 0:41 | 0:41 | 0:41 | 0:41 | 0:41 | 0:41 | 0:40 | 0:41 | 0:40 | 0:41 | 0:41 | 0:39 | 0:41 | 0:41 | 0:41 | 0:39 | 0:41 | 0:41 | 0:41 | 0:41 | 0:40 | 0:41 | 0:41 | 0:41 | 0:41 | 0:41 | 0:41 | 0:41 | 0:41 | 0:41 | 0:40 | 0:40 | 0:41 | 0:41 | 0:38 | 0:41 | 0:41 | 0:41 | 0:41 | 0:41 | 0:41 | 0:41 | 0:40 | 0:41 | 0:41 | 0:41 | 0:41 | 0:41 | 0:33 | 0:41 | 0:41 | 0:40 | 0:41 | 0:41 | 0:41 | 0:41 | 0:41 | 0:41 | 0:41 | 0:41 | 0:40 | 0:40 | 0:41 | 0:41 | 0:41 | 0:41 | 0:41 | 0:41 | 0:41 | 0:41 | 0:41 | 0:41 | 0:41 | 0:41 | 0:41 | 0:41 | 0:39 | 0:41 | 0:41 | 0:40 | 0:39 | 0:40 | 0:40 | 0:21 | 0:41 | 0:41 | 0:40 | 0:41 | 0:40 | 0:41 | 0:41 | 0:41 | 0:40 | 0:40 | 0:41 | 0:41 | 0:40 | 0:40 | 0:41 | 0:41 | 0:41 | 0:41 | 0:41 | 0:41 | 0:41 | 0:41 | 0:41 | 0:41 | 0:41 | 0:41 | 0:40 | 0:41 | 0:22 | 0:41 | 0:32 | 0:40 | 0:41 | 0:41 | 0:41 | 0:41 | 0:41 | 0:40 | 0:41 | 0:41 | 0:41 | 0:41 | 0:41 | 0:32 | 0:04 | 0:41 | 0:41 | 0:41 | 0:41 | 0:41 | 0:40 | 0:32 | 0:41 | 0:40 | 0:41 | 0:41 | 0:41 | 0:40 | 0:41 | 0:41 | 0:41 | 0:38 | 0:41 | 0:41 | 0:41 | 0:41 | 0:41 | 0:40 | 0:41 | 0:41 | 0:41 | 0:41 | 0:41 | 0:09 | 0:40 | 0:41 | 0:41 | 0:38 | 0:41 | 0:41 | 0:40 | 0:41 | 0:41 | 0:41 | 0:41 | 0:40 | 0:41 | 0:41 | 0:40 | 0:41 | 0:32 | 0:41 | 0:41 | 0:41 | 0:40 | 0:41 | 0:41 | 0:36 | 0:03 | 0:41 | 0:41 | 0:41 | 0:07 | 0:41 | 0:41 | 0:41 | 0:41 | 0:41 | 0:40 | 0:40 | 0:41 | 0:41 | 0:41 | 0:41 | 0:41 | 0:41 | 0:41 | 0:41 | 0:41 | 0:41 | 0:41 | 0:41 | 0:41 | 0:41 | 0:41 | 0:40 | 0:41 | 0:41 | 0:41 | 0:41 | 0:41 | 0:40 | 0:41 | 0:41 | 0:41 | 0:41 | 0:40 | 0:41 | 0:41 | 0:41 | 0:40 | 0:41 | 0:41 | 0:38 | 0:41 | 0:41 | 0:38 | 0:41 | 0:41 | 0:40 | 0:41 | 0:41 | 0:41 | 0:41 | 0:41 | 0:40 | 0:41 | 0:41 | 0:41 | 0:41 | 0:41 | 0:39 | 0:40 | 0:40 | 0:41 | 0:41 | 0:41 | 0:41 | 0:41 | 0:40 | 0:41 | 0:41 | 0:41 | 0:41 | 0:41 | 0:40 | 0:41 | 0:40 | 0:41 | 0:41 | 0:41 | 0:41 | 0:41 | 0:41 | 0:41 | 0:18 | 0:40 | 0:41 | 0:41 | 0:41 | 0:41 | 0:40 | 0:41 | 0:41 | 0:41 | 0:41 | 0:41 | 0:40 | 0:41 | 0:41 | 0:41 | 0:41 | 0:40 | 0:40 | 0:41 | 0:41 | 0:41 | 0:41 | 0:41 | 0:40 | 0:41 | 0:40 | 0:41 | 0:41 | 0:39 | 0:41 | 0:41 | 0:41 | 0:41 | 0:40 | 0:41 | 0:41 | 0:41 | 0:41 | 0:41 | 0:41 | 0:41 | 0:40 | 0:32 | 0:41 | 0:38 | 0:41 | 0:40 | 0:41 | 0:41 | 0:40 | 0:41 | 0:41 | 0:41 | 0:41 | 0:41 | 0:41 | 0:40 | 0:41 | 0:41 | 0:41 | 0:41 | 0:41 | 0:41 | 0:41 | 0:41 | 0:41 | 0:40 | 0:40 | 0:41 | 0:41 | 0:41 | 0:41 | 0:41 | 0:41 | 0:41 | 0:41 | 0:41 | 0:30 | 0:41 | 0:41 | 0:41 | 0:41 | 0:39 | 0:41 | 0:41 | 0:41 | 0:40 | 0:41 | 0:41 | 0:41 | 0:41 | 0:40 | 0:41 | 0:41 | 0:41 | 0:41 | 0:41 | 0:41 | 0:41 | 0:40 | 0:41 | 0:41 | 0:41 | 0:41 | 0:41 | 0:41 | 0:41 | 0:40 | 0:41 | 0:40 | 0:41 | 0:41 | 0:41 | 0:41 | 0:41 | 0:41 | 0:41 | 0:41 | 0:26 | 0:41 | 0:41 | 0:17 | 0:39 | 0:40 | 0:37 | 0:41 | 0:41 | 0:41 | 0:41 | 0:41 | 0:41 | 0:41 | 0:41 | 0:41 | 0:41 | 0:41 | 0:41 | 0:23 | 0:41 | 0:41 | 0:41 | 0:41 | 0:41 | 0:41 | 0:40 | 0:41 | 0:40 | 0:41 | 0:40 | 0:41 | 0:41 | 0:41 | 0:41 | 0:41 | 0:41 | 0:41 | 0:40 | 0:41 | 0:41 | 0:40 | 0:41 | 0:41 | 0:41 | 0:41 | 0:41 | 0:41 | 0:41 | 0:41 | 0:40 | 0:41 | 0:41 | 0:41 | 0:41 | 0:41 | 0:41 | 0:41 | 0:41 | 0:41 | 0:41 | 0:39 | 0:41 | 0:41 | 0:41 | 0:41 | 0:41 | 0:41 | 0:41 | 0:41 | 0:41 | 0:41 | 0:41 | 0:41 | 0:41 | 0:40 | 0:41 | 0:38 | 0:41 | 0:41 | 0:40 | 0:41 | 0:41 | 0:41 | 0:41 | 0:40 | 0:41 | 0:41 | 0:41 | 0:40 | 0:41 | 0:41 | 0:41 | 0:41 | 0:41 | 0:41 | 0:41 | 0:41 | 0:41 | 0:41 | 0:41 | 0:41 | 0:41 | 0:41 | 0:41 | 0:41 | 0:41 | 0:41 | 0:39 | 0:39 | 0:01 | 0:41 | 0:41 | 0:41 | 0:41 | 0:40 | 0:40 | 0:41 | 0:41 | 0:41 | 0:41 | 0:41 | 0:40 | 0:41 | 0:39 | 0:41 | 0:29 | 0:41 | 0:41 | 0:40 | 0:41 | 0:40 | 0:41 | 0:41 | 0:41 | 0:41 | 0:41 | 0:41 | 0:41 | 0:40 | 0:41 | 0:41 | 0:41 | 0:41 | 0:41 | 0:40 | 0:41 | 0:41 | 0:41 | 0:41 | 0:41 | 0:39 | 0:40 | 0:40 | 0:41 | 0:41 | 0:41 | 0:41 | 0:41 | 0:41 | 0:40 | 0:41 | 0:41 | 0:41 | 0:41 | 0:41 | 0:41 | 0:41 | 0:41 | 0:41 | 0:41 | 0:41 | 0:40 | 0:40 | 0:41 | 0:40 | 0:40 | 0:40 | 0:41 | 0:26 | 0:41 | 0:41 | 0:40 | 0:41 | 0:41 | 0:40 | 0:41 | 0:41 | 0:41 | 0:41 | 0:41 | 0:41 | 0:16 | 0:41 | 0:41 | 0:40 | 0:41 | 0:41 | 0:41 | 0:41 | 0:10 | 0:41 | 0:39 | 0:41 | 0:41 | 0:41 | 0:41 | 0:41 | 0:41 | 0:41 | 0:40 | 0:41 | 0:41 | 0:41 | 0:40 | 0:39 | 0:41 | 0:40 | 0:41 | 0:41 | 0:41 | 0:41 | 0:41 | 0:41 | 0:41 | 0:41 | 0:41 | 0:41 | 0:41 | 0:41 | 0:41 | 0:41 | 0:41 | 0:41 | 0:41 | 0:41 | 0:41 | 0:40 | 0:41 | 0:41 | 0:41 | 0:41 | 0:41 | 0:41 | 0:40 | 0:40 | 0:41 | 0:41 | 0:40 | 0:41 | 0:41 | 0:40 | 0:32 | 0:41 | 0:36 | 0:41 | 0:41 | 0:41 | 0:40 | 0:41 | 0:41 | 0:41 | 0:40 | 0:40 | 0:41 | 0:41 | 0:41 | 0:41 | 0:41 | 0:41 | 0:41 | 0:41 | 0:41 | 0:41 | 0:41 | 0:41 | 0:41 | 0:41 | 0:40 | 0:41 | 0:41 | 0:41 | 0:41 | 0:41 | 0:41 | 0:41 | 0:40 | 0:18 | 0:41 | 0:41 | 0:41 | 0:41 | 0:41 | 0:41 | 0:41 | 0:40 | 0:41 | 0:40 | 0:41 | 0:41 | 0:41 | 0:41 | 0:41 | 0:41 | 0:41 | 0:41 | 0:41 | 0:30 | 0:41 | 0:41 | 0:41 | 0:41 | 0:40 | 0:41 | 0:41 | 0:41 | 0:41 | 0:41 | 0:40 | 0:41 | 0:40 | 0:41 | 0:41 | 0:41 | 0:41 | 0:41 | 0:41 | 0:41 | 0:41 | 0:41 | 0:41 | 0:40 | 0:41 | 0:40 | 0:40 | 0:41 | 0:41 | 0:41 | 0:41 | 0:40 | 0:41 | 0:40 | 0:35 | 0:41 | 0:40 | 0:40 | 0:41 | 0:41 | 0:41 | 0:41 | 0:41 | 0:41 | 0:41 | 0:41 | 0:41 | 0:41 | 0:41 | 0:41 | 0:41 | 0:41 | 0:41 | 0:41 | 0:40 | 0:41 | 0:41 | 0:41 | 0:41 | 0:41 | 0:41 | 0:41 | 0:41 | 0:41 | 0:41 | 0:41 | 0:41 | 0:41 | 0:40 | 0:41 | 0:41 | 0:31 | 0:41 | 0:36 | 0:41 | 0:40 | 0:41 | 0:41 | 0:41 | 0:41 | 0:41 | 0:41 | 0:41 | 0:41 | 0:41 | 0:41 | 0:41 | 0:40 | 0:41 | 0:41 | 0:40 | 0:41 | 0:41 | 0:41 | 0:41 | 0:40 | 0:40 | 0:41 | 0:40 | 0:41 | 0:41 | 0:41 | 0:40 | 0:41 | 0:41 | 0:41 | 0:41 | 0:39 | 0:41 | 0:41 | 0:41 | 0:27 | 0:40 | 0:41 | 0:41 | 0:41 | 0:41 | 0:41 | 0:40 | 0:41 | 0:41 | 0:41 | 0:41 | 0:40 | 0:41 | 0:41 | 0:41 | 0:41 | 0:39 | 0:41 | 0:41 | 0:41 | 0:41 | 0:40 | 0:41 | 0:37 | 0:41 | 0:41 | 0:41 | 0:41 | 0:41 | 0:40 | 0:41 | 0:41 | 0:39 | 0:40 | 0:41 | 0:41 | 0:41 | 0:41 | 0:41 | 0:41 | 0:39 | 0:41 | 0:41 | 0:41 | 0:41 | 0:41 | 0:40 | 0:41 | 0:41 | 0:41 | 0:40 | 0:41 | 0:40 | 0:41 | 0:41 | 0:41 | 0:41 | 0:41 | 0:41 | 0:41 | 0:41 | 0:41 | 0:35 | 0:41 | 0:40 | 0:41 | 0:41 | 0:41 | 0:37 | 0:41 | 0:41 | 0:41 | 0:41 | 0:41 | 0:41 | 0:02 | 0:41 | 0:41 | 0:41 | 0:41 | 0:41 | 0:41 | 0:41 | 0:41 | 0:41 | 0:41 | 0:40 | 0:41 | 0:41 | 0:41 | 0:41 | 0:41 | 0:41 | 0:41 | 0:41 | 0:41 | 0:41 | 0:41 | 0:41 | 0:41 | 0:30 | 0:30 | 0:40 | 0:05 | 0:40 | 0:41 | 0:41 | 0:41 | 0:41 | 0:35 | 0:41 | 0:41 | 0:41 | 0:41 | 0:41 | 0:41 | 0:41 | 0:41 | 0:41 | 0:41 | 0:41 | 0:41 | 0:41 | 0:41 | 0:41 | 0:41 | 0:41 | 0:41 | 0:40 | 0:41 | 0:41 | 0:41 | 0:41 | 0:41 | 0:41 | 0:41 | 0:41 | 0:41 | 0:41 | 0:41 | 0:41 | 0:40 | 0:41 | 0:41 | 0:41 | 0:41 | 0:41 | 0:35 | 0:41 | 0:41 | 0:41 | 0:40 | 0:41 | 0:41 | 0:40 | 0:41 | 0:41 | 0:41 | 0:41 | 0:41 | 0:41 | 0:41 | 0:40 | 0:40 | 0:41 | 0:41 | 0:40 | 0:40 | 0:41 | 0:41 | 0:41 | 0:41 | 0:37 | 0:41 | 0:41 | 0:41 | 0:40 | 0:41 | 0:41 | 0:41 | 0:40 | 0:40 | 0:41 | 0:41 | 0:41 | 0:41 | 0:41 | 0:41 | 0:40 | 0:40 | 0:41 | 0:41 | 0:41 | 0:41 | 0:41 | 0:41 | 0:41 | 0:41 | 0:38 | 0:41 | 0:41 | 0:41 | 0:41 | 0:40 | 0:41 | 0:41 | 0:37 | 0:41 | 0:41 | 0:41 | 0:41 | 0:41 | 0:41 | 0:41 | 0:41 | 0:40 | 0:41 | 0:40 | 0:40 | 0:41 | 0:41 | 0:41 | 0:40 | 0:41 | 0:41 | 0:41 | 0:41 | 0:41 | 0:36 | 0:41 | 0:41 | 0:41 | 0:41 | 0:41 | 0:41 | 0:39 | 0:41 | 0:41 | 0:41 | 0:41 | 0:40 | 0:41 | 0:39 | 0:38 | 0:41 | 0:41 | 0:41 | 0:39 | 0:41 | 0:41 | 0:41 | 0:41 | 0:41 | 0:41 | 0:41 | 0:41 | 0:41 | 0:40 | 0:41 | 0:40 | 0:41 | 0:41 | 0:41 | 0:41 | 0:41 | 0:41 | 0:40 | 0:41 | 0:41 | 0:41 | 0:41 | 0:41 | 0:41 | 0:40 | 0:41 | 0:40 | 0:41 | 0:41 | 0:41 | 0:41 | 0:41 | 0:41 | 0:41 | 0:41 | 0:41 | 0:41 | 0:40 | 0:41 | 0:41 | 0:41 | 0:41 | 0:41 | 0:41 | 0:41 | 0:40 | 0:41 | 0:40 | 0:41 | 0:41 | 0:40 | 0:17 | 0:41 | 0:40 | 0:41 | 0:41 | 0:41 | 0:41 | 0:41 | 0:41 | 0:41 | 0:40 | 0:41 | 0:40 | 0:41 | 0:40 | 0:41 | 0:41 | 0:41 | 0:41 | 0:41 | 0:41 | 0:41 | 0:41 | 0:41 | 0:41 | 0:41 | 0:41 | 0:41 | 0:40 | 0:41 | 0:41 | 0:41 | 0:41 | 0:41 | 0:41 | 0:41 | 0:41 | 0:41 | 0:40 | 0:41 | 0:41 | 0:41 | 0:40 | 0:41 | 0:41 | 0:10 | 0:41 | 0:41 | 0:41 | 0:41 | 0:41 | 0:41 | 0:41 | 0:41 | 0:41 | 0:41 | 0:41 | 0:41 | 0:41 | 0:41 | 0:41 | 0:41 | 0:40 | 0:41 | 0:41 | 0:41 | 0:41 | 0:41 | 0:41 | 0:36 | 0:41 | 0:40 | 0:41 | 0:41 | 0:41 | 0:39 | 0:41 | 0:41 | 0:41 | 0:41 | 0:41 | 0:41 | 0:41 | 0:41 | 0:41 | 0:41 | 0:41 | 0:41 | 0:41 | 0:41 | 0:41 | 0:41 | 0:41 | 0:41 | 0:40 | 0:41 | 0:41 | 0:41 | 0:41 | 0:41 | 0:41 | 0:41 | 0:41 | 0:41 | 0:41 | 0:40 | 0:39 | 0:41 | 0:41 | 0:41 | 0:41 | 0:41 | 0:40 | 0:41 | 0:41 | 0:41 | 0:41 | 0:41 | 0:41 | 0:41 | 0:40 | 0:41 | 0:41 | 0:40 | 0:41 | 0:41 | 0:41 | 0:39 | 0:37 | 0:41 | 0:41 | 0:41 | 0:41 | 0:41 | 0:41 | 0:41 | 0:41 | 0:41 | 0:41 | 0:41 | 0:16 | 0:41 | 0:41 | 0:41 | 0:41 | 0:41 | 0:41 | 0:41 | 0:41 | 0:41 | 0:41 | 0:41 | 0:40 | 0:41 | 0:41 | 0:41 | 0:41 | 0:41 | 0:41 | 0:41 | 0:41 | 0:41 | 0:41 | 0:41 | 0:40 | 0:40 | 0:41 | 0:41 | 0:41 | 0:41 | 0:41 | 0:40 | 0:41 | 0:41 | 0:41 | 0:41 | 0:41 | 0:26 | 0:41 | 0:40 | 0:41 | 0:41 | 0:41 | 0:40 | 0:41 | 0:41 | 0:41 | 0:40 | 0:41 | 0:41 | 0:41 | 0:41 | 0:41 | 0:41 | 0:41 | 0:35 | 0:40 | 0:41 | 0:41 | 0:41 | 0:41 | 0:41 | 0:41 | 0:41 | 0:41 | 0:41 | 0:41 | 0:41 | 0:41 | 0:41 | 0:01 | 0:41 | 0:41 | 0:41 | 0:41 | 0:41 | 0:41 | 0:41 | 0:40 | 0:37 | 0:41 | 0:41 | 0:41 | 0:41 | 0:41 | 0:41 | 0:41 | 0:41 | 0:41 | 0:41 | 0:41 | 0:41 | 0:41 | 0:41 | 0:40 | 0:41 | 0:41 | 0:41 | 0:40 | 0:41 | 0:22 | 0:41 | 0:41 | 0:41 | 0:40 | 0:41 | 0:41 | 0:41 | 0:35 | 0:40 | 0:41 | 0:41 | 0:41 | 0:41 | 0:41 | 0:41 | 0:41 | 0:41 | 0:41 | 0:40 | 0:39 | 0:41 | 0:41 | 0:40 | 0:41 | 0:41 | 0:41 | 0:39 | 0:40 | 0:41 | 0:41 | 0:41 | 0:41 | 0:41 | 0:41 | 0:41 | 0:41 | 0:41 | 0:41 | 0:40 | 0:41 | 0:41 | 0:40 | 0:41 | 0:41 | 0:41 | 0:41 | 0:41 | 0:41 | 0:40 | 0:41 | 0:41 | 0:41 | 0:41 | 0:41 | 0:40 | 0:41 | 0:41 | 0:40 | 0:41 | 0:41 | 0:40 | 0:41 | 0:41 | 0:40 | 0:34 | 0:41 | 0:41 | 0:41 | 0:40 | 0:41 | 0:41 | 0:41 | 0:41 | 0:41 | 0:41 | 0:41 | 0:41 | 0:41 | 0:41 | 0:41 | 0:41 | 0:26 | 0:41 | 0:41 | 0:41 | 0:40 | 0:41 | 0:41 | 0:41 | 0:40 | 0:41 | 0:41 | 0:41 | 0:41 | 0:39 | 0:32 | 0:41 | 0:41 | 0:41 | 0:41 | 0:41 | 0:41 | 0:41 | 0:41 | 0:41 | 0:41 | 0:40 | 0:40 | 0:41 | 0:41 | 0:41 | 0:41 | 0:39 | 0:25 | 0:41 | 0:41 | 0:38 | 0:41 | 0:41 | 0:41 | 0:40 | 0:41 | 0:41 | 0:41 | 0:41 | 0:41 | 0:41 | 0:41 | 0:40 | 0:41 | 0:41 | 0:41 | 0:41 | 0:41 | 0:41 | 0:37 | 0:41 | 0:41 | 0:41 | 0:41 | 0:41 | 0:37 | 0:41 | 0:38 | 0:40 | 0:41 | 0:41 | 0:41 | 0:40 | 0:41 | 0:41 | 0:41 | 0:41 | 0:41 | 0:41 | 0:41 | 0:41 | 0:41 | 0:25 | 0:41 | 0:41 | 0:40 | 0:41 | 0:41 | 0:41 | 0:41 | 0:41 | 0:41 | 0:41 | 0:41 | 0:41 | 0:41 | 0:41 | 0:41 | 0:41 | 0:41 | 0:41 | 0:41 | 0:40 | 0:41 | 0:41 | 0:41 | 0:41 | 0:40 | 0:41 | 0:40 | 0:41 | 0:41 | 0:40 | 0:40 | 0:41 | 0:41 | 0:37 | 0:41 | 0:41 | 0:41 | 0:40 | 0:41 | 0:41 | 0:41 | 0:40 | 0:41 | 0:41 | 0:41 | 0:38 | 0:41 | 0:41 | 0:41 | 0:36 | 0:41 | 0:41 | 0:40 | 0:41 | 0:41 | 0:41 | 0:27 | 0:41 | 0:41 | 0:41 | 0:41 | 0:40 | 0:40 | 0:41 | 0:41 | 0:41 | 0:41 | 0:41 | 0:41 | 0:41 | 0:40 | 0:41 | 0:41 | 0:41 | 0:41 | 0:37 | 0:36 | 0:41 | 0:41 | 0:41 | 0:40 | 0:41 | 0:41 | 0:41 | 0:41 | 0:41 | 0:41 | 0:41 | 0:41 | 0:41 | 0:40 | 0:41 | 0:41 | 0:40 | 0:41 | 0:41 | 0:41 | 0:40 | 0:41 | 0:41 | 0:41 | 0:41 | 0:38 | 0:41 | 0:41 | 0:41 | 0:41 | 0:41 | 0:41 | 0:41 | 0:39 | 0:41 | 0:41 | 0:41 | 0:41 | 0:41 | 0:41 | 0:39 | 0:41 | 0:40 | 0:41 | 0:41 | 0:41 | 0:41 | 0:41 | 0:41 | 0:41 | 0:41 | 0:41 | 0:41 | 0:41 | 0:41 | 0:40 | 0:40 | 0:41 | 0:41 | 0:41 | 0:41 | 0:41 | 0:40 | 0:41 | 0:19 | 0:41 | 0:41 | 0:41 | 0:39 | 0:40 | 0:41 | 0:40 | 0:41 | 0:41 | 0:40 | 0:41 | 0:30 | 0:41 | 0:41 | 0:41 | 0:41 | 0:40 | 0:40 | 0:41 | 0:40 | 0:41 | 0:41 | 0:41 | 0:41 | 0:41 | 0:41 | 0:41 | 0:41 | 0:41 | 0:40 | 0:41 | 0:41 | 0:41 | 0:40 | 0:41 | 0:41 | 0:41 | 0:41 | 0:41 | 0:41 | 0:41 | 0:41 | 0:41 | 0:41 | 0:41 | 0:41 | 0:41 | 0:41 | 0:41 | 0:41 | 0:41 | 0:41 | 0:41 | 0:41 | 0:41 | 0:41 | 0:41 | 0:41 | 0:41 | 0:41 | 0:41 | 0:41 | 0:41 | 0:41 | 0:38 | 0:41 | 0:41 | 0:40 | 0:41 | 0:41 | 0:27 | 0:41 | 0:41 | 0:41 | 0:40 | 0:40 | 0:41 | 0:40 | 0:41 | 0:41 | 0:40 | 0:41 | 0:41 | 0:40 | 0:41 | 0:41 | 0:41 | 0:41 | 0:40 | 0:41 | 0:41 | 0:41 | 0:41 | 0:41 | 0:41 | 0:40 | 0:41 | 0:41 | 0:41 | 0:41 | 0:41 | 0:41 | 0:40 | 0:41 | 0:41 | 0:40 | 0:41 | 0:35 | 0:40 | 0:39 | 0:41 | 0:41 | 0:41 | 0:41 | 0:41 | 0:41 | 0:41 | 0:41 | 0:41 | 0:41 | 0:41 | 0:40 | 0:41 | 0:41 | 0:41 | 0:41 | 0:41 | 0:40 | 0:41 | 0:41 | 0:41 | 0:41 | 0:39 | 0:41 | 0:41 | 0:41 | 0:41 | 0:41 | 0:41 | 0:41 | 0:41 | 0:41 | 0:41 | 0:41 | 0:41 | 0:41 | 0:41 | 0:40 | 0:41 | 0:39 | 0:40 | 0:41 | 0:41 | 0:33 | 0:41 | 0:41 | 0:41 | 0:41 | 0:41 | 0:38 | 0:40 | 0:40 | 0:41 | 0:41 | 0:41 | 0:41 | 0:40 | 0:41 | 0:41 | 0:41 | 0:41 | 0:41 | 0:41 | 0:41 | 0:41 | 0:41 | 0:41 | 0:41 | 0:41 | 0:40 | 0:41 | 0:41 | 0:40 | 0:41 | 0:41 | 0:41 | 0:40 | 0:41 | 0:41 | 0:40 | 0:41 | 0:41 | 0:41 | 0:41 | 0:41 | 0:41 | 0:41 | 0:40 | 0:40 | 0:41 | 0:41 | 0:41 | 0:41 | 0:41 | 0:41 | 0:41 | 0:41 | 0:41 | 0:41 | 0:41 | 0:41 | 0:40 | 0:41 | 0:40 | 0:40 | 0:41 | 0:41 | 0:41 | 0:40 | 0:41 | 0:41 | 0:41 | 0:41 | 0:37 | 0:41 | 0:41 | 0:41 | 0:41 | 0:41 | 0:41 | 0:41 | 0:26 | 0:41 | 0:40 | 0:41 | 0:41 | 0:41 | 0:41 | 0:41 | 0:41 | 0:41 | 0:41 | 0:41 | 0:41 | 0:41 | 0:40 | 0:41 | 0:40 | 0:41 | 0:41 | 0:41 | 0:41 | 0:40 | 0:41 | 0:41 | 0:41 | 0:41 | 0:41 | 0:41 | 0:40 | 0:40 | 0:41 | 0:41 | 0:40 | 0:41 | 0:41 | 0:40 | 0:41 | 0:41 | 0:41 | 0:41 | 0:41 | 0:41 | 0:41 | 0:41 | 0:41 | 0:41 | 0:40 | 0:41 | 0:41 | 0:41 | 0:38 | 0:41 | 0:41 | 0:41 | 0:41 | 0:41 | 0:40 | 0:40 | 0:41 | 0:41 | 0:41 | 0:40 | 0:41 | 0:41 | 0:41 | 0:41 | 0:41 | 0:41 | 0:41 | 0:41 | 0:41 | 0:41 | 0:41 | 0:41 | 0:41 | 0:41 | 0:41 | 0:41 | 0:40 | 0:31 | 0:41 | 0:41 | 0:40 | 0:40 | 0:41 | 0:41 | 0:21 | 0:41 | 0:32 | 0:41 | 0:41 | 0:41 | 0:41 | 0:39 | 0:41 | 0:41 | 0:41 | 0:40 | 0:41 | 0:41 | 0:41 | 0:41 | 0:41 | 0:41 | 0:40 | 0:40 | 0:41 | 0:41 | 0:41 | 0:26 | 0:41 | 0:41 | 0:41 | 0:32 | 0:40 | 0:41 | 0:41 | 0:41 | 0:41 | 0:40 | 0:41 | 0:41 | 0:40 | 0:41 | 0:41 | 0:41 | 0:41 | 0:41 | 0:41 | 0:41 | 0:41 | 0:41 | 0:39 | 0:41 | 0:41 | 0:41 | 0:41 | 0:38 | 0:40 | 0:41 | 0:40 | 0:41 | 0:41 | 0:41 | 0:41 | 0:41 | 0:41 | 0:41 | 0:38 | 0:41 | 0:40 | 0:41 | 0:41 | 0:41 | 0:40 | 0:41 | 0:41 | 0:41 | 0:41 | 0:41 | 0:41 | 0:41 | 0:41 | 0:41 | 0:38 | 0:40 | 0:40 | 0:41 | 0:41 | 0:40 | 0:40 | 0:41 | 0:41 | 0:41 | 0:37 | 0:41 | 0:41 | 0:41 | 0:40 | 0:41 | 0:41 | 0:41 | 0:41 | 0:41 | 0:41 | 0:41 | 0:41 | 0:41 | 0:41 | 0:41 | 0:41 | 0:40 | 0:41 | 0:41 | 0:41 | 0:41 | 0:39 | 0:41 | 0:41 | 0:41 | 0:41 | 0:41 | 0:40 | 0:40 | 0:41 | 0:41 | 0:41 | 0:41 | 0:41 | 0:41 | 0:41 | 0:41 | 0:41 | 0:41 | 0:41 | 0:41 | 0:41 | 0:41 | 0:41 | 0:41 | 0:41 | 0:41 | 0:40 | 0:41 | 0:41 | 0:36 | 0:40 | 0:41 | 0:41 | 0:41 | 0:41 | 0:41 | 0:23 | 0:41 | 0:40 | 0:41 | 0:41 | 0:41 | 0:41 | 0:40 | 0:41 | 0:41 | 0:41 | 0:41 | 0:41 | 0:41 | 0:41 | 0:41 | 0:41 | 0:41 | 0:41 | 0:41 | 0:41 | 0:41 | 0:41 | 0:41 | 0:41 | 0:41 | 0:41 | 0:41 | 0:41 | 0:41 | 0:41 | 0:40 | 0:41 | 0:41 | 0:41 | 0:41 | 0:41 | 0:41 | 0:41 | 0:41 | 0:41 | 0:38 | 0:41 | 0:40 | 0:40 | 0:41 | 0:41 | 0:41 | 0:40 | 0:41 | 0:41 | 0:41 | 0:41 | 0:00 | 0:40 | 0:41 | 0:41 | 0:41 | 0:41 | 0:41 | 0:41 | 0:41 | 0:41 | 0:41 | 0:41 | 0:41 | 0:40 | 0:41 | 0:41 | 0:40 | 0:41 | 0:41 | 0:41 | 0:41 | 0:03 | 0:34 | 0:41 | 0:40 | 0:41 | 0:40 | 0:31 | 0:41 | 0:40 | 0:41 | 0:41 | 0:41 | 0:41 | 0:40 | 0:41 | 0:40 | 0:41 | 0:41 | 0:41 | 0:41 | 0:41 | 0:40 | 0:31 | 0:41 | 0:41 | 0:41 | 0:41 | 0:41 | 0:41 | 0:41 | 0:39 | 0:41 | 0:41 | 0:41 | 0:41 | 0:40 | 0:41 | 0:41 | 0:41 | 0:41 | 0:41 | 0:41 | 0:41 | 0:41 | 0:41 | 0:41 | 0:41 | 0:41 | 0:40 | 0:41 | 0:41 | 0:41 | 0:41 | 0:41 | 0:41 | 0:41 | 0:41 | 0:41 | 0:41 | 0:41 | 0:41 | 0:41 | 0:41 | 0:41 | 0:41 | 0:41 | 0:41 | 0:40 | 0:41 | 0:41 | 0:41 | 0:41 | 0:41 | 0:41 | 0:41 | 0:41 | 0:41 | 0:41 | 0:41 | 0:41 | 0:41 | 0:40 | 0:41 | 0:41 | 0:41 | 0:41 | 0:41 | 0:41 | 0:40 | 0:41 | 0:41 | 0:41 | 0:41 | 0:41 | 0:41 | 0:40 | 0:41 | 0:41 | 0:41 | 0:41 | 0:41 | 0:41 | 0:41 | 0:41 | 0:41 | 0:41 | 0:41 | 0:41 | 0:41 | 0:41 | 0:41 | 0:41 | 0:41 | 0:41 | 0:41 | 0:41 | 0:41 | 0:40 | 0:41 | 0:41 | 0:41 | 0:40 | 0:41 | 0:41 | 0:41 | 0:41 | 0:41 | 0:41 | 0:41 | 0:40 | 0:41 | 0:41 | 0:41 | 0:41 | 0:41 | 0:41 | 0:41 | 0:41 | 0:41 | 0:37 | 0:41 | 0:41 | 0:41 | 0:41 | 0:41 | 0:40 | 0:40 | 0:41 | 0:41 | 0:41 | 0:41 | 0:41 | 0:41 | 0:40 | 0:41 | 0:41 | 0:40 | 0:41 | 0:41 | 0:41 | 0:41 | 0:41 | 0:41 | 0:41 | 0:41 | 0:41 | 0:40 | 0:41 | 0:41 | 0:41 | 0:41 | 0:40 | 0:41 | 0:41 | 0:41 | 0:40 | 0:41 | 0:41 | 0:41 | 0:41 | 0:41 | 0:41 | 0:41 | 0:41 | 0:41 | 0:38 | 0:41 | 0:41 | 0:41 | 0:41 | 0:41 | 0:40 | 0:41 | 0:40 | 0:41 | 0:38 | 0:41 | 0:41 | 0:41 | 0:41 | 0:41 | 0:37 | 0:38 | 0:41 | 0:41 | 0:41 | 0:41 | 0:41 | 0:41 | 0:41 | 0:40 | 0:41 | 0:41 | 0:40 | 0:41 | 0:41 | 0:41 | 0:41 | 0:40 | 0:41 | 0:41 | 0:41 | 0:41 | 0:41 | 0:41 | 0:41 | 0:41 | 0:41 | 0:41 | 0:41 | 0:41 | 0:41 | 0:41 | 0:41 | 0:41 | 0:41 | 0:41 | 0:41 | 0:41 | 0:41 | 0:41 | 0:41 | 0:41 | 0:40 | 0:40 | 0:41 | 0:41 | 0:41 | 0:41 | 0:40 | 0:39 | 0:41 | 0:40 | 0:41 | 0:41 | 0:41 | 0:41 | 0:41 | 0:40 | 0:41 | 0:41 | 0:41 | 0:41 | 0:41 | 0:41 | 0:40 | 0:41 | 0:27 | 0:41 | 0:41 | 0:03 | 0:41 | 0:41 | 0:35 | 0:41 | 0:41 | 0:40 | 0:41 | 0:41 | 0:40 | 0:41 | 0:41 | 0:41 | 0:41 | 0:41 | 0:41 | 0:41 | 0:41 | 0:41 | 0:41 | 0:31 | 0:41 | 0:41 | 0:40 | 0:32 | 0:40 | 0:40 | 0:41 | 0:41 | 0:41 | 0:41 | 0:41 | 0:41 | 0:41 | 0:39 | 0:41 | 0:41 | 0:41 | 0:33 | 0:41 | 0:41 | 0:41 | 0:41 | 0:41 | 0:39 | 0:41 | 0:38 | 0:41 | 0:41 | 0:39 | 0:41 | 0:41 | 0:41 | 0:41 | 0:41 | 0:41 | 0:38 | 0:41 | 0:41 | 0:41 | 0:41 | 0:41 | 0:41 | 0:41 | 0:41 | 0:40 | 0:41 | 0:41 | 0:41 | 0:41 | 0:41 | 0:41 | 0:41 | 0:41 | 0:41 | 0:41 | 0:41 | 0:41 | 0:41 | 0:40 | 0:41 | 0:41 | 0:41 | 0:41 | 0:40 | 0:41 | 0:41 | 0:41 | 0:41 | 0:41 | 0:41 | 0:41 | 0:39 | 0:40 | 0:41 | 0:41 | 0:41 | 0:41 | 0:41 | 0:41 | 0:41 | 0:41 | 0:40 | 0:41 | 0:41 | 0:41 | 0:41 | 0:41 | 0:41 | 0:41 | 0:41 | 0:41 | 0:41 | 0:41 | 0:41 | 0:41 | 0:41 | 0:41 | 0:40 | 0:39 | 0:41 | 0:40 | 0:41 | 0:41 | 0:41 | 0:41 | 0:41 | 0:41 | 0:41 | 0:41 | 0:41 | 0:41 | 0:41 | 0:41 | 0:41 | 0:41 | 0:41 | 0:41 | 0:41 | 0:41 | 0:40 | 0:41 | 0:41 | 0:41 | 0:38 | 0:41 | 0:41 | 0:41 | 0:41 | 0:41 | 0:41 | 0:39 | 0:41 | 0:41 | 0:40 | 0:41 | 0:41 | 0:40 | 0:41 | 0:41 | 0:41 | 0:41 | 0:41 | 0:41 | 0:31 | 0:41 | 0:41 | 0:41 | 0:41 | 0:41 | 0:41 | 0:39 | 0:41 | 0:40 | 0:41 | 0:39 | 0:41 | 0:41 | 0:41 | 0:41 | 0:41 | 0:41 | 0:41 | 0:41 | 0:40 | 0:41 | 0:40 | 0:41 | 0:41 | 0:41 | 0:40 | 0:41 | 0:41 | 0:34 | 0:41 | 0:41 | 0:41 | 0:40 | 0:41 | 0:41 | 0:41 | 0:41 | 0:41 | 0:41 | 0:41 | 0:41 | 0:41 | 0:41 | 0:41 | 0:41 | 0:41 | 0:41 | 0:41 | 0:37 | 0:41 | 0:41 | 0:40 | 0:41 | 0:41 | 0:41 | 0:40 | 0:41 | 0:41 | 0:41 | 0:41 | 0:41 | 0:41 | 0:41 | 0:40 | 0:40 | 0:41 | 0:41 | 0:41 | 0:41 | 0:41 | 0:41 | 0:41 | 0:41 | 0:41 | 0:41 | 0:41 | 0:40 | 0:41 | 0:41 | 0:36 | 0:14 | 0:38 | 0:41 | 0:41 | 0:41 | 0:41 | 0:40 | 0:40 | 0:41 | 0:41 | 0:41 | 0:41 | 0:40 | 0:41 | 0:41 | 0:41 | 0:41 | 0:41 | 0:41 | 0:41 | 0:41 | 0:40 | 0:39 | 0:41 | 0:40 | 0:41 | 0:41 | 0:41 | 0:41 | 0:40 | 0:41 | 0:35 | 0:40 | 0:41 | 0:41 | 0:41 | 0:41 | 0:40 | 0:41 | 0:41 | 0:40 | 0:41 | 0:41 | 0:41 | 0:41 | 0:41 | 0:41 | 0:41 | 0:41 | 0:41 | 0:41 | 0:27 | 0:41 | 0:40 | 0:41 | 0:40 | 0:41 | 0:41 | 0:41 | 0:41 | 0:41 | 0:40 | 0:22 | 0:41 | 0:40 | 0:41 | 0:41 | 0:41 | 0:40 | 0:41 | 0:41 | 0:41 | 0:41 | 0:41 | 0:41 | 0:41 | 0:40 | 0:40 | 0:41 | 0:41 | 0:41 | 0:41 | 0:41 | 0:41 | 0:41 | 0:41 | 0:41 | 0:41 | 0:40 | 0:40 | 0:41 | 0:40 | 0:41 | 0:41 | 0:41 | 0:41 | 0:40 | 0:41 | 0:41 | 0:41 | 0:31 | 0:41 | 0:41 | 0:41 | 0:41 | 0:41 | 0:40 | 0:40 | 0:40 | 0:41 | 0:41 | 0:40 | 0:41 | 0:41 | 0:41 | 0:41 | 0:41 | 0:40 | 0:41 | 0:41 | 0:41 | 0:41 | 0:40 | 0:41 | 0:40 | 0:41 | 0:41 | 0:41 | 0:41 | 0:41 | 0:41 | 0:41 | 0:41 | 0:41 | 0:41 | 0:41 | 0:41 | 0:41 | 0:41 | 0:38 | 0:40 | 0:41 | 0:26 | 0:40 | 0:41 | 0:41 | 0:40 | 0:41 | 0:41 | 0:41 | 0:40 | 0:41 | 0:41 | 0:41 | 0:40 | 0:41 | 0:41 | 0:41 | 0:11 | 0:41 | 0:40 | 0:41 | 0:41 | 0:41 | 0:41 | 0:41 | 0:41 | 0:41 | 0:41 | 0:41 | 0:41 | 0:41 | 0:41 | 0:41 | 0:41 | 0:41 | 0:41 | 0:41 | 0:40 | 0:39 | 0:41 | 0:41 | 0:41 | 0:41 | 0:41 | 0:41 | 0:40 | 0:41 | 0:39 | 0:41 | 0:41 | 0:40 | 0:41 | 0:41 | 0:41 | 0:41 | 0:40 | 0:41 | 0:41 | 0:41 | 0:41 | 0:41 | 0:41 | 0:41 | 0:34 | 0:40 | 0:41 | 0:41 | 0:41 | 0:41 | 0:41 | 0:41 | 0:41 | 0:41 | 0:41 | 0:41 | 0:41 | 0:41 | 0:41 | 0:41 | 0:41 | 0:41 | 0:41 | 0:41 | 0:41 | 0:40 | 0:41 | 0:41 | 0:41 | 0:41 | 0:41 | 0:41 | 0:41 | 0:41 | 0:41 | 0:41 | 0:40 | 0:41 | 0:41 | 0:41 | 0:41 | 0:41 | 0:41 | 0:41 | 0:40 | 0:41 | 0:41 | 0:40 | 0:41 | 0:40 | 0:40 | 0:41 | 0:41 | 0:40 | 0:41 | 0:41 | 0:41 | 0:41 | 0:41 | 0:41 | 0:41 | 0:41 | 0:40 | 0:34 | 0:41 | 0:41 | 0:41 | 0:41 | 0:41 | 0:41 | 0:41 | 0:41 | 0:41 | 0:41 | 0:41 | 0:41 | 0:41 | 0:41 | 0:40 | 0:41 | 0:40 | 0:41 | 0:41 | 0:41 | 0:38 | 0:41 | 0:41 | 0:41 | 0:41 | 0:40 | 0:41 | 0:40 | 0:41 | 0:41 | 0:41 | 0:40 | 0:41 | 0:41 | 0:41 | 0:40 | 0:41 | 0:41 | 0:41 | 0:39 | 0:40 | 0:41 | 0:38 | 0:41 | 0:40 | 0:40 | 0:41 | 0:41 | 0:41 | 0:41 | 0:41 | 0:41 | 0:41 | 0:41 | 0:41 | 0:41 | 0:41 | 0:41 | 0:41 | 0:41 | 0:41 | 0:41 | 0:41 | 0:38 | 0:41 | 0:41 | 0:40 | 0:41 | 0:41 | 0:41 | 0:41 | 0:41 | 0:41 | 0:41 | 0:40 | 0:41 | 0:41 | 0:38 | 0:40 | 0:41 | 0:40 | 0:41 | 0:41 | 0:41 | 0:41 | 0:41 | 0:41 | 0:41 | 0:41 | 0:41 | 0:40 | 0:41 | 0:40 | 0:41 | 0:23 | 0:41 | 0:41 | 0:41 | 0:41 | 0:40 | 0:41 | 0:40 | 0:40 | 0:41 | 0:41 | 0:41 | 0:39 | 0:41 | 0:41 | 0:41 | 0:40 | 0:41 | 0:41 | 0:41 | 0:41 | 0:37 | 0:41 | 0:39 | 0:40 | 0:40 | 0:41 | 0:41 | 0:41 | 0:41 | 0:41 | 0:41 | 0:41 | 0:41 | 0:41 | 0:40 | 0:41 | 0:40 | 0:40 | 0:41 | 0:32 | 0:39 | 0:37 | 0:41 | 0:41 | 0:39 | 0:41 | 0:41 | 0:40 | 0:29 | 0:41 | 0:40 | 0:41 | 0:41 | 0:41 | 0:41 | 0:41 | 0:41 | 0:41 | 0:41 | 0:40 | 0:41 | 0:41 | 0:41 | 0:41 | 0:41 | 0:41 | 0:41 | 0:40 | 0:40 | 0:40 | 0:41 | 0:41 | 0:41 | 0:41 | 0:41 | 0:41 | 0:41 | 0:40 | 0:41 | 0:41 | 0:41 | 0:41 | 0:41 | 0:41 | 0:41 | 0:41 | 0:41 | 0:41 | 0:37 | 0:41 | 0:41 | 0:41 | 0:41 | 0:41 | 0:41 | 0:41 | 0:41 | 0:41 | 0:40 | 0:41 | 0:41 | 0:41 | 0:40 | 0:40 | 0:41 | 0:41 | 0:41 | 0:41 | 0:41 | 0:41 | 0:41 | 0:41 | 0:41 | 0:41 | 0:41 | 0:41 | 0:40 | 0:41 | 0:41 | 0:41 | 0:41 | 0:41 | 0:41 | 0:41 | 0:41 | 0:41 | 0:41 | 0:41 | 0:41 | 0:40 | 0:41 | 0:41 | 0:41 | 0:41 | 0:41 | 0:41 | 0:41 | 0:41 | 0:41 | 0:41 | 0:41 | 0:41 | 0:41 | 0:41 | 0:41 | 0:40 | 0:41 | 0:40 | 0:41 | 0:41 | 0:41 | 0:41 | 0:41 | 0:41 | 0:41 | 0:41 | 0:41 | 0:41 | 0:41 | 0:41 | 0:41 | 0:41 | 0:41 | 0:41 | 0:41 | 0:41 | 0:41 | 0:41 | 0:37 | 0:41 | 0:41 | 0:39 | 0:41 | 0:41 | 0:40 | 0:41 | 0:41 | 0:40 | 0:41 | 0:41 | 0:41 | 0:41 | 0:40 | 0:41 | 0:41 | 0:41 | 0:41 | 0:41 | 0:41 | 0:41 | 0:41 | 0:41 | 0:41 | 0:41 | 0:41 | 0:41 | 0:41 | 0:41 | 0:41 | 0:41 | 0:41 | 0:41 | 0:41 | 0:41 | 0:41 | 0:40 | 0:40 | 0:41 | 0:41 | 0:41 | 0:40 | 0:41 | 0:40 | 0:41 | 0:41 | 0:41 | 0:41 | 0:38 | 0:41 | 0:41 | 0:41 | 0:41 | 0:41 | 0:41 | 0:41 | 0:41 | 0:41 | 0:41 | 0:41 | 0:41 | 0:40 | 0:41 | 0:41 | 0:41 | 0:41 | 0:40 | 0:41 | 0:41 | 0:41 | 0:38 | 0:41 | 0:41 | 0:41 | 0:41 | 0:41 | 0:41 | 0:41 | 0:41 | 0:41 | 0:41 | 0:41 | 0:41 | 0:40 | 0:41 | 0:40 | 0:41 | 0:41 | 0:41 | 0:41 | 0:40 | 0:41 | 0:41 | 0:41 | 0:41 | 0:41 | 0:41 | 0:41 | 0:41 | 0:40 | 0:41 | 0:41 | 0:41 | 0:41 | 0:41 | 0:40 | 0:41 | 0:41 | 0:41 | 0:41 | 0:41 | 0:41 | 0:41 | 0:40 | 0:41 | 0:40 | 0:41 | 0:41 | 0:41 | 0:41 | 0:41 | 0:40 | 0:41 | 0:40 | 0:41 | 0:08 | 0:40 | 0:41 | 0:41 | 0:41 | 0:41 | 0:41 | 0:40 | 0:40 | 0:41 | 0:41 | 0:41 | 0:41 | 0:40 | 0:41 | 0:41 | 0:41 | 0:41 | 0:41 | 0:41 | 0:41 | 0:41 | 0:41 | 0:40 | 0:41 | 0:37 | 0:41 | 0:41 | 0:40 | 0:41 | 0:41 | 0:41 | 0:40 | 0:41 | 0:35 | 0:41 | 0:41 | 0:40 | 0:41 | 0:41 | 0:41 | 0:41 | 0:41 | 0:41 | 0:41 | 0:41 | 0:41 | 0:40 | 0:41 | 0:41 | 0:41 | 0:41 | 0:41 | 0:32 | 0:41 | 0:41 | 0:41 | 0:41 | 0:41 | 0:41 | 0:41 | 0:41 | 0:41 | 0:40 | 0:40 | 0:41 | 0:41 | 0:41 | 0:41 | 0:41 | 0:41 | 0:40 | 0:41 | 0:03 | 0:41 | 0:41 | 0:41 | 0:41 | 0:41 | 0:41 | 0:41 | 0:41 | 0:39 | 0:41 | 0:41 | 0:41 | 0:41 | 0:40 | 0:41 | 0:41 | 0:39 | 0:41 | 0:40 | 0:41 | 0:41 | 0:41 | 0:39 | 0:41 | 0:41 | 0:41 | 0:41 | 0:40 | 0:40 | 0:41 | 0:41 | 0:41 | 0:41 | 0:41 | 0:41 | 0:36 | 0:41 | 0:41 | 0:41 | 0:41 | 0:40 | 0:41 | 0:41 | 0:41 | 0:41 | 0:41 | 0:41 | 0:40 | 0:41 | 0:39 | 0:41 | 0:41 | 0:41 | 0:41 | 0:41 | 0:40 | 0:41 | 0:41 | 0:40 | 0:41 | 0:41 | 0:40 | 0:41 | 0:41 | 0:41 | 0:41 | 0:35 | 0:41 | 0:41 | 0:41 | 0:41 | 0:41 | 0:35 | 0:41 | 0:41 | 0:41 | 0:41 | 0:39 | 0:41 | 0:40 | 0:41 | 0:41 | 0:41 | 0:41 | 0:41 | 0:41 | 0:41 | 0:41 | 0:41 | 0:41 | 0:41 | 0:41 | 0:41 | 0:41 | 0:41 | 0:41 | 0:41 | 0:41 | 0:40 | 0:41 | 0:41 | 0:41 | 0:41 | 0:37 | 0:41 | 0:41 | 0:41 | 0:41 | 0:41 | 0:41 | 0:41 | 0:41 | 0:41 | 0:41 | 0:41 | 0:41 | 0:41 | 0:41 | 0:40 | 0:41 | 0:40 | 0:41 | 0:41 | 0:41 | 0:41 | 0:41 | 0:40 | 0:41 | 0:41 | 0:41 | 0:40 | 0:41 | 0:41 | 0:41 | 0:41 | 0:38 | 0:41 | 0:41 | 0:40 | 0:41 | 0:41 | 0:41 | 0:41 | 0:41 | 0:41 | 0:41 | 0:41 | 0:41 | 0:41 | 0:41 | 0:41 | 0:41 | 0:41 | 0:40 | 0:40 | 0:41 | 0:40 | 0:41 | 0:41 | 0:41 | 0:41 | 0:41 | 0:40 | 0:41 | 0:41 | 0:41 | 0:40 | 0:41 | 0:41 | 0:41 | 0:39 | 0:41 | 0:41 | 0:40 | 0:41 | 0:41 | 0:41 | 0:41 | 0:41 | 0:41 | 0:41 | 0:41 | 0:41 | 0:41 | 0:41 | 0:41 | 0:41 | 0:41 | 0:41 | 0:41 | 0:41 | 0:41 | 0:41 | 0:40 | 0:41 | 0:41 | 0:40 | 0:41 | 0:41 | 0:41 | 0:40 | 0:41 | 0:40 | 0:41 | 0:34 | 0:40 | 0:41 | 0:41 | 0:41 | 0:41 | 0:41 | 0:39 | 0:41 | 0:41 | 0:41 | 0:41 | 0:41 | 0:41 | 0:41 | 0:41 | 0:37 | 0:41 | 0:36 | 0:41 | 0:41 | 0:41 | 0:33 | 0:41 | 0:40 | 0:41 | 0:41 | 0:41 | 0:41 | 0:41 | 0:41 | 0:40 | 0:40 | 0:40 | 0:41 | 0:40 | 0:41 | 0:41 | 0:41 | 0:41 | 0:40 | 0:41 | 0:41 | 0:41 | 0:41 | 0:41 | 0:40 | 0:41 | 0:41 | 0:41 | 0:40 | 0:41 | 0:41 | 0:41 | 0:41 | 0:41 | 0:41 | 0:41 | 0:41 | 0:41 | 0:41 | 0:41 | 0:41 | 0:40 | 0:41 | 0:41 | 0:41 | 0:41 | 0:40 | 0:41 | 0:41 | 0:41 | 0:41 | 0:41 | 0:41 | 0:41 | 0:40 | 0:41 | 0:41 | 0:41 | 0:41 | 0:41 | 0:41 | 0:41 | 0:41 | 0:41 | 0:41 | 0:40 | 0:41 | 0:41 | 0:41 | 0:41 | 0:41 | 0:39 | 0:40 | 0:41 | 0:41 | 0:41 | 0:41 | 0:41 | 0:34 | 0:29 | 0:41 | 0:41 | 0:41 | 0:41 | 0:40 | 0:41 | 0:41 | 0:41 | 0:40 | 0:41 | 0:41 | 0:41 | 0:41 | 0:41 | 0:41 | 0:41 | 0:40 | 0:41 | 0:41 | 0:41 | 0:41 | 0:41 | 0:40 | 0:40 | 0:41 | 0:40 | 0:41 | 0:40 | 0:41 | 0:40 | 0:41 | 0:41 | 0:41 | 0:36 | 0:40 | 0:41 | 0:40 | 0:41 | 0:41 | 0:41 | 0:40 | 0:41 | 0:41 | 0:41 | 0:41 | 0:41 | 0:41 | 0:40 | 0:41 | 0:41 | 0:41 | 0:41 | 0:40 | 0:40 | 0:41 | 0:41 | 0:40 | 0:09 | 0:41 | 0:40 | 0:41 | 0:41 | 0:41 | 0:41 | 0:41 | 0:40 | 0:41 | 0:41 | 0:01 | 0:41 | 0:40 | 0:40 | 0:41 | 0:41 | 0:41 | 0:41 | 0:41 | 0:41 | 0:40 | 0:41 | 0:41 | 0:39 | 0:41 | 0:41 | 0:41 | 0:41 | 0:41 | 0:41 | 0:41 | 0:41 | 0:41 | 0:41 | 0:41 | 0:41 | 0:41 | 0:41 | 0:41 | 0:41 | 0:40 | 0:41 | 0:40 | 0:41 | 0:41 | 0:09 | 0:41 | 0:41 | 0:41 | 0:40 | 0:41 | 0:41 | 0:40 | 0:40 | 0:41 | 0:41 | 0:41 | 0:41 | 0:40 | 0:41 | 0:41 | 0:41 | 0:41 | 0:41 | 0:41 | 0:13 | 0:41 | 0:40 | 0:41 | 0:41 | 0:41 | 0:40 | 0:40 | 0:41 | 0:41 | 0:30 | 0:41 | 0:41 | 0:40 | 0:41 | 0:41 | 0:41 | 0:40 | 0:41 | 0:41 | 0:41 | 0:41 | 0:41 | 0:41 | 0:39 | 0:41 | 0:41 | 0:40 | 0:41 | 0:41 | 0:41 | 0:41 | 0:41 | 0:41 | 0:41 | 0:41 | 0:41 | 0:41 | 0:41 | 0:41 | 0:41 | 0:41 | 0:41 | 0:41 | 0:41 | 0:40 | 0:41 | 0:41 | 0:41 | 0:04 | 0:41 | 0:41 | 0:41 | 0:41 | 0:41 | 0:41 | 0:41 | 0:41 | 0:41 | 0:39 | 0:41 | 0:41 | 0:41 | 0:41 | 0:41 | 0:41 | 0:41 | 0:41 | 0:41 | 0:41 | 0:41 | 0:41 | 0:41 | 0:40 | 0:40 | 0:41 | 0:41 | 0:41 | 0:41 | 0:40 | 0:40 | 0:41 | 0:41 | 0:40 | 0:41 | 0:41 | 0:41 | 0:41 | 0:40 | 0:41 | 0:41 | 0:39 | 0:41 | 0:40 | 0:40 | 0:41 | 0:41 | 0:41 | 0:40 | 0:41 | 0:41 | 0:41 | 0:41 | 0:41 | 0:41 | 0:41 | 0:41 | 0:41 | 0:41 | 0:40 | 0:41 | 0:41 | 0:40 | 0:40 | 0:41 | 0:40 | 0:41 | 0:41 | 0:41 | 0:38 | 0:41 | 0:41 | 0:40 | 0:41 | 0:41 | 0:33 | 0:41 | 0:41 | 0:41 | 0:40 | 0:33 | 0:41 | 0:41 | 0:41 | 0:41 | 0:41 | 0:41 | 0:41 | 0:41 | 0:41 | 0:40 | 0:40 | 0:41 | 0:40 | 0:41 | 0:41 | 0:41 | 0:41 | 0:41 | 0:41 | 0:40 | 0:41 | 0:41 | 0:41 | 0:41 | 0:41 | 0:41 | 0:41 | 0:41 | 0:41 | 0:41 | 0:41 | 0:41 | 0:41 | 0:41 | 0:41 | 0:41 | 0:41 | 0:41 | 0:41 | 0:40 | 0:41 | 0:41 | 0:41 | 0:41 | 0:41 | 0:41 | 0:41 | 0:40 | 0:41 | 0:41 | 0:41 | 0:41 | 0:41 | 0:41 | 0:41 | 0:40 | 0:41 | 0:41 | 0:41 | 0:41 | 0:41 | 0:41 | 0:41 | 0:40 | 0:39 | 0:41 | 0:39 | 0:41 | 0:41 | 0:41 | 0:40 | 0:40 | 0:41 | 0:40 | 0:41 | 0:21 | 0:41 | 0:41 | 0:41 | 0:41 | 0:41 | 0:40 | 0:41 | 0:41 | 0:41 | 0:41 | 0:41 | 0:41 | 0:41 | 0:41 | 0:41 | 0:41 | 0:40 | 0:41 | 0:41 | 0:41 | 0:41 | 0:41 | 0:40 | 0:41 | 0:41 | 0:41 | 0:41 | 0:41 | 0:41 | 0:41 | 0:41 | 0:41 | 0:41 | 0:41 | 0:41 | 0:41 | 0:40 | 0:41 | 0:41 | 0:41 | 0:41 | 0:38 | 0:41 | 0:41 | 0:40 | 0:41 | 0:18 | 0:41 | 0:41 | 0:41 | 0:41 | 0:40 | 0:23 | 0:41 | 0:41 | 0:36 | 0:41 | 0:40 | 0:41 | 0:41 | 0:41 | 0:41 | 0:41 | 0:41 | 0:40 | 0:41 | 0:40 | 0:40 | 0:41 | 0:41 | 0:40 | 0:41 | 0:41 | 0:41 | 0:41 | 0:41 | 0:41 | 0:41 | 0:41 | 0:41 | 0:41 | 0:41 | 0:41 | 0:40 | 0:41 | 0:40 | 0:41 | 0:41 | 0:41 | 0:41 | 0:41 | 0:41 | 0:40 | 0:41 | 0:41 | 0:41 | 0:41 | 0:41 | 0:41 | 0:41 | 0:41 | 0:40 | 0:41 | 0:41 | 0:41 | 0:41 | 0:40 | 0:41 | 0:40 | 0:41 | 0:41 | 0:40 | 0:41 | 0:41 | 0:15 | 0:40 | 0:40 | 0:41 | 0:41 | 0:41 | 0:41 | 0:41 | 0:41 | 0:41 | 0:41 | 0:41 | 0:41 | 0:41 | 0:41 | 0:41 | 0:41 | 0:40 | 0:41 | 0:41 | 0:40 | 0:40 | 0:41 | 0:41 | 0:41 | 0:41 | 0:41 | 0:34 | 0:41 | 0:41 | 0:40 | 0:41 | 0:41 | 0:40 | 0:41 | 0:41 | 0:41 | 0:29 | 0:41 | 0:41 | 0:41 | 0:41 | 0:41 | 0:41 | 0:41 | 0:40 | 0:41 | 0:40 | 0:41 | 0:41 | 0:40 | 0:41 | 0:39 | 0:41 | 0:38 | 0:41 | 0:40 | 0:41 | 0:41 | 0:41 | 0:41 | 0:41 | 0:40 | 0:41 | 0:41 | 0:40 | 0:41 | 0:41 | 0:41 | 0:41 | 0:40 | 0:41 | 0:41 | 0:41 | 0:41 | 0:41 | 0:41 | 0:41 | 0:41 | 0:41 | 0:32 | 0:41 | 0:41 | 0:40 | 0:41 | 0:41 | 0:41 | 0:41 | 0:41 | 0:41 | 0:41 | 0:41 | 0:41 | 0:41 | 0:41 | 0:41 | 0:41 | 0:41 | 0:41 | 0:40 | 0:41 | 0:41 | 0:40 | 0:41 | 0:41 | 0:41 | 0:41 | 0:41 | 0:41 | 0:41 | 0:41 | 0:41 | 0:41 | 0:41 | 0:41 | 0:41 | 0:41 | 0:41 | 0:41 | 0:41 | 0:33 | 0:41 | 0:41 | 0:41 | 0:41 | 0:41 | 0:41 | 0:41 | 0:41 | 0:41 | 0:39 | 0:41 | 0:41 | 0:41 | 0:41 | 0:41 | 0:41 | 0:41 | 0:41 | 0:41 | 0:41 | 0:41 | 0:41 | 0:41 | 0:41 | 0:41 | 0:41 | 0:41 | 0:41 | 0:41 | 0:41 | 0:41 | 0:41 | 0:41 | 0:41 | 0:41 | 0:41 | 0:40 | 0:41 | 0:41 | 0:41 | 0:41 | 0:41 | 0:41 | 0:41 | 0:41 | 0:41 | 0:40 | 0:40 | 0:41 | 0:41 | 0:40 | 0:41 | 0:41 | 0:41 | 0:41 | 0:41 | 0:41 | 0:41 | 0:41 | 0:40 | 0:41 | 0:40 | 0:41 | 0:41 | 0:41 | 0:40 | 0:41 | 0:41 | 0:41 | 0:41 | 0:41 | 0:41 | 0:40 | 0:40 | 0:41 | 0:32 | 0:41 | 0:41 | 0:41 | 0:41 | 0:41 | 0:41 | 0:41 | 0:41 | 0:41 | 0:41 | 0:41 | 0:41 | 0:41 | 0:41 | 0:38 | 0:41 | 0:41 | 0:41 | 0:41 | 0:41 | 0:39 | 0:41 | 0:19 | 0:41 | 0:41 | 0:41 | 0:41 | 0:41 | 0:41 | 0:41 | 0:41 | 0:41 | 0:41 | 0:41 | 0:41 | 0:41 | 0:33 | 0:41 | 0:41 | 0:41 | 0:41 | 0:41 | 0:41 | 0:41 | 0:40 | 0:41 | 0:40 | 0:41 | 0:40 | 0:35 | 0:41 | 0:41 | 0:41 | 0:41 | 0:41 | 0:41 | 0:41 | 0:40 | 0:41 | 0:41 | 0:41 | 0:41 | 0:41 | 0:41 | 0:41 | 0:41 | 0:41 | 0:38 | 0:41 | 0:41 | 0:06 | 0:38 | 0:41 | 0:41 | 0:39 | 0:41 | 0:41 | 0:41 | 0:41 | 0:40 | 0:40 | 0:41 | 0:41 | 0:41 | 0:41 | 0:41 | 0:41 | 0:41 | 0:41 | 0:41 | 0:40 | 0:41 | 0:41 | 0:41 | 0:41 | 0:40 | 0:41 | 0:41 | 0:41 | 0:41 | 0:41 | 0:40 | 0:40 | 0:41 | 0:41 | 0:36 | 0:41 | 0:41 | 0:40 | 0:41 | 0:26 | 0:41 | 0:41 | 0:41 | 0:41 | 0:41 | 0:41 | 0:41 | 0:41 | 0:41 | 0:40 | 0:41 | 0:40 | 0:41 | 0:41 | 0:41 | 0:41 | 0:41 | 0:35 | 0:41 | 0:41 | 0:41 | 0:41 | 0:41 | 0:41 | 0:41 | 0:41 | 0:41 | 0:40 | 0:41 | 0:41 | 0:38 | 0:41 | 0:41 | 0:41 | 0:41 | 0:41 | 0:41 | 0:10 | 0:40 | 0:40 | 0:41 | 0:41 | 0:41 | 0:41 | 0:41 | 0:41 | 0:40 | 0:41 | 0:41 | 0:41 | 0:41 | 0:41 | 0:40 | 0:41 | 0:41 | 0:41 | 0:41 | 0:41 | 0:41 | 0:41 | 0:41 | 0:41 | 0:41 | 0:41 | 0:41 | 0:41 | 0:41 | 0:41 | 0:41 | 0:41 | 0:41 | 0:41 | 0:41 | 0:41 | 0:41 | 0:29 | 0:41 | 0:41 | 0:41 | 0:41 | 0:41 | 0:41 | 0:41 | 0:41 | 0:41 | 0:41 | 0:40 | 0:41 | 0:41 | 0:40 | 0:41 | 0:41 | 0:41 | 0:22 | 0:41 | 0:41 | 0:41 | 0:37 | 0:41 | 0:41 | 0:38 | 0:41 | 0:41 | 0:41 | 0:41 | 0:41 | 0:41 | 0:40 | 0:41 | 0:41 | 0:41 | 0:41 | 0:41 | 0:41 | 0:40 | 0:40 | 0:41 | 0:41 | 0:41 | 0:40 | 0:41 | 0:41 | 0:41 | 0:41 | 0:40 | 0:41 | 0:41 | 0:41 | 0:41 | 0:40 | 0:37 | 0:41 | 0:40 | 0:38 | 0:41 | 0:41 | 0:40 | 0:41 | 0:41 | 0:40 | 0:41 | 0:41 | 0:41 | 0:41 | 0:41 | 0:40 | 0:37 | 0:41 | 0:41 | 0:41 | 0:41 | 0:40 | 0:41 | 0:41 | 0:41 | 0:40 | 0:41 | 0:41 | 0:40 | 0:41 | 0:41 | 0:41 | 0:41 | 0:40 | 0:41 | 0:41 | 0:41 | 0:41 | 0:41 | 0:41 | 0:41 | 0:41 | 0:41 | 0:41 | 0:41 | 0:41 | 0:41 | 0:41 | 0:41 | 0:41 | 0:41 | 0:41 | 0:41 | 0:41 | 0:41 | 0:41 | 0:41 | 0:40 | 0:41 | 0:40 | 0:41 | 0:41 | 0:41 | 0:41 | 0:41 | 0:41 | 0:41 | 0:41 | 0:41 | 0:41 | 0:41 | 0:41 | 0:41 | 0:12 | 0:41 | 0:41 | 0:41 | 0:41 | 0:41 | 0:40 | 0:41 | 0:40 | 0:41 | 0:41 | 0:41 | 0:41 | 0:41 | 0:40 | 0:41 | 0:41 | 0:41 | 0:41 | 0:41 | 0:41 | 0:41 | 0:41 | 0:41 | 0:41 | 0:40 | 0:40 | 0:25 | 0:41 | 0:41 | 0:40 | 0:41 | 0:41 | 0:41 | 0:40 | 0:40 | 0:41 | 0:03 | 0:41 | 0:39 | 0:41 | 0:40 | 0:41 | 0:41 | 0:41 | 0:41 | 0:41 | 0:41 | 0:41 | 0:41 | 0:40 | 0:41 | 0:41 | 0:41 | 0:41 | 0:41 | 0:41 | 0:41 | 0:41 | 0:41 | 0:41 | 0:41 | 0:41 | 0:41 | 0:41 | 0:40 | 0:41 | 0:41 | 0:41 | 0:40 | 0:41 | 0:41 | 0:41 | 0:41 | 0:41 | 0:41 | 0:41 | 0:41 | 0:41 | 0:32 | 0:41 | 0:41 | 0:41 | 0:41 | 0:40 | 0:40 | 0:41 | 0:41 | 0:41 | 0:41 | 0:41 | 0:41 | 0:41 | 0:40 | 0:41 | 0:40 | 0:41 | 0:41 | 0:41 | 0:41 | 0:41 | 0:41 | 0:41 | 0:41 | 0:40 | 0:40 | 0:41 | 0:41 | 0:41 | 0:41 | 0:41 | 0:41 | 0:41 | 0:03 | 0:41 | 0:41 | 0:41 | 0:41 | 0:32 | 0:41 | 0:40 | 0:41 | 0:41 | 0:41 | 0:40 | 0:41 | 0:41 | 0:41 | 0:41 | 0:41 | 0:41 | 0:41 | 0:39 | 0:41 | 0:40 | 0:41 | 0:41 | 0:41 | 0:41 | 0:41 | 0:41 | 0:41 | 0:40 | 0:39 | 0:41 | 0:41 | 0:41 | 0:40 | 0:40 | 0:41 | 0:41 | 0:41 | 0:41 | 0:41 | 0:41 | 0:41 | 0:41 | 0:40 | 0:40 | 0:41 | 0:41 | 0:41 | 0:41 | 0:41 | 0:41 | 0:41 | 0:41 | 0:40 | 0:41 | 0:41 | 0:41 | 0:39 | 0:41 | 0:41 | 0:41 | 0:41 | 0:38 | 0:41 | 0:41 | 0:41 | 0:41 | 0:41 | 0:41 | 0:41 | 0:41 | 0:22 | 0:41 | 0:41 | 0:41 | 0:41 | 0:41 | 0:40 | 0:41 | 0:37 | 0:41 | 0:41 | 0:41 | 0:41 | 0:41 | 0:41 | 0:41 | 0:24 | 0:41 | 0:41 | 0:41 | 0:41 | 0:41 | 0:41 | 0:41 | 0:41 | 0:41 | 0:41 | 0:41 | 0:41 | 0:41 | 0:41 | 0:41 | 0:41 | 0:41 | 0:41 | 0:41 | 0:18 | 0:41 | 0:40 | 0:41 | 0:41 | 0:41 | 0:37 | 0:41 | 0:40 | 0:41 | 0:36 | 0:41 | 0:41 | 0:36 | 0:41 | 0:41 | 0:41 | 0:41 | 0:41 | 0:40 | 0:41 | 0:41 | 0:40 | 0:41 | 0:41 | 0:41 | 0:41 | 0:41 | 0:41 | 0:41 | 0:41 | 0:41 | 0:41 | 0:41 | 0:41 | 0:41 | 0:41 | 0:41 | 0:40 | 0:40 | 0:41 | 0:41 | 0:41 | 0:41 | 0:41 | 0:41 | 0:41 | 0:41 | 0:41 | 0:41 | 0:41 | 0:41 | 0:40 | 0:41 | 0:40 | 0:37 | 0:41 | 0:40 | 0:40 | 0:41 | 0:41 | 0:40 | 0:41 | 0:41 | 0:41 | 0:41 | 0:41 | 0:41 | 0:41 | 0:41 | 0:41 | 0:41 | 0:39 | 0:40 | 0:40 | 0:41 | 0:40 | 0:41 | 0:39 | 0:41 | 0:41 | 0:41 | 0:40 | 0:41 | 0:41 | 0:41 | 0:41 | 0:41 | 0:41 | 0:41 | 0:41 | 0:38 | 0:41 | 0:41 | 0:40 | 0:41 | 0:41 | 0:41 | 0:41 | 0:41 | 0:40 | 0:41 | 0:37 | 0:41 | 0:41 | 0:41 | 0:41 | 0:40 | 0:41 | 0:41 | 0:41 | 0:41 | 0:41 | 0:41 | 0:41 | 0:41 | 0:41 | 0:41 | 0:40 | 0:41 | 0:41 | 0:41 | 0:40 | 0:38 | 0:41 | 0:41 | 0:41 | 0:41 | 0:41 | 0:41 | 0:41 | 0:41 | 0:40 | 0:41 | 0:41 | 0:41 | 0:41 | 0:41 | 0:15 | 0:41 | 0:41 | 0:41 | 0:41 | 0:28 | 0:41 | 0:41 | 0:40 | 0:41 | 0:41 | 0:41 | 0:41 | 0:41 | 0:41 | 0:41 | 0:41 | 0:40 | 0:41 | 0:30 | 0:41 | 0:39 | 0:39 | 0:41 | 0:41 | 0:41 | 0:41 | 0:41 | 0:40 | 0:40 | 0:41 | 0:41 | 0:41 | 0:41 | 0:40 | 0:41 | 0:41 | 0:41 | 0:41 | 0:41 | 0:41 | 0:41 | 0:41 | 0:40 | 0:41 | 0:41 | 0:41 | 0:41 | 0:41 | 0:41 | 0:41 | 0:41 | 0:41 | 0:40 | 0:41 | 0:41 | 0:41 | 0:41 | 0:40 | 0:41 | 0:41 | 0:41 | 0:40 | 0:41 | 0:41 | 0:41 | 0:36 | 0:41 | 0:41 | 0:41 | 0:40 | 0:41 | 0:41 | 0:41 | 0:41 | 0:41 | 0:41 | 0:40 | 0:41 | 0:41 | 0:40 | 0:41 | 0:28 | 0:41 | 0:41 | 0:41 | 0:41 | 0:41 | 0:41 | 0:41 | 0:41 | 0:34 | 0:41 | 0:41 | 0:41 | 0:41 | 0:15 | 0:41 | 0:41 | 0:41 | 0:40 | 0:41 | 0:41 | 0:38 | 0:41 | 0:41 | 0:41 | 0:40 | 0:41 | 0:41 | 0:41 | 0:41 | 0:41 | 0:41 | 0:41 | 0:41 | 0:41 | 0:39 | 0:41 | 0:41 | 0:41 | 0:41 | 0:41 | 0:41 | 0:41 | 0:40 | 0:41 | 0:41 | 0:41 | 0:40 | 0:41 | 0:41 | 0:41 | 0:41 | 0:41 | 0:41 | 0:41 | 0:41 | 0:41 | 0:40 | 0:41 | 0:41 | 0:41 | 0:41 | 0:41 | 0:41 | 0:41 | 0:40 | 0:41 | 0:41 | 0:41 | 0:40 | 0:41 | 0:41 | 0:41 | 0:41 | 0:41 | 0:41 | 0:41 | 0:29 | 0:41 | 0:41 | 0:41 | 0:41 | 0:38 | 0:41 | 0:29 | 0:41 | 0:41 | 0:41 | 0:41 | 0:40 | 0:41 | 0:40 | 0:16 | 0:37 | 0:41 | 0:41 | 0:41 | 0:41 | 0:40 | 0:40 | 0:41 | 0:41 | 0:34 | 0:41 | 0:41 | 0:41 | 0:41 | 0:41 | 0:41 | 0:41 | 0:41 | 0:41 | 0:41 | 0:41 | 0:41 | 0:41 | 0:40 | 0:41 | 0:40 | 0:39 | 0:41 | 0:41 | 0:41 | 0:41 | 0:41 | 0:41 | 0:40 | 0:41 | 0:38 | 0:41 | 0:41 | 0:41 | 0:41 | 0:41 | 0:41 | 0:41 | 0:40 | 0:41 | 0:40 | 0:41 | 0:41 | 0:41 | 0:41 | 0:41 | 0:41 | 0:41 | 0:41 | 0:41 | 0:41 | 0:40 | 0:41 | 0:40 | 0:41 | 0:40 | 0:41 | 0:41 | 0:41 | 0:41 | 0:41 | 0:41 | 0:41 | 0:41 | 0:41 | 0:41 | 0:40 | 0:41 | 0:41 | 0:41 | 0:38 | 0:41 | 0:41 | 0:41 | 0:41 | 0:41 | 0:41 | 0:41 | 0:41 | 0:41 | 0:41 | 0:41 | 0:41 | 0:41 | 0:41 | 0:41 | 0:41 | 0:41 | 0:41 | 0:41 | 0:41 | 0:41 | 0:41 | 0:41 | 0:41 | 0:41 | 0:41 | 0:41 | 0:41 | 0:41 | 0:40 | 0:41 | 0:41 | 0:03 | 0:41 | 0:41 | 0:41 | 0:41 | 0:41 | 0:41 | 0:40 | 0:40 | 0:41 | 0:40 | 0:41 | 0:41 | 0:41 | 0:41 | 0:41 | 0:40 | 0:41 | 0:41 | 0:41 | 0:40 | 0:41 | 0:41 | 0:40 | 0:41 | 0:41 | 0:41 | 0:41 | 0:41 | 0:41 | 0:41 | 0:40 | 0:41 | 0:41 | 0:41 | 0:41 | 0:41 | 0:41 | 0:41 | 0:40 | 0:41 | 0:41 | 0:41 | 0:41 | 0:41 | 0:41 | 0:41 | 0:41 | 0:41 | 0:41 | 0:40 | 0:41 | 0:40 | 0:41 | 0:41 | 0:41 | 0:40 | 0:41 | 0:41 | 0:41 | 0:41 | 0:41 | 0:41 | 0:41 | 0:41 | 0:41 | 0:41 | 0:40 | 0:41 | 0:41 | 0:41 | 0:41 | 0:41 | 0:41 | 0:41 | 0:41 | 0:41 | 0:40 | 0:41 | 0:41 | 0:41 | 0:41 | 0:40 | 0:41 | 0:41 | 0:41 | 0:41 | 0:41 | 0:41 | 0:40 | 0:41 | 0:41 | 0:40 | 0:41 | 0:41 | 0:41 | 0:41 | 0:41 | 0:41 | 0:41 | 0:41 | 0:40 | 0:41 | 0:41 | 0:41 | 0:41 | 0:41 | 0:41 | 0:40 | 0:40 | 0:41 | 0:41 | 0:24 | 0:41 | 0:40 | 0:41 | 0:41 | 0:41 | 0:41 | 0:41 | 0:40 | 0:41 | 0:41 | 0:41 | 0:41 | 0:41 | 0:41 | 0:41 | 0:41 | 0:40 | 0:41 | 0:40 | 0:41 | 0:41 | 0:40 | 0:41 | 0:41 | 0:41 | 0:41 | 0:41 | 0:41 | 0:40 | 0:41 | 0:41 | 0:41 | 0:41 | 0:41 | 0:41 | 0:40 | 0:40 | 0:41 | 0:41 | 0:41 | 0:41 | 0:41 | 0:41 | 0:41 | 0:41 | 0:41 | 0:41 | 0:41 | 0:41 | 0:40 | 0:41 | 0:40 | 0:41 | 0:41 | 0:41 | 0:40 | 0:41 | 0:40 | 0:41 | 0:41 | 0:38 | 0:41 | 0:41 | 0:41 | 0:41 | 0:41 | 0:41 | 0:41 | 0:40 | 0:41 | 0:41 | 0:41 | 0:41 | 0:41 | 0:41 | 0:40 | 0:41 | 0:41 | 0:40 | 0:41 | 0:41 | 0:40 | 0:31 | 0:41 | 0:41 | 0:41 | 0:41 | 0:41 | 0:40 | 0:40 | 0:40 | 0:41 | 0:40 | 0:41 | 0:40 | 0:41 | 0:41 | 0:41 | 0:41 | 0:41 | 0:41 | 0:41 | 0:40 | 0:36 | 0:41 | 0:41 | 0:41 | 0:41 | 0:41 | 0:41 | 0:41 | 0:41 | 0:41 | 0:41 | 0:41 | 0:41 | 0:41 | 0:41 | 0:41 | 0:41 | 0:41 | 0:40 | 0:41 | 0:26 | 0:40 | 0:41 | 0:41 | 0:41 | 0:40 | 0:40 | 0:41 | 0:41 | 0:41 | 0:41 | 0:41 | 0:41 | 0:41 | 0:25 | 0:41 | 0:41 | 0:40 | 0:41 | 0:41 | 0:41 | 0:41 | 0:41 | 0:41 | 0:41 | 0:41 | 0:31 | 0:41 | 0:41 | 0:41 | 0:41 | 0:41 | 0:41 | 0:41 | 0:39 | 0:41 | 0:41 | 0:41 | 0:36 | 0:41 | 0:41 | 0:41 | 0:41 | 0:41 | 0:41 | 0:39 | 0:41 | 0:41 | 0:41 | 0:41 | 0:40 | 0:41 | 0:40 | 0:40 | 0:41 | 0:41 | 0:41 | 0:41 | 0:40 | 0:41 | 0:41 | 0:40 | 0:41 | 0:41 | 0:41 | 0:41 | 0:40 | 0:41 | 0:23 | 0:41 | 0:41 | 0:41 | 0:40 | 0:41 | 0:41 | 0:40 | 0:40 | 0:39 | 0:40 | 0:36 | 0:41 | 0:41 | 0:41 | 0:41 | 0:41 | 0:40 | 0:41 | 0:41 | 0:41 | 0:41 | 0:41 | 0:41 | 0:41 | 0:41 | 0:41 | 0:41 | 0:41 | 0:41 | 0:41 | 0:41 | 0:40 | 0:41 | 0:40 | 0:41 | 0:41 | 0:41 | 0:41 | 0:40 | 0:41 | 0:41 | 0:38 | 0:41 | 0:41 | 0:41 | 0:41 | 0:41 | 0:41 | 0:41 | 0:41 | 0:41 | 0:41 | 0:40 | 0:41 | 0:41 | 0:41 | 0:41 | 0:41 | 0:40 | 0:40 | 0:41 | 0:41 | 0:41 | 0:41 | 0:41 | 0:41 | 0:41 | 0:41 | 0:41 | 0:41 | 0:41 | 0:41 | 0:41 | 0:41 | 0:41 | 0:41 | 0:41 | 0:41 | 0:41 | 0:41 | 0:41 | 0:41 | 0:41 | 0:41 | 0:41 | 0:41 | 0:41 | 0:41 | 0:41 | 0:41 | 0:41 | 0:40 | 0:41 | 0:41 | 0:41 | 0:41 | 0:40 | 0:40 | 0:41 | 0:41 | 0:41 | 0:41 | 0:41 | 0:41 | 0:41 | 0:41 | 0:41 | 0:40 | 0:41 | 0:41 | 0:41 | 0:41 | 0:41 | 0:40 | 0:41 | 0:41 | 0:41 | 0:41 | 0:40 | 0:41 | 0:41 | 0:40 | 0:40 | 0:41 | 0:41 | 0:30 | 0:41 | 0:41 | 0:40 | 0:41 | 0:41 | 0:40 | 0:41 | 0:41 | 0:41 | 0:41 | 0:41 | 0:41 | 0:39 | 0:41 | 0:41 | 0:41 | 0:41 | 0:40 | 0:41 | 0:41 | 0:41 | 0:40 | 0:40 | 0:41 | 0:41 | 0:41 | 0:40 | 0:41 | 0:41 | 0:41 | 0:40 | 0:41 | 0:41 | 0:41 | 0:37 | 0:41 | 0:41 | 0:32 | 0:41 | 0:40 | 0:41 | 0:41 | 0:41 | 0:40 | 0:41 | 0:40 | 0:39 | 0:39 | 0:41 | 0:41 | 0:40 | 0:41 | 0:41 | 0:40 | 0:41 | 0:41 | 0:41 | 0:41 | 0:41 | 0:40 | 0:41 | 0:41 | 0:41 | 0:05 | 0:41 | 0:41 | 0:40 | 0:41 | 0:41 | 0:41 | 0:41 | 0:41 | 0:41 | 0:41 | 0:41 | 0:41 | 0:41 | 0:41 | 0:41 | 0:41 | 0:02 | 0:41 | 0:41 | 0:41 | 0:41 | 0:40 | 0:41 | 0:41 | 0:41 | 0:40 | 0:40 | 0:32 | 0:41 | 0:40 | 0:41 | 0:41 | 0:41 | 0:41 | 0:41 | 0:41 | 0:41 | 0:41 | 0:41 | 0:40 | 0:41 | 0:41 | 0:41 | 0:38 | 0:40 | 0:41 | 0:41 | 0:41 | 0:41 | 0:41 | 0:30 | 0:41 | 0:38 | 0:41 | 0:41 | 0:41 | 0:41 | 0:41 | 0:41 | 0:41 | 0:41 | 0:40 | 0:41 | 0:41 | 0:38 | 0:41 | 0:20 | 0:41 | 0:41 | 0:41 | 0:40 | 0:39 | 0:41 | 0:41 | 0:41 | 0:41 | 0:40 | 0:41 | 0:37 | 0:11 | 0:41 | 0:41 | 0:41 | 0:41 | 0:41 | 0:41 | 0:21 | 0:40 | 0:41 | 0:41 | 0:41 | 0:39 | 0:41 | 0:41 | 0:41 | 0:41 | 0:41 | 0:40 | 0:41 | 0:41 | 0:40 | 0:41 | 0:41 | 0:41 | 0:41 | 0:41 | 0:41 | 0:39 | 0:41 | 0:41 | 0:41 | 0:41 | 0:41 | 0:39 | 0:40 | 0:41 | 0:41 | 0:41 | 0:41 | 0:40 | 0:41 | 0:41 | 0:41 | 0:41 | 0:41 | 0:41 | 0:40 | 0:41 | 0:41 | 0:41 | 0:41 | 0:41 | 0:41 | 0:41 | 0:41 | 0:41 | 0:41 | 0:41 | 0:41 | 0:41 | 0:40 | 0:41 | 0:41 | 0:36 | 0:41 | 0:38 | 0:41 | 0:22 | 0:41 | 0:41 | 0:41 | 0:21 | 0:41 | 0:41 | 0:41 | 0:40 | 0:41 | 0:41 | 0:40 | 0:41 | 0:41 | 0:41 | 0:40 | 0:17 | 0:41 | 0:41 | 0:41 | 0:41 | 0:41 | 0:34 | 0:33 | 0:41 | 0:41 | 0:38 | 0:41 | 0:41 | 0:40 | 0:39 | 0:41 | 0:41 | 0:41 | 0:35 | 0:41 | 0:41 | 0:41 | 0:41 | 0:41 | 0:41 | 0:41 | 0:35 | 0:41 | 0:41 | 0:41 | 0:40 | 0:41 | 0:41 | 0:40 | 0:41 | 0:41 | 0:39 | 0:41 | 0:40 | 0:41 | 0:41 | 0:41 | 0:41 | 0:41 | 0:35 | 0:41 | 0:41 | 0:41 | 0:41 | 0:41 | 0:41 | 0:41 | 0:41 | 0:41 | 0:41 | 0:41 | 0:41 | 0:41 | 0:41 | 0:41 | 0:41 | 0:33 | 0:41 | 0:41 | 0:40 | 0:41 | 0:41 | 0:41 | 0:41 | 0:41 | 0:41 | 0:41 | 0:40 | 0:41 | 0:41 | 0:40 | 0:41 | 0:41 | 0:41 | 0:41 | 0:41 | 0:41 | 0:40 | 0:41 | 0:40 | 0:41 | 0:41 | 0:41 | 0:41 | 0:40 | 0:41 | 0:41 | 0:41 | 0:41 | 0:38 | 0:41 | 0:41 | 0:41 | 0:41 | 0:41 | 0:41 | 0:41 | 0:41 | 0:41 | 0:41 | 0:40 | 0:41 | 0:41 | 0:41 | 0:41 | 0:41 | 0:41 | 0:40 | 0:41 | 0:41 | 0:38 | 0:41 | 0:41 | 0:41 | 0:41 | 0:41 | 0:41 | 0:41 | 0:41 | 0:40 | 0:40 | 0:41 | 0:41 | 0:41 | 0:41 | 0:41 | 0:41 | 0:41 | 0:40 | 0:39 | 0:41 | 0:38 | 0:41 | 0:08 | 0:40 | 0:41 | 0:41 | 0:41 | 0:41 | 0:41 | 0:40 | 0:41 | 0:41 | 0:41 | 0:41 | 0:41 | 0:41 | 0:41 | 0:41 | 0:41 | 0:37 | 0:41 | 0:41 | 0:27 | 0:41 | 0:41 | 0:41 | 0:41 | 0:41 | 0:41 | 0:41 | 0:41 | 0:41 | 0:41 | 0:41 | 0:41 | 0:41 | 0:41 | 0:41 | 0:41 | 0:33 | 0:41 | 0:41 | 0:41 | 0:40 | 0:41 | 0:40 | 0:41 | 0:41 | 0:41 | 0:41 | 0:41 | 0:41 | 0:41 | 0:41 | 0:40 | 0:40 | 0:41 | 0:41 | 0:41 | 0:41 | 0:41 | 0:41 | 0:41 | 0:41 | 0:41 | 0:41 | 0:41 | 0:41 | 0:05 | 0:41 | 0:41 | 0:41 | 0:41 | 0:41 | 0:41 | 0:41 | 0:24 | 0:41 | 0:41 | 0:41 | 0:41 | 0:41 | 0:41 | 0:41 | 0:41 | 0:41 | 0:41 | 0:41 | 0:41 | 0:41 | 0:41 | 0:41 | 0:41 | 0:41 | 0:41 | 0:41 | 0:41 | 0:41 | 0:41 | 0:41 | 0:40 | 0:41 | 0:41 | 0:41 | 0:41 | 0:41 | 0:41 | 0:41 | 0:40 | 0:01 | 0:41 | 0:41 | 0:41 | 0:41 | 0:41 | 0:41 | 0:41 | 0:41 | 0:40 | 0:41 | 0:25 | 0:41 | 0:41 | 0:41 | 0:41 | 0:41 | 0:41 | 0:41 | 0:41 | 0:41 | 0:41 | 0:41 | 0:40 | 0:41 | 0:41 | 0:41 | 0:41 | 0:40 | 0:40 | 0:41 | 0:41 | 0:40 | 0:40 | 0:41 | 0:41 | 0:41 | 0:41 | 0:41 | 0:39 | 0:40 | 0:41 | 0:39 | 0:40 | 0:41 | 0:38 | 0:41 | 0:41 | 0:41 | 0:41 | 0:41 | 0:41 | 0:40 | 0:41 | 0:41 | 0:41 | 0:41 | 0:41 | 0:41 | 0:41 | 0:41 | 0:40 | 0:41 | 0:41 | 0:41 | 0:41 | 0:41 | 0:37 | 0:41 | 0:41 | 0:41 | 0:40 | 0:38 | 0:41 | 0:41 | 0:41 | 0:41 | 0:41 | 0:41 | 0:41 | 0:41 | 0:40 | 0:41 | 0:41 | 0:41 | 0:41 | 0:41 | 0:41 | 0:41 | 0:41 | 0:41 | 0:41 | 0:41 | 0:41 | 0:41 | 0:40 | 0:41 | 0:41 | 0:41 | 0:41 | 0:41 | 0:41 | 0:41 | 0:41 | 0:24 | 0:41 | 0:41 | 0:41 | 0:40 | 0:41 | 0:40 | 0:41 | 0:41 | 0:41 | 0:41 | 0:41 | 0:41 | 0:41 | 0:41 | 0:41 | 0:41 | 0:41 | 0:41 | 0:41 | 0:40 | 0:41 | 0:41 | 0:41 | 0:41 | 0:41 | 0:41 | 0:41 | 0:41 | 0:41 | 0:41 | 0:41 | 0:41 | 0:41 | 0:41 | 0:41 | 0:41 | 0:41 | 0:41 | 0:41 | 0:41 | 0:41 | 0:41 | 0:41 | 0:41 | 0:41 | 0:41 | 0:41 | 0:40 | 0:40 | 0:40 | 0:41 | 0:41 | 0:41 | 0:40 | 0:41 | 0:40 | 0:41 | 0:41 | 0:40 | 0:41 | 0:40 | 0:41 | 0:41 | 0:41 | 0:40 | 0:40 | 0:41 | 0:41 | 0:40 | 0:41 | 0:41 | 0:41 | 0:41 | 0:41 | 0:41 | 0:41 | 0:41 | 0:41 | 0:41 | 0:41 | 0:41 | 0:34 | 0:41 | 0:40 | 0:41 | 0:41 | 0:37 | 0:41 | 0:41 | 0:41 | 0:41 | 0:41 | 0:40 | 0:41 | 0:40 | 0:41 | 0:41 | 0:39 | 0:41 | 0:41 | 0:41 | 0:41 | 0:41 | 0:41 | 0:41 | 0:41 | 0:40 | 0:41 | 0:41 | 0:41 | 0:41 | 0:41 | 0:41 | 0:41 | 0:41 | 0:41 | 0:41 | 0:41 | 0:41 | 0:40 | 0:41 | 0:41 | 0:40 | 0:41 | 0:41 | 0:41 | 0:41 | 0:41 | 0:41 | 0:41 | 0:41 | 0:41 | 0:41 | 0:40 | 0:41 | 0:41 | 0:41 | 0:40 | 0:41 | 0:40 | 0:41 | 0:40 | 0:41 | 0:41 | 0:41 | 0:41 | 0:40 | 0:41 | 0:41 | 0:41 | 0:41 | 0:41 | 0:41 | 0:41 | 0:41 | 0:41 | 0:41 | 0:41 | 0:41 | 0:41 | 0:41 | 0:17 | 0:41 | 0:41 | 0:41 | 0:41 | 0:41 | 0:41 | 0:41 | 0:41 | 0:41 | 0:41 | 0:41 | 0:41 | 0:41 | 0:41 | 0:40 | 0:41 | 0:41 | 0:41 | 0:41 | 0:41 | 0:41 | 0:41 | 0:41 | 0:41 | 0:41 | 0:41 | 0:41 | 0:39 | 0:41 | 0:41 | 0:32 | 0:41 | 0:41 | 0:41 | 0:41 | 0:41 | 0:40 | 0:40 | 0:41 | 0:40 | 0:41 | 0:41 | 0:41 | 0:40 | 0:41 | 0:41 | 0:41 | 0:41 | 0:41 | 0:41 | 0:32 | 0:41 | 0:41 | 0:41 | 0:41 | 0:34 | 0:41 | 0:31 | 0:40 | 0:40 | 0:41 | 0:41 | 0:33 | 0:41 | 0:41 | 0:41 | 0:34 | 0:41 | 0:40 | 0:41 | 0:41 | 0:40 | 0:41 | 0:41 | 0:41 | 0:41 | 0:40 | 0:41 | 0:41 | 0:41 | 0:41 | 0:41 | 0:39 | 0:41 | 0:40 | 0:41 | 0:41 | 0:40 | 0:41 | 0:41 | 0:41 | 0:41 | 0:41 | 0:29 | 0:41 | 0:41 | 0:41 | 0:31 | 0:41 | 0:31 | 0:41 | 0:39 | 0:41 | 0:41 | 0:41 | 0:41 | 0:41 | 0:41 | 0:41 | 0:41 | 0:40 | 0:41 | 0:41 | 0:41 | 0:41 | 0:41 | 0:41 | 0:40 | 0:40 | 0:41 | 0:38 | 0:41 | 0:41 | 0:41 | 0:41 | 0:41 | 0:41 | 0:41 | 0:41 | 0:41 | 0:40 | 0:40 | 0:40 | 0:41 | 0:41 | 0:41 | 0:41 | 0:41 | 0:41 | 0:40 | 0:41 | 0:41 | 0:41 | 0:41 | 0:41 | 0:41 | 0:41 | 0:41 | 0:41 | 0:41 | 0:41 | 0:19 | 0:40 | 0:41 | 0:38 | 0:41 | 0:41 | 0:41 | 0:41 | 0:41 | 0:39 | 0:41 | 0:41 | 0:41 | 0:41 | 0:41 | 0:41 | 0:41 | 0:40 | 0:40 | 0:41 | 0:41 | 0:41 | 0:41 | 0:41 | 0:41 | 0:39 | 0:41 | 0:41 | 0:41 | 0:41 | 0:41 | 0:41 | 0:40 | 0:35 | 0:41 | 0:41 | 0:41 | 0:41 | 0:41 | 0:41 | 0:41 | 0:41 | 0:41 | 0:41 | 0:41 | 0:41 | 0:41 | 0:41 | 0:41 | 0:40 | 0:40 | 0:41 | 0:41 | 0:41 | 0:41 | 0:39 | 0:40 | 0:41 | 0:40 | 0:41 | 0:41 | 0:41 | 0:41 | 0:41 | 0:41 | 0:41 | 0:41 | 0:41 | 0:41 | 0:41 | 0:41 | 0:41 | 0:41 | 0:41 | 0:41 | 0:40 | 0:35 | 0:41 | 0:41 | 0:41 | 0:41 | 0:41 | 0:40 | 0:41 | 0:41 | 0:41 | 0:41 | 0:41 | 0:41 | 0:41 | 0:41 | 0:41 | 0:40 | 0:41 | 0:41 | 0:41 | 0:41 | 0:41 | 0:41 | 0:41 | 0:41 | 0:41 | 0:40 | 0:41 | 0:41 | 0:41 | 0:41 | 0:41 | 0:41 | 0:40 | 0:41 | 0:40 | 0:41 | 0:41 | 0:41 | 0:41 | 0:41 | 0:41 | 0:41 | 0:41 | 0:41 | 0:41 | 0:41 | 0:40 | 0:40 | 0:40 | 0:40 | 0:41 | 0:40 | 0:40 | 0:40 | 0:39 | 0:41 | 0:40 | 0:38 | 0:41 | 0:40 | 0:41 | 0:40 | 0:41 | 0:40 | 0:41 | 0:40 | 0:07 | 0:37 | 0:41 | 0:41 | 0:29 | 0:41 | 0:41 | 0:40 | 0:41 | 0:41 | 0:29 | 0:41 | 0:41 | 0:41 | 0:40 | 0:41 | 0:41 | 0:41 | 0:40 | 0:41 | 0:41 | 0:41 | 0:41 | 0:41 | 0:41 | 0:41 | 0:41 | 0:41 | 0:41 | 0:41 | 0:41 | 0:41 | 0:41 | 0:41 | 0:41 | 0:41 | 0:41 | 0:41 | 0:40 | 0:41 | 0:41 | 0:41 | 0:41 | 0:41 | 0:41 | 0:41 | 0:41 | 0:40 | 0:41 | 0:41 | 0:41 | 0:41 | 0:41 | 0:41 | 0:41 | 0:41 | 0:41 | 0:38 | 0:41 | 0:40 | 0:41 | 0:40 | 0:41 | 0:41 | 0:41 | 0:41 | 0:41 | 0:41 | 0:36 | 0:41 | 0:41 | 0:41 | 0:41 | 0:36 | 0:41 | 0:41 | 0:41 | 0:41 | 0:40 | 0:41 | 0:41 | 0:41 | 0:41 | 0:41 | 0:41 | 0:41 | 0:41 | 0:41 | 0:41 | 0:41 | 0:39 | 0:41 | 0:41 | 0:41 | 0:41 | 0:41 | 0:41 | 0:41 | 0:41 | 0:41 | 0:40 | 0:41 | 0:41 | 0:41 | 0:41 | 0:40 | 0:34 | 0:41 | 0:41 | 0:41 | 0:41 | 0:41 | 0:37 | 0:41 | 0:41 | 0:41 | 0:41 | 0:41 | 0:41 | 0:41 | 0:41 | 0:41 | 0:41 | 0:41 | 0:41 | 0:41 | 0:41 | 0:40 | 0:41 | 0:41 | 0:11 | 0:41 | 0:41 | 0:41 | 0:41 | 0:41 | 0:41 | 0:40 | 0:41 | 0:40 | 0:41 | 0:41 | 0:41 | 0:41 | 0:41 | 0:41 | 0:41 | 0:40 | 0:41 | 0:41 | 0:40 | 0:41 | 0:41 | 0:41 | 0:41 | 0:41 | 0:41 | 0:40 | 0:41 | 0:41 | 0:41 | 0:41 | 0:41 | 0:41 | 0:40 | 0:41 | 0:39 | 0:40 | 0:35 | 0:41 | 0:41 | 0:41 | 0:41 | 0:40 | 0:41 | 0:41 | 0:41 | 0:41 | 0:41 | 0:41 | 0:41 | 0:40 | 0:41 | 0:41 | 0:41 | 0:41 | 0:41 | 0:41 | 0:41 | 0:41 | 0:41 | 0:41 | 0:40 | 0:41 | 0:41 | 0:41 | 0:38 | 0:41 | 0:31 | 0:41 | 0:39 | 0:41 | 0:41 | 0:41 | 0:41 | 0:41 | 0:41 | 0:41 | 0:41 | 0:40 | 0:41 | 0:41 | 0:41 | 0:41 | 0:07 | 0:40 | 0:40 | 0:41 | 0:40 | 0:41 | 0:41 | 0:41 | 0:41 | 0:41 | 0:41 | 0:38 | 0:40 | 0:41 | 0:40 | 0:41 | 0:41 | 0:40 | 0:41 | 0:41 | 0:41 | 0:41 | 0:40 | 0:41 | 0:41 | 0:41 | 0:41 | 0:41 | 0:41 | 0:41 | 0:41 | 0:25 | 0:40 | 0:35 | 0:37 | 0:41 | 0:41 | 0:41 | 0:41 | 0:41 | 0:41 | 0:38 | 0:41 | 0:41 | 0:40 | 0:41 | 0:41 | 0:41 | 0:41 | 0:41 | 0:41 | 0:41 | 0:41 | 0:40 | 0:41 | 0:41 | 0:40 | 0:40 | 0:41 | 0:40 | 0:41 | 0:40 | 0:40 | 0:40 | 0:41 | 0:40 | 0:41 | 0:41 | 0:39 | 0:41 | 0:41 | 0:41 | 0:41 | 0:41 | 0:41 | 0:41 | 0:41 | 0:41 | 0:41 | 0:41 | 0:41 | 0:41 | 0:41 | 0:41 | 0:41 | 0:17 | 0:40 | 0:41 | 0:41 | 0:41 | 0:41 | 0:41 | 0:41 | 0:41 | 0:41 | 0:41 | 0:40 | 0:41 | 0:41 | 0:41 | 0:23 | 0:41 | 0:41 | 0:41 | 0:41 | 0:41 | 0:40 | 0:41 | 0:40 | 0:40 | 0:40 | 0:41 | 0:41 | 0:41 | 0:41 | 0:41 | 0:41 | 0:41 | 0:41 | 0:41 | 0:41 | 0:41 | 0:41 | 0:41 | 0:41 | 0:41 | 0:41 | 0:41 | 0:41 | 0:41 | 0:40 | 0:41 | 0:41 | 0:41 | 0:41 | 0:41 | 0:35 | 0:41 | 0:41 | 0:40 | 0:41 | 0:41 | 0:40 | 0:41 | 0:41 | 0:41 | 0:40 | 0:41 | 0:41 | 0:41 | 0:41 | 0:41 | 0:40 | 0:41 | 0:41 | 0:40 | 0:40 | 0:38 | 0:41 | 0:41 | 0:41 | 0:39 | 0:37 | 0:41 | 0:41 | 0:41 | 0:41 | 0:40 | 0:14 | 0:41 | 0:41 | 0:41 | 0:41 | 0:41 | 0:41 | 0:41 | 0:41 | 0:41 | 0:41 | 0:40 | 0:41 | 0:41 | 0:40 | 0:41 | 0:41 | 0:41 | 0:40 | 0:40 | 0:41 | 0:41 | 0:41 | 0:41 | 0:41 | 0:41 | 0:41 | 0:30 | 0:41 | 0:41 | 0:40 | 0:41 | 0:41 | 0:41 | 0:41 | 0:41 | 0:41 | 0:41 | 0:41 | 0:41 | 0:41 | 0:40 | 0:41 | 0:40 | 0:39
| (k.q_sus.G)/(φ2.V) | - |  |  |  |  | (k.q_sus.G)/(φ2.V) | 8.7433 | 8.43 | 2.3423 | 7.3596 | 9.8754 | 14.101 | 6.1984 | 8.7262 | 4.1899 | 4.6021 | 6.7049 | 6.3452 | 8.2442 | 5.7439 | 6.2097 | 10.876 | 9.6269 | 3.295 | 5.8168 | 3.3048 | 5.9532 | 5.9805 | 13.2996 | 2.4335 | 2.7971 | 4.9702 | 6.3934 | 5.4545 | 3.1241 | 6.8215 | 4.0766 | 6.8526 | 7.013 | 8.4428 | 10.8835 | 10.5907 | 6.5572 | 6.2094 | 7.6172 | 5.8555 | 8.4923 | 5.0765 | 3.5382 | 4.8642 | 7.2712 | 5.2261 | 6.8083 | 13.4513 | 9.18 | 12.1249 | 8.2412 | 5.6145 | 16.2457 | 11.8721 | 4.8972 | 6.1831 | 11.7693 | 7.2399 | 5.3894 | 8.8545 | 4.9696 | 7.2898 | 8.1615 | 4.4674 | 9.7064 | 7.0978 | 9.3354 | 6.5527 | 6.9183 | 4.2114 | 9.3067 | 3.4197 | 7.401 | 3.2622 | 3.4106 | 8.4783 | 6.4488 | 6.1588 | 5.7502 | 5.7537 | 12.854 | 7.4705 | 5.7629 | 6.5733 | 5.019 | 5.1757 | 6.3211 | 9.1482 | 12.6113 | 7.1555 | 10.1784 | 6.1702 | 7.7229 | 9.557 | 6.1022 | 5.0444 | 5.3744 | 8.8418 | 8.2754 | 5.1647 | 7.654 | 6.8959 | 8.6264 | 9.1245 | 5.6833 | 4.271 | 7.6517 | 6.2578 | 7.0708 | 6.3544 | 2.9991 | 7.7061 | 11.6637 | 12.2205 | 3.6905 | 8.5576 | 2.7844 | 7.4615 | 7.6366 | 10.685 | 7.8077 | 4.7558 | 9.1801 | 6.9471 | 6.5776 | 4.6133 | 6.9029 | 4.7023 | 6.1064 | 3.677 | 9.1875 | 5.0924 | 6.1229 | 11.1244 | 6.0025 | 11.9203 | 5.5921 | 11.1911 | 5.4622 | 5.0315 | 5.3979 | 4.2725 | 9.0956 | 6.3053 | 7.3029 | 5.9524 | 2.7369 | 10.3345 | 5.0209 | 7.4054 | 8.3169 | 7.612 | 4.7446 | 9.6007 | 6.8724 | 5.4716 | 6.2491 | 5.3531 | 9.491 | 3.8186 | 13.0362 | 7.1747 | 6.3762 | 4.6289 | 4.1833 | 8.3764 | 8.5461 | 2.9345 | 5.9651 | 7.6252 | 7.4837 | 7.1197 | 6.4735 | 8.4105 | 4.0843 | 6.6864 | 6.4319 | 9.0678 | 7.1992 | 8.3414 | 4.8585 | 6.9384 | 3.8024 | 3.4492 | 5.3541 | 6.0997 | 5.2812 | 6.1343 | 7.0546 | 5.1373 | 8.985 | 6.0766 | 6.9509 | 3.8598 | 6.1894 | 6.8192 | 10.4945 | 6.6345 | 3.9466 | 10.4517 | 9.2115 | 6.0667 | 3.533 | 5.2462 | 9.3285 | 5.4917 | 4.3092 | 4.7386 | 4.6181 | 5.8996 | 4.2656 | 7.8555 | 5.5603 | 5.307 | 3.3466 | 9.0629 | 5.1313 | 8.2343 | 8.3797 | 6.2632 | 3.1498 | 8.4644 | 6.642 | 7.1427 | 3.1931 | 12.3357 | 8.6769 | 5.4262 | 17.2409 | 7.4416 | 3.6289 | 8.2029 | 5.3396 | 7.6422 | 7.1874 | 9.4647 | 5.3211 | 6.0413 | 4.3904 | 5.0146 | 10.5165 | 11.0748 | 5.7817 | 12.6547 | 4.1595 | 5.6369 | 8.6444 | 6.9109 | 12.5661 | 2.8094 | 5.8089 | 3.9443 | 6.653 | 10.832 | 9.3909 | 9.8301 | 5.8031 | 6.4272 | 6.0516 | 5.1655 | 7.9603 | 6.4432 | 9.262 | 8.3635 | 4.1734 | 11.7728 | 4.3154 | 4.0205 | 6.4813 | 2.4943 | 8.0315 | 4.7772 | 6.4052 | 3.9096 | 5.4879 | 9.3961 | 4.4033 | 7.0856 | 4.8238 | 8.058 | 4.7975 | 5.2004 | 7.6449 | 6.2596 | 7.0725 | 5.2228 | 6.7319 | 7.4159 | 6.2724 | 3.9833 | 6.3087 | 5.3142 | 11.3653 | 6.3381 | 3.9387 | 5.5649 | 5.6336 | 6.2058 | 4.7864 | 8.8898 | 5.1896 | 11.1814 | 11.8173 | 8.3426 | 8.0545 | 4.5349 | 6.7357 | 4.8217 | 7.3402 | 5.3796 | 3.7752 | 7.1033 | 4.662 | 7.0129 | 4.8161 | 5.8137 | 7.5191 | 10.696 | 7.9497 | 5.5424 | 10.612 | 9.8532 | 3.9188 | 6.6086 | 7.2027 | 4.1791 | 9.4034 | 4.2211 | 5.1638 | 5.3678 | 16.3058 | 11.4996 | 12.3245 | 9.9823 | 9.3796 | 13.799 | 10.8253 | 6.026 | 11.9278 | 9.1361 | 4.0331 | 5.7422 | 8.4487 | 5.9472 | 7.0756 | 8.3997 | 2.7427 | 4.3935 | 8.1418 | 3.8534 | 8.0855 | 9.1932 | 4.3201 | 5.8297 | 4.7374 | 2.7671 | 4.2487 | 5.9606 | 6.13 | 7.4932 | 5.7736 | 9.7432 | 2.7814 | 7.2017 | 4.2841 | 6.6062 | 19.9055 | 6.495 | 4.5109 | 3.3396 | 10.7348 | 7.9031 | 4.5815 | 3.7136 | 6.0269 | 9.5679 | 4.8166 | 6.9101 | 10.7683 | 4.9169 | 5.1024 | 5.5104 | 7.1652 | 9.5502 | 8.5538 | 3.986 | 4.3229 | 12.2281 | 4.4926 | 6.2611 | 6.2548 | 4.8851 | 6.0663 | 4.2466 | 4.1009 | 11.5422 | 7.4708 | 5.643 | 6.7308 | 13.664 | 5.0602 | 6.8343 | 1.4338 | 5.2656 | 6.8289 | 6.0561 | 3.9304 | 9.6948 | 5.2948 | 8.3436 | 2.7787 | 6.9062 | 6.3879 | 7.6531 | 10.2826 | 5.9705 | 6.1975 | 5.4766 | 6.2497 | 6.1905 | 16.2354 | 7.4487 | 5.1411 | 4.1925 | 5.3033 | 4.7439 | 4.8339 | 3.8059 | 2.9318 | 12.2467 | 5.3144 | 5.2572 | 13.9467 | 6.8585 | 7.0496 | 3.6686 | 10.8978 | 4.3621 | 6.2838 | 9.9692 | 5.8012 | 7.4249 | 3.0623 | 9.6597 | 6.4844 | 10.3536 | 7.3387 | 7.6249 | 5.9429 | 11.156 | 3.3862 | 7.0494 | 9.3129 | 8.3274 | 5.0618 | 7.9007 | 8.4316 | 5.4904 | 5.6895 | 13.0375 | 7.8232 | 7.4188 | 6.8959 | 12.1616 | 6.9729 | 6.0541 | 8.2693 | 4.5773 | 4.2349 | 8.5038 | 5.9573 | 5.0772 | 6.6575 | 6.9646 | 7.1651 | 11.4198 | 4.8125 | 5.0355 | 10.9173 | 7.4869 | 2.365 | 17.291 | 9.3735 | 5.853 | 7.3245 | 5.5356 | 4.2318 | 8.1349 | 9.3784 | 4.7891 | 13.8752 | 8.8502 | 7.1745 | 5.0675 | 8.3674 | 10.4718 | 4.919 | 10.9101 | 5.3211 | 7.4732 | 6.4416 | 3.8166 | 7.4055 | 7.1878 | 8.1019 | 5.0297 | 4.4398 | 3.1564 | 5.42 | 8.0714 | 8.3763 | 8.0431 | 4.0372 | 11.1151 | 8.8501 | 8.579 | 4.7484 | 5.7474 | 4.6594 | 4.9094 | 3.6824 | 8.2456 | 6.1415 | 3.3489 | 6.9795 | 11.7022 | 7.4409 | 13.8544 | 6.6299 | 10.0369 | 1.6861 | 5.367 | 5.1284 | 3.7879 | 4.5367 | 7.736 | 6.6208 | 3.9236 | 4.1041 | 4.416 | 8.3007 | 2.8127 | 5.7341 | 6.5804 | 7.188 | 11.2469 | 7.0654 | 5.1725 | 0.29717 | 6.9472 | 4.059 | 9.8657 | 4.4857 | 4.139 | 10.9873 | 7.0428 | 5.4511 | 17.91 | 6.9345 | 7.7369 | 12.4097 | 14.413 | 5.1317 | 9.7672 | 6.2612 | 16.0473 | 9.7521 | 4.1516 | 11.0273 | 6.7565 | 7.8249 | 2.7877 | 14.4544 | 5.266 | 4.4948 | 5.7025 | 2.8516 | 9.8089 | 10.0069 | 8.8819 | 8.9083 | 7.0739 | 2.3155 | 5.9896 | 6.013 | 7.5054 | 9.8814 | 5.0171 | 4.5709 | 7.0817 | 4.9195 | 3.6884 | 0.24447 | 6.5379 | 7.6285 | 6.8933 | 4.6977 | 6.437 | 9.5997 | 7.759 | 10.0631 | 7.1983 | 7.3666 | 4.7021 | 3.9212 | 8.2717 | 8.8961 | 4.9362 | 8.3206 | 5.3348 | 9.7756 | 5.5273 | 5.9293 | 1.3584 | 9.6726 | 4.7952 | 5.0889 | 5.453 | 4.641 | 3.5943 | 3.8549 | 4.0399 | 7.3927 | 4.3634 | 11.5568 | 11.8431 | 10.6382 | 2.5873 | 2.9311 | 7.3643 | 6.8343 | 8.559 | 5.0854 | 8.499 | 8.5448 | 4.3612 | 6.5556 | 6.3808 | 11.6677 | 5.8931 | 7.5725 | 5.3408 | 8.4367 | 4.6983 | 5.0273 | 4.8087 | 6.7233 | 5.9806 | 4.8045 | 15.3736 | 5.9179 | 7.8022 | 6.0217 | 7.4558 | 7.7412 | 8.2841 | 7.7711 | 5.9711 | 7.4799 | 11.6427 | 7.9061 | 11.1728 | 0.032649 | 5.5235 | 10.8657 | 3.9156 | 7.5969 | 8.0011 | 7.9772 | 11.2094 | 9.2939 | 7.1937 | 5.9027 | 5.8852 | 6.6802 | 4.3713 | 5.0987 | 6.6936 | 2.4059 | 4.878 | 4.2739 | 10.795 | 1.8562 | 7.3346 | 10.599 | 4.6576 | 7.2865 | 6.4117 | 7.5049 | 11.3459 | 4.2693 | 10.5245 | 6.4276 | 10.4868 | 4.1871 | 5.824 | 4.9817 | 4.8295 | 4.1996 | 2.1689 | 9.2218 | 9.0793 | 7.95 | 3.1561 | 10.4053 | 7.1444 | 7.3732 | 12.5863 | 4.7698 | 0.041714 | 3.2627 | 4.4023 | 7.4278 | 2.2535 | 10.4017 | 4.3651 | 5.9689 | 6.566 | 13.8915 | 7.7931 | 4.7854 | 5.7461 | 3.9997 | 8.8015 | 4.1652 | 6.7275 | 5.2338 | 11.3748 | 4.0454 | 4.0367 | 10.9827 | 6.4703 | 5.3314 | 5.8473 | 3.036 | 7.0668 | 6.6651 | 5.1674 | 7.5403 | 6.0758 | 10.5685 | 3.4402 | 6.1966 | 13.7874 | 8.037 | 9.1784 | 5.0348 | 5.264 | 4.5502 | 7.1941 | 8.0068 | 5.4707 | 5.4635 | 8.0059 | 3.7498 | 8.7634 | 5.1345 | 8.1174 | 5.6811 | 8.9568 | 8.52 | 8.9735 | 2.8685 | 4.9707 | 8.2113 | 3.8098 | 6.0759 | 4.7614 | 6.1915 | 7.4668 | 8.2552 | 4.3332 | 4.9417 | 4.7415 | 3.3326 | 10.2987 | 9.3527 | 6.8225 | 3.6798 | 5.5403 | 6.7476 | 6.2767 | 9.4669 | 5.2456 | 5.5478 | 6.4002 | 12.1821 | 6.5318 | 4.8365 | 3.9982 | 5.4589 | 4.5279 | 4.5731 | 6.5559 | 6.5553 | 5.7369 | 6.4207 | 5.4034 | 5.7581 | 6.7506 | 5.5133 | 6.4211 | 11.901 | 6.3292 | 3.9039 | 8.178 | 0.68213 | 5.415 | 9.5309 | 5.6648 | 5.5244 | 8.5477 | 6.5881 | 7.3904 | 7.7068 | 6.9526 | 5.6153 | 12.6987 | 7.3748 | 6.6463 | 5.0181 | 9.3726 | 6.3583 | 6.7999 | 7.9309 | 3.374 | 6.8196 | 6.7399 | 5.5784 | 5.21 | 5.6407 | 6.48 | 8.7525 | 5.1387 | 5.7668 | 9.325 | 10.4854 | 8.1929 | 5.0586 | 8.1606 | 6.3995 | 6.2887 | 6.6755 | 13.4455 | 3.5715 | 8.4313 | 6.4486 | 6.4212 | 5.3214 | 6.1967 | 13.0674 | 5.9569 | 5.4129 | 8.3096 | 7.7727 | 9.1032 | 9.7922 | 14.795 | 6.2268 | 6.4059 | 5.7644 | 7.0416 | 10.2053 | 3.2973 | 11.737 | 4.5733 | 3.4315 | 11.3563 | 8.4927 | 6.9317 | 6.8862 | 3.8071 | 8.7875 | 4.0677 | 12.1404 | 6.8272 | 11.2211 | 3.3056 | 0.98746 | 5.278 | 5.7827 | 4.8721 | 5.12 | 4.0065 | 7.5019 | 0.68391 | 11.0979 | 10.7204 | 4.9614 | 8.3729 | 7.454 | 4.2064 | 3.6368 | 5.1872 | 8.2328 | 6.0413 | 8.3378 | 5.9594 | 3.2635 | 5.6819 | 3.9626 | 3.8562 | 6.5159 | 8.5839 | 5.2562 | 4.9367 | 7.6162 | 10.958 | 5.6944 | 4.4686 | 9.6383 | 4.5139 | 10.6497 | 8.0689 | 9.0184 | 10.1812 | 4.6414 | 9.0348 | 3.6883 | 6.4439 | 5.3457 | 9.8841 | 1.737 | 9.9774 | 4.5496 | 5.8603 | 4.8993 | 7.128 | 3.5582 | 11.9621 | 5.3083 | 10.2207 | 9.714 | 7.9439 | 7.2457 | 4.378 | 6.0909 | 3.1105 | 12.1572 | 5.0607 | 3.876 | 8.1381 | 3.4008 | 10.0422 | 4.8445 | 8.7405 | 5.9211 | 5.7144 | 4.8689 | 7.8035 | 5.059 | 4.2434 | 6.2642 | 5.2735 | 7.7901 | 6.9912 | 9.2169 | 3.5913 | 6.4804 | 17.0997 | 8.8574 | 6.3583 | 5.6387 | 6.4087 | 7.8724 | 7.5007 | 11.519 | 6.5489 | 7.1287 | 4.8377 | 6.56 | 3.314 | 5.5356 | 7.7568 | 10.4697 | 6.0218 | 4.9588 | 8.184 | 8.4134 | 6.3547 | 6.6199 | 7.6823 | 7.0549 | 5.8792 | 4.3206 | 8.7786 | 7.2367 | 3.4809 | 10.4403 | 7.0634 | 5.3244 | 3.8899 | 6.3533 | 5.1674 | 12.8278 | 3.8688 | 7.3457 | 6.5762 | 10.4404 | 2.3387 | 5.9147 | 3.6673 | 4.2166 | 7.3555 | 2.872 | 3.0123 | 2.897 | 8.5473 | 7.1082 | 8.32 | 9.9122 | 13.0451 | 2.5511 | 3.7802 | 6.0664 | 4.3728 | 6.5933 | 4.4484 | 3.4862 | 4.5546 | 12.7809 | 7.7831 | 5.3889 | 15.2659 | 18.4633 | 3.7909 | 4.0688 | 2.9075 | 7.1684 | 6.2609 | 0.88765 | 10.7288 | 14.3397 | 5.0624 | 7.9362 | 5.3872 | 6.1151 | 5.7818 | 4.3707 | 4.8545 | 4.9455 | 9.5948 | 5.03 | 6.3257 | 6.5422 | 11.76 | 11.6 | 3.353 | 8.209 | 7.4265 | 6.0103 | 3.283 | 4.6083 | 8.6244 | 5.6584 | 3.57 | 3.7955 | 3.6377 | 2.766 | 8.6037 | 8.5665 | 8.0065 | 11.0357 | 7.1047 | 6.0946 | 6.552 | 8.7576 | 9.1421 | 4.9776 | 7.1738 | 5.6992 | 7.5669 | 2.8576 | 6.4485 | 2.2536 | 3.6947 | 7.8558 | 6.7156 | 3.8996 | 6.7531 | 5.1231 | 5.6757 | 8.9078 | 5.0569 | 6.0806 | 5.8678 | 6.4872 | 8.4129 | 1.7835 | 1.9343 | 3.1882 | 6.184 | 5.822 | 11.724 | 8.0855 | 7.8083 | 6.7573 | 7.0407 | 5.5287 | 5.0125 | 14.4169 | 9.7771 | 9.8645 | 11.5638 | 9.485 | 8.4191 | 10.396 | 4.3576 | 4.7869 | 3.7254 | 4.172 | 6.1871 | 11.096 | 4.4508 | 11.7059 | 12.7954 | 9.8048 | 5.7334 | 8.3767 | 6.4141 | 4.6513 | 6.0589 | 6.8915 | 15.5233 | 3.5773 | 9.1566 | 4.5826 | 7.2496 | 2.791 | 4.1983 | 10.4152 | 10.0679 | 6.5501 | 7.6906 | 8.3905 | 3.8072 | 4.6619 | 3.646 | 10.2776 | 3.2176 | 6.7661 | 1.5335 | 9.9034 | 7.3499 | 9.6834 | 8.1307 | 10.3783 | 6.6504 | 3.4146 | 8.9947 | 9.6251 | 7.6837 | 12.2733 | 9.1524 | 5.9489 | 7.8417 | 9.6912 | 4.62 | 10.1628 | 9.2689 | 5.6429 | 2.4952 | 6.1275 | 11.6295 | 7.0592 | 3.6331 | 9.6833 | 7.9257 | 8.5612 | 8.2669 | 7.3367 | 2.5296 | 6.6769 | 3.5299 | 4.9218 | 6.8917 | 4.7861 | 3.8829 | 3.8075 | 6.5956 | 4.4948 | 5.368 | 3.221 | 10.4798 | 9.7202 | 9.2105 | 5.9728 | 12.4572 | 9.0173 | 15.3905 | 6.7812 | 7.3349 | 7.9062 | 10.5845 | 6.6855 | 4.7624 | 6.2701 | 7.2343 | 9.4757 | 4.2294 | 8.4055 | 5.1044 | 5.6348 | 6.3813 | 7.5165 | 9.2196 | 6.5843 | 4.6478 | 7.17 | 4.7461 | 7.3318 | 4.579 | 5.2769 | 7.7094 | 8.7122 | 4.9823 | 14.231 | 0.46866 | 6.6662 | 9.2775 | 3.771 | 5.1823 | 4.2032 | 12.0318 | 3.1962 | 7.222 | 6.9147 | 9.8161 | 5.2473 | 4.7759 | 10.1151 | 10.7212 | 8.392 | 4.9679 | 4.7658 | 6.3017 | 8.6039 | 6.1902 | 8.4966 | 7.2152 | 4.4604 | 6.103 | 4.6361 | 5.799 | 8.3759 | 3.8949 | 15.7681 | 8.7393 | 8.2315 | 6.9236 | 6.5448 | 7.8157 | 4.2978 | 5.4852 | 4.3679 | 4.0774 | 5.453 | 6.0207 | 2.3414 | 7.7265 | 16.5922 | 13.9228 | 12.9134 | 5.1279 | 6.3811 | 9.8992 | 6.8944 | 3.596 | 9.6523 | 7.175 | 10.9086 | 12.7288 | 5.8199 | 3.7795 | 7.5884 | 5.4649 | 5.7652 | 11.4412 | 7.2335 | 4.345 | 7.9954 | 7.208 | 10.3077 | 3.3773 | 8.999 | 6.1053 | 7.0969 | 7.0323 | 4.9823 | 4.1186 | 5.2731 | 4.2411 | 7.8112 | 2.5887 | 10.6831 | 5.2568 | 11.9056 | 5.091 | 5.2829 | 3.6971 | 5.3214 | 3.6319 | 4.1949 | 3.6395 | 11.2232 | 6.7705 | 3.7537 | 5.5069 | 5.4863 | 8.2329 | 7.1464 | 13.5363 | 8.113 | 5.0427 | 10.6783 | 6.7271 | 7.2965 | 13.1946 | 9.9754 | 12.3713 | 7.2484 | 5.085 | 6.4138 | 3.7282 | 4.896 | 6.262 | 6.1504 | 4.4234 | 6.8062 | 4.3481 | 5.7475 | 5.1679 | 9.1442 | 4.4992 | 6.0702 | 5.7206 | 12.3228 | 5.731 | 8.1068 | 7.5565 | 7.1409 | 6.4494 | 4.8557 | 7.229 | 7.8792 | 8.8706 | 7.5111 | 9.1292 | 3.5006 | 8.4711 | 7.1358 | 4.8215 | 8.8816 | 6.7092 | 4.658 | 20.4087 | 6.6645 | 3.664 | 2.8468 | 6.2639 | 8.9094 | 7.9451 | 16.1727 | 7.6041 | 3.9263 | 4.453 | 4.5568 | 7.3323 | 8.4446 | 7.9298 | 6.2042 | 5.9047 | 1.7584 | 3.9228 | 9.0642 | 7.5259 | 12.7756 | 7.4521 | 3.8421 | 9.3047 | 6.0037 | 12.5002 | 5.0755 | 4.1516 | 5.7942 | 5.9072 | 6.5124 | 3.0273 | 4.8286 | 5.6615 | 8.7498 | 12.0937 | 2.4363 | 8.4196 | 5.7046 | 14.0253 | 8.0695 | 6.0827 | 7.8859 | 5.0739 | 8.0852 | 7.2764 | 12.5531 | 6.4981 | 6.8945 | 6.8594 | 3.0321 | 3.9847 | 6.6769 | 3.1355 | 3.6971 | 9.5221 | 3.8283 | 8.8032 | 4.7087 | 2.2436 | 3.0277 | 5.9493 | 4.9548 | 6.0722 | 13.4931 | 4.765 | 7.8701 | 10.4875 | 5.5493 | 6.5708 | 6.8935 | 11.8815 | 6.8674 | 5.4284 | 8.7015 | 12.8221 | 8.1265 | 5.4834 | 8.3969 | 8.1622 | 4.0343 | 8.6498 | 6.6179 | 6.3415 | 3.3508 | 9.2921 | 7.8654 | 4.1618 | 6.3436 | 6.3592 | 7.0944 | 6.1787 | 3.4147 | 2.7189 | 11.0062 | 6.9232 | 5.0768 | 5.3002 | 9.0773 | 8.5167 | 5.0117 | 3.786 | 4.2545 | 6.0777 | 8.5335 | 8.0146 | 7.8708 | 10.8909 | 5.3895 | 8.8662 | 3.1289 | 6.4807 | 7.8789 | 6.9344 | 6.0945 | 7.2444 | 6.5002 | 12.8696 | 3.944 | 6.5495 | 7.1861 | 3.2054 | 5.7392 | 6.4639 | 3.5734 | 10.022 | 5.2596 | 6.3674 | 4.4924 | 7.7446 | 5.9748 | 5.2125 | 18.5659 | 4.4063 | 4.7735 | 4.0173 | 5.6101 | 5.1948 | 3.1709 | 9.8256 | 5.7738 | 15.0348 | 5.9352 | 4.7567 | 4.012 | 6.9957 | 7.4724 | 1.0719 | 7.4868 | 6.7743 | 6.7005 | 6.7505 | 8.6907 | 15.3042 | 5.1091 | 3.6563 | 7.3229 | 6.1797 | 8.6078 | 11.7646 | 5.5571 | 6.4255 | 6.3292 | 6.9426 | 7.6589 | 4.0964 | 6.6378 | 6.1274 | 6.1219 | 5.0536 | 9.5868 | 9.1294 | 6.2052 | 3.6822 | 8.6357 | 3.102 | 5.5408 | 7.96 | 8.0916 | 7.1618 | 9.262 | 5.5693 | 4.9339 | 7.2241 | 9.5882 | 7.3098 | 5.8348 | 7.4738 | 4.5625 | 6.6369 | 8.381 | 7.6843 | 7.5204 | 10.2591 | 7.8311 | 9.4245 | 6.4871 | 5.8918 | 3.9693 | 12.177 | 4.4259 | 7.6881 | 7.7607 | 12.776 | 7.6367 | 6.2108 | 4.6935 | 8.5972 | 5.4602 | 3.3771 | 9.2181 | 4.9204 | 5.8194 | 6.1799 | 6.4497 | 4.1656 | 8.1894 | 7.054 | 2.6662 | 4.9832 | 3.3858 | 4.021 | 4.137 | 7.513 | 4.9916 | 9.089 | 6.0208 | 5.6325 | 9.5961 | 4.1547 | 5.2949 | 5.4279 | 7.7618 | 5.4582 | 5.1053 | 3.8345 | 9.2181 | 10.1317 | 4.2368 | 13.3559 | 6.4233 | 9.631 | 8.7445 | 6.9205 | 5.8233 | 7.2166 | 10.8719 | 4.838 | 6.2172 | 7.2981 | 5.432 | 15.4852 | 7.294 | 5.4515 | 5.9238 | 5.1275 | 5.8395 | 8.311 | 6.9586 | 6.3872 | 4.3161 | 4.2625 | 2.6379 | 4.042 | 8.7692 | 5.1417 | 10.0362 | 6.6571 | 12.1912 | 5.9115 | 9.8049 | 6.7372 | 4.8769 | 7.6007 | 6.5367 | 4.3597 | 8.5981 | 8.3645 | 6.2342 | 5.6263 | 8.0039 | 3.7698 | 6.7226 | 5.1914 | 4.8245 | 7.5757 | 13.2562 | 3.2949 | 6.8188 | 8.2458 | 9.2816 | 4.1355 | 3.0097 | 12.8052 | 12.0262 | 3.2045 | 10.1491 | 10.5311 | 5.0296 | 9.2753 | 4.594 | 5.389 | 6.2477 | 3.7677 | 5.257 | 10.0516 | 7.0085 | 4.2291 | 5.6582 | 15.0156 | 5.7538 | 5.7503 | 6.4208 | 8.6626 | 3.1005 | 7.6061 | 8.3837 | 6.9888 | 5.851 | 9.5196 | 7.3325 | 8.0645 | 8.8317 | 7.8489 | 6.4569 | 10.4686 | 4.7489 | 4.0051 | 5.5983 | 11.9496 | 6.1812 | 3.9134 | 6.0151 | 12.6611 | 5.2982 | 9.3079 | 10.3649 | 7.5539 | 3.8724 | 3.5429 | 13.587 | 5.7734 | 6.4099 | 3.0656 | 7.547 | 7.5526 | 5.1073 | 11.7435 | 8.2949 | 9.2932 | 4.6083 | 10.1559 | 6.9792 | 11.9877 | 3.0466 | 4.6595 | 7.4482 | 4.8105 | 14.5332 | 10.6778 | 6.9975 | 3.5407 | 5.2963 | 8.8666 | 5.7288 | 5.3518 | 5.939 | 6.3738 | 11.1765 | 4.6952 | 12.5514 | 9.3016 | 5.1843 | 1.0485 | 6.9638 | 6.9385 | 7.0932 | 8.4353 | 5.7226 | 5.9222 | 5.9134 | 7.1334 | 11.1125 | 7.5835 | 5.6928 | 7.2561 | 6.6744 | 5.3552 | 10.3012 | 9.7933 | 5.7345 | 11.7403 | 8.342 | 5.917 | 7.1953 | 6.5654 | 7.3617 | 4.6474 | 7.4204 | 5.5701 | 2.979 | 6.1449 | 9.2661 | 7.8373 | 12.1135 | 7.7235 | 6.1876 | 3.8329 | 6.6721 | 3.5856 | 5.0398 | 7.5045 | 6.531 | 5.2783 | 8.4374 | 3.5872 | 5.5806 | 4.7899 | 2.914 | 3.9856 | 3.8208 | 8.8317 | 2.5413 | 6.1591 | 6.927 | 5.657 | 5.3481 | 7.4084 | 7.4144 | 4.4784 | 13.3246 | 6.3736 | 5.6791 | 5.2333 | 9.0963 | 5.701 | 8.7517 | 4.2111 | 4.4332 | 3.9102 | 5.9524 | 7.6799 | 0.74525 | 4.4136 | 8.2507 | 5.3912 | 6.7936 | 6.5741 | 4.2323 | 5.9099 | 7.2951 | 6.2443 | 3.7819 | 5.7722 | 2.4625 | 6.8576 | 5.9799 | 4.4895 | 5.2285 | 6.2238 | 5.7562 | 8.2531 | 5.3915 | 4.4119 | 7.0461 | 6.9861 | 9.4129 | 18.5262 | 5.0266 | 6.6895 | 6.7464 | 6.244 | 4.8125 | 10.6505 | 3.0438 | 13.1146 | 8.9362 | 6.8036 | 3.8539 | 7.573 | 4.1558 | 10.5313 | 10.0359 | 8.2215 | 11.5188 | 4.3169 | 10.62 | 7.5833 | 4.0783 | 4.4718 | 5.4777 | 5.0633 | 10.3919 | 11.5973 | 4.2022 | 3.6552 | 6.024 | 12.2867 | 6.5918 | 10.4519 | 4.6979 | 8.0483 | 4.7343 | 4.9024 | 3.9245 | 6.7216 | 4.7052 | 4.1578 | 7.0374 | 7.3585 | 5.18 | 4.8382 | 12.7564 | 8.6901 | 7.1963 | 7.0289 | 5.661 | 5.2112 | 2.4522 | 9.3944 | 4.2077 | 8.9698 | 7.2537 | 7.6752 | 9.7631 | 7.5491 | 2.44 | 6.6082 | 9.4536 | 15.2117 | 5.1649 | 6.491 | 7.183 | 8.2052 | 9.8333 | 5.682 | 11.1175 | 3.6553 | 5.4517 | 4.8514 | 7.1296 | 4.9478 | 6.8769 | 3.9891 | 8.1953 | 5.2232 | 8.6614 | 4.9472 | 5.1475 | 3.5462 | 4.2503 | 8.0882 | 0.68675 | 3.9461 | 6.2143 | 10.2729 | 3.4094 | 3.2036 | 7.9891 | 7.9192 | 6.1819 | 6.6155 | 8.1155 | 4.0681 | 12.5389 | 4.9491 | 4.5154 | 7.9393 | 3.4064 | 4.3829 | 10.3488 | 5.0869 | 6.887 | 5.0754 | 9.9066 | 10.782 | 10.0287 | 9.5513 | 4.8815 | 17.2165 | 5.7274 | 6.5142 | 5.0308 | 9.1695 | 2.3745e-05 | 5.4237 | 4.6095 | 3.1411 | 3.2861 | 10.9114 | 3.6734 | 12.7877 | 6.3491 | 4.5984 | 6.4404 | 6.7278 | 4.7389 | 5.8327 | 9.4308 | 6.2399 | 10.713 | 8.2052 | 5.4658 | 4.1495 | 8.2351 | 9.5283 | 5.5993 | 8.0069 | 4.765 | 11.2576 | 6.6283 | 3.573 | 3.5479 | 5.0391 | 10.0826 | 9.2372 | 5.4928 | 6.6575 | 8.5577 | 5.0374 | 3.2418 | 6.4902 | 4.7912 | 5.3929 | 6.1886 | 8.9767 | 7.281 | 5.7022 | 2.728 | 17.6476 | 3.7404 | 3.9908 | 9.5947 | 6.431 | 8.7116 | 10.2661 | 3.5776 | 0.46547 | 2.9175 | 8.3209 | 7.6037 | 4.5308 | 3.1792 | 13.2666 | 3.3628 | 3.471 | 7.17 | 10.6699 | 9.5533 | 10.4638 | 4.2108 | 4.9896 | 2.905 | 4.4217 | 7.5829 | 7.8197 | 7.2397 | 4.0024 | 8.9548 | 7.7398 | 12.9322 | 6.4819 | 4.4146 | 8.7866 | 6.1196 | 5.1809 | 6.4295 | 8.3133 | 6.4958 | 8.0941 | 7.4535 | 3.9252 | 4.1352 | 4.7215 | 4.9875 | 6.5291 | 4.258 | 10.5369 | 6.4248 | 13.1682 | 7.7972 | 6.3359 | 5.9954 | 6.0001 | 4.0612 | 15.7615 | 11.0051 | 8.2677 | 10.8908 | 4.8941 | 17.1722 | 7.4622 | 5.7354 | 8.4648 | 4.7249 | 7.0398 | 5.7908 | 7.0872 | 10.7868 | 6.475 | 7.2567 | 5.294 | 7.7311 | 6.5971 | 8.7124 | 8.8305 | 10.6363 | 5.8129 | 5.0965 | 4.7334 | 6.87 | 3.6767 | 5.24 | 11.2267 | 13.6416 | 12.141 | 6.3251 | 5.9094 | 11.3719 | 8.6466 | 7.0732 | 6.207 | 3.5759 | 3.795 | 3.7733 | 6.363 | 5.9463 | 9.9525 | 5.8172 | 3.8767 | 3.3525 | 5.5864 | 6.1656 | 10.9628 | 7.1792 | 5.1655 | 3.4694 | 5.2143 | 6.6488 | 8.0967 | 8.7077 | 4.6174 | 10.7652 | 9.6917 | 4.8483 | 4.151 | 4.948 | 6.9265 | 2.7937 | 3.7139 | 8.5408 | 7.0209 | 6.1279 | 6.8373 | 7.8531 | 7.2409 | 10.0714 | 4.461 | 5.2318 | 12.0987 | 4.6547 | 7.6203 | 6.2443 | 8.4952 | 5.5894 | 11.1054 | 7.7486 | 4.5403 | 6.836 | 6.6842 | 7.8969 | 6.7872 | 8.1579 | 6.0367 | 3.8286 | 4.9561 | 3.7914 | 5.3602 | 8.5943 | 7.243 | 5.4846 | 6.2956 | 5.2366 | 7.9585 | 9.723 | 7.3363 | 12.0868 | 6.7828 | 8.7362 | 6.8523 | 4.1239 | 9.8734 | 9.0145 | 3.0714 | 8.5978 | 10.011 | 9.0105 | 8.8358 | 4.2658 | 10.1987 | 9.9953 | 8.2218 | 7.453 | 8.837 | 5.007 | 5.0286 | 7.173 | 14.3963 | 6.838 | 4.3091 | 7.8266 | 9.6965 | 5.7394 | 3.6177 | 7.0294 | 7.8973 | 4.6805 | 9.727 | 8.046 | 10.7815 | 5.4123 | 3.0122 | 10.8952 | 14.7148 | 6.507 | 4.6059 | 9.1284 | 8.8787 | 12.1948 | 4.5121 | 8.4235 | 7.2802 | 3.8196 | 8.7119 | 4.4054 | 10.9283 | 7.3485 | 7.97 | 3.7794 | 7.4246 | 6.35 | 5.4859 | 14.0038 | 10.8822 | 8.6086 | 4.7526 | 10.4251 | 5.5582 | 9.7443 | 3.2029 | 10.3982 | 9.5854 | 8.8209 | 3.6028 | 7.8022 | 10.698 | 5.8786 | 8.0028 | 9.4149 | 6.2713 | 5.3565 | 4.8538 | 7.7147 | 5.9657 | 4.8024 | 3.5325 | 7.9441 | 9.311 | 10.1245 | 7.1889 | 9.7001 | 2.6294 | 7.0981 | 6.1773 | 5.2393 | 7.8098 | 10.4276 | 2.6904 | 10.5526 | 5.1071 | 8.0265 | 7.2572 | 7.497 | 3.0098 | 9.3808 | 2.6795 | 9.5557 | 6.296 | 5.4855 | 10.8932 | 3.5962 | 5.6057 | 3.7879 | 11.427 | 8.3984 | 4.8095 | 7.0243 | 4.8818 | 7.2448 | 10.6674 | 7.0319 | 10.4995 | 3.6221 | 4.5309 | 9.5734 | 7.3337 | 7.4718 | 5.6918 | 7.3941 | 7.483 | 5.338 | 12.0189 | 7.0587 | 6.4118 | 5.1652 | 7.2089 | 6.7104 | 5.5841 | 8.6165 | 4.0208 | 9.3658 | 3.4916 | 9.5948 | 6.8359 | 12.5213 | 9.4816 | 7.2627 | 8.8052 | 5.725 | 12.1812 | 9.6639 | 2.9709 | 7.7848 | 4.322 | 8.4013 | 7.0752 | 6.5672 | 5.3133 | 7.0634 | 8.0119 | 7.5821 | 6.1493 | 6.1904 | 4.4025 | 4.3827 | 5.2547 | 9.8994 | 6.6852 | 3.5459 | 4.425 | 4.7314 | 7.5642 | 6.5934 | 5.8188 | 5.3116 | 9.7309 | 12.4056 | 4.7135 | 6.0659 | 11.1023 | 10.6183 | 4.1649 | 7.9595 | 4.9004 | 4.9807 | 7.405 | 14.0164 | 2.8577 | 7.6395 | 4.4808 | 8.4409 | 5.3423 | 5.9507 | 10.1573 | 5.2857 | 7.722 | 7.2822 | 8.8302 | 7.6045 | 4.3705 | 9.2279 | 9.1674 | 2.2496 | 4.6734 | 4.8096 | 4.4629 | 4.6211 | 7.0301 | 11.1521 | 4.6499 | 5.8429 | 6.1195 | 8.6398 | 3.8095 | 6.5491 | 3.8959 | 5.7386 | 11.1623 | 10.3116 | 9.7922 | 10.306 | 4.9168 | 8.5851 | 6.7781 | 7.7912 | 6.5964 | 3.4056 | 6.4125 | 7.3919 | 3.5416 | 5.0705 | 13.1228 | 3.7229 | 5.497 | 3.7718 | 3.7583 | 4.4302 | 7.6102 | 8.7775 | 5.0968 | 4.8506 | 5.1574 | 7.8674 | 5.1263 | 10.0671 | 5.1236 | 12.788 | 2.917 | 5.6488 | 10.1116 | 9.4828 | 8.9323 | 7.7749 | 3.6098 | 5.9316 | 8.5831 | 13.4477 | 7.756 | 6.3183 | 7.0721 | 6.4793 | 6.2809 | 7.3974 | 8.509 | 8.1184 | 3.2528 | 0.61665 | 4.6638 | 8.744 | 6.9825 | 15.0714 | 7.5448 | 5.2535 | 5.5998 | 10.6128 | 5.0204 | 7.0513 | 5.0501 | 7.9328 | 5.3684 | 11.915 | 8.0353 | 6.8472 | 3.7572 | 7.6186 | 8.5539 | 4.201 | 3.9227 | 8.2056 | 6.1588 | 11.3731 | 5.1821 | 5.0884 | 7.4776 | 9.9538 | 8.4917 | 7.5238 | 5.022 | 5.4847 | 6.6916 | 6.3227 | 6.0294 | 2.7464 | 4.7852 | 1.2101 | 5.3225 | 6.2133 | 11.6191 | 5.9567 | 4.2447 | 7.1092 | 3.1563 | 8.3364 | 10.5184 | 4.7621 | 4.1078 | 6.1732 | 4.3489 | 4.4306 | 6.1337 | 10.2112 | 12.3518 | 13.2494 | 3.6945 | 6.5581 | 5.8328 | 4.2819 | 7.1845 | 3.4719 | 6.654 | 6.8256 | 6.1271 | 9.5312 | 3.3701 | 3.3031 | 4.4824 | 2.8908 | 6.2775 | 5.3188 | 7.9944 | 3.2255 | 3.4807 | 4.5975 | 8.1007 | 7.8628 | 4.9794 | 9.1196 | 3.7958 | 2.2041 | 21.5796 | 7.9401 | 7.8984 | 3.7513 | 5.7271 | 10.4698 | 5.468 | 5.0611 | 6.092 | 7.5321 | 3.5846 | 4.1983 | 4.4362 | 2.9167 | 6.1172 | 6.9452 | 5.33 | 8.291 | 11.5383 | 5.6398 | 9.6015 | 6.5449 | 10.0093 | 6.9444 | 5.8296 | 10.9358 | 4.6898 | 8.1359 | 7.8632 | 10.4821 | 10.9437 | 6.5979 | 4.6552 | 7.2579 | 4.1974 | 10.2598 | 5.7675 | 8.7434 | 9.0502 | 4.4874 | 3.1446 | 5.9391 | 9.0944 | 2.9917 | 6.9633 | 7.2959 | 3.6553 | 5.5685 | 9.5285 | 4.6079 | 6.6367 | 7.6949 | 5.1528 | 4.4507 | 6.1555 | 8.9831 | 7.2467 | 9.457 | 9.0544 | 9.0578 | 5.3297 | 5.4729 | 2.4845 | 5.1903 | 6.4714 | 11.0219 | 6.4733 | 6.7979 | 9.1532 | 3.9438 | 6.699 | 5.1995 | 4.5331 | 5.5321 | 4.3017 | 6.0202 | 4.9511 | 8.1676 | 4.0897 | 4.0263 | 7.0348 | 9.5134 | 4.1267 | 10.349 | 7.3523 | 2.9523 | 5.2098 | 5.4605 | 4.2975 | 5.4492 | 11.3862 | 5.5305 | 5.6441 | 10.1447 | 10.9748 | 6.3727 | 6.5524 | 7.9527 | 9.7147 | 5.7743 | 5.0262 | 2.2857 | 5.4575 | 11.7992 | 7.8662 | 7.1114 | 7.3288 | 7.6528 | 10.6703 | 6.7957 | 6.9286 | 6.0018 | 8.1895 | 9.3047 | 5.6414 | 4.1732 | 6.5724 | 0.97337 | 4.3995 | 12.9037 | 6.093 | 5.9377 | 4.3354 | 2.0427 | 4.9646 | 5.1158 | 4.9815 | 6.6735 | 12.8663 | 8.0436 | 4.2085 | 5.557 | 5.1209 | 2.9881 | 4.8267 | 8.18 | 4.813 | 10.967 | 5.897 | 6.3749 | 10.9068 | 9.559 | 6.1731 | 3.5035 | 8.3717 | 11.3374 | 4.6509 | 7.5849 | 6.7747 | 4.5388 | 6.1264 | 8.3213 | 10.1672 | 2.4578 | 7.22 | 8.1346 | 6.2328 | 5.4535 | 6.52 | 5.5318 | 8.5826 | 7.5299 | 3.1775 | 5.1279 | 6.7297 | 2.6863 | 6.6058 | 4.5293 | 15.011 | 5.7892 | 8.7235 | 6.6925 | 6.4963 | 4.3887 | 6.0436 | 9.2318 | 6.1772 | 5.3552 | 4.8906 | 6.4014 | 10.1736 | 6.4209 | 3.2137 | 3.389 | 3.6663 | 0.73207 | 8.4572 | 6.4141 | 2.6283 | 7.2098 | 5.1351 | 10.129 | 8.2137 | 6.7657 | 7.6197 | 8.9345 | 7.1365 | 9.3728 | 14.5572 | 6.2009 | 5.2658 | 4.565 | 4.6116 | 5.1717 | 7.441 | 3.0396 | 6.5965 | 9.5272 | 2.4222 | 12.1544 | 6.9829 | 12.4689 | 9.4371 | 5.1271 | 6.8219 | 4.0162 | 5.4835 | 7.2233 | 6.8612 | 3.2962 | 5.3739 | 2.9985 | 10.4964 | 4.3551 | 5.2649 | 14.0232 | 2.9567 | 11.6648 | 5.8928 | 6.3598 | 1.7103 | 7.5018 | 2.9695 | 5.4463 | 5.2792 | 5.245 | 8.1758 | 7.7925 | 5.3259 | 6.312 | 6.5337 | 7.7692 | 6.0921 | 6.4516 | 4.1461 | 2.3819 | 6.6119 | 7.0561 | 7.7766 | 14.5031 | 12.5881 | 2.9869 | 5.2712 | 4.7824 | 3.6929 | 10.2887 | 6.319 | 7.6359 | 8.3595 | 7.3066 | 9.4033 | 5.5038 | 5.0772 | 7.0318 | 12.5942 | 3.925 | 11.6612 | 13.491 | 10.5894 | 7.4747 | 6.0586 | 9.9269 | 6.8715 | 8.3012 | 5.365 | 6.8754 | 11.0047 | 6.0022 | 7.6466 | 0.36821 | 8.6539 | 15.5638 | 7.2802 | 10.1869 | 5.7918 | 8.0544 | 5.4657 | 9.1038 | 7.8814 | 10.6177 | 8.8295 | 10.7498 | 5.7344 | 5.0806 | 6.4265 | 13.1062 | 5.3159 | 5.2943 | 7.67 | 13.1461 | 4.2506 | 4.1895 | 11.5273 | 5.7979 | 5.7765 | 7.8066 | 6.9776 | 4.3581 | 7.1271 | 12.1758 | 8.7291 | 4.1778 | 9.1244 | 9.1963 | 4.9076 | 9.7519 | 7.7391 | 6.7779 | 11.0505 | 10.0551 | 11.3552 | 9.4994 | 6.5011 | 11.4092 | 6.6238 | 7.0842 | 1.6028 | 6.0935 | 7.1988 | 4.4089 | 5.0638 | 4.9595 | 2.5054 | 8.5011 | 6.7654 | 8.8643 | 6.625 | 5.8952 | 6.0146 | 5.7086 | 3.9986 | 8.2941 | 3.5763 | 6.4652 | 5.157 | 9.6853 | 8.642 | 11.1405 | 4.6577 | 6 | 4.8447 | 4.2355 | 9.5356 | 7.4765 | 6.9447 | 5.8305 | 11.2527 | 4.0199 | 4.0301 | 10.8573 | 8.0606 | 13.7323 | 6.6101 | 2.0454 | 4.7472 | 8.0962 | 3.9203 | 3.8466 | 5.575 | 6.6341 | 5.0892 | 6.432 | 4.1835 | 5.1431 | 6.734 | 1.5866 | 10.9331 | 4.7686 | 7.3882 | 5.8504 | 5.6087 | 5.7868 | 6.5019 | 9.3386 | 7.6023 | 7.1284 | 4.8029 | 3.6551 | 7.3096 | 5.8016 | 3.374 | 6.7717 | 9.7246 | 5.7132 | 7.6786 | 5.3241 | 5.1078 | 11.7262 | 6.2578 | 9.7341 | 13.497 | 6.5725 | 4.3572 | 11.8152 | 2.7289 | 4.1643 | 5.9145 | 5.9808 | 9.1957 | 7.4909 | 12.7791 | 9.446 | 7.3176 | 7.1925 | 3.7655 | 5.43 | 5.1028 | 6.6459 | 6.0522 | 7.0272 | 0.21915 | 6.4405 | 8.3816 | 7.1981 | 4.6551 | 8.9751 | 4.9137 | 7.2805 | 7.6804 | 4.7517 | 4.0426 | 6.9177 | 5.8017 | 4.1388 | 4.4896 | 6.9271 | 6.3984 | 2.5723 | 3.3021 | 7.8345 | 9.2143 | 6.2928 | 5.1362 | 8.1692 | 6.4628 | 10.5534 | 6.8493 | 8.9369 | 6.5546 | 0.22299 | 7.5557 | 5.5971 | 7.908 | 2.8201 | 11.0536 | 3.587 | 10.3998 | 7.7192 | 9.6036 | 2.8544 | 13.3955 | 3.6324 | 10.1041 | 5.1258 | 11.2893 | 13.4369 | 2.2315 | 6.8722 | 9.9253 | 11.443 | 5.9635 | 6.7931 | 2.5311 | 3.2804 | 0.03289 | 7.1103 | 15.6481 | 8.6414 | 0.21055 | 7.9697 | 4.3295 | 8.8492 | 3.42 | 4.4075 | 6.0051 | 13.1268 | 8.2353 | 12.8871 | 5.7129 | 7.1946 | 8.0785 | 7.3071 | 7.8095 | 3.1585 | 14.0922 | 4.4979 | 6.8222 | 5.4122 | 10.1618 | 16.8922 | 13.4915 | 6.537 | 7.5365 | 6.3987 | 10.0897 | 9.1249 | 2.9601 | 5.8887 | 7.0009 | 7.481 | 11.3249 | 15.5604 | 11.6934 | 7.5681 | 6.8102 | 6.9378 | 6.5505 | 7.1376 | 5.574 | 6.8475 | 5.0271 | 3.4314 | 7.7102 | 7.3299 | 5.0433 | 6.196 | 7.8762 | 4.9875 | 4.2718 | 4.6756 | 6.3335 | 7.8374 | 7.5592 | 4.7062 | 16.1938 | 5.7868 | 9.184 | 10.4482 | 10.0621 | 3.4994 | 5.1608 | 6.9753 | 5.5756 | 6.1057 | 15.9399 | 4.8219 | 8.1215 | 8.4045 | 7.0373 | 4.5758 | 5.4648 | 7.0474 | 7.384 | 4.6609 | 10.7995 | 2.6246 | 8.239 | 8.1038 | 8.9775 | 4.8946 | 4.5432 | 1.9061 | 4.9882 | 5.4236 | 7.5966 | 4.5298 | 9.5542 | 4.9571 | 4.0256 | 7.4393 | 7.078 | 10.7166 | 11.7343 | 6.69 | 7.2854 | 5.6289 | 5.8606 | 4.4495 | 3.4758 | 9.5548 | 3.1298 | 5.8083 | 5.5764 | 3.2699 | 4.352 | 6.3722 | 10.8235 | 8.2727 | 6.7372 | 4.0072 | 8.5576 | 7.2588 | 13.7819 | 9.4412 | 4.695 | 15.0948 | 6.1538 | 12.2571 | 9.0509 | 4.7191 | 9.0088 | 7.017 | 7.2143 | 7.6237 | 3.6895 | 3.7767 | 10.2703 | 4.7913 | 8.714 | 14.4809 | 4.4079 | 8.6004 | 9.8055 | 4.7985 | 2.8653 | 5.0201 | 3.8434 | 1.6464 | 11.1646 | 10.5749 | 7.8132 | 3.4347 | 4.9184 | 7.1178 | 4.8839 | 6.4014 | 7.3651 | 5.1599 | 5.0683 | 4.6963 | 5.1283 | 4.1948 | 4.6436 | 8.2265 | 5.7173 | 6.9558 | 5.347 | 5.196 | 7.8335 | 4.7751 | 12.2736 | 3.2235 | 4.4523 | 6.4777 | 3.2754 | 2.5479 | 9.1414 | 3.4387 | 8.3134 | 4.4508 | 3.7295 | 6.1194 | 10.9204 | 11.2596 | 5.1639 | 8.0451 | 7.0459 | 7.2246 | 6.7213 | 7.2824 | 6.7971 | 4.4832 | 6.3141 | 12.7283 | 2.447 | 6.2262 | 6.9576 | 9.5636 | 5.333 | 6.5938 | 2.1519 | 4.1378 | 6.5184 | 10.4558 | 5.8332 | 8.8364 | 5.3372 | 8.4792 | 9.599 | 5.5693 | 1.6128 | 10.9229 | 4.9924 | 0.73139 | 8.8687 | 7.7318 | 3.496 | 3.7723 | 5.0444 | 8.0607 | 7.5819 | 5.992 | 8.2104 | 4.273 | 8.9316 | 7.4605 | 5.9385 | 5.3656 | 5.7211 | 4.6224 | 7.8742 | 5.3527 | 10.1769 | 6.805 | 4.2684 | 8.7282 | 13.6867 | 3.7255 | 5.9947 | 6.1509 | 4.4574 | 10.9269 | 8.795 | 7.1531 | 5.6033 | 15.098 | 4.9309 | 8.954 | 17.0076 | 3.5823 | 3.1859 | 9.3302 | 12.9404 | 3.2845 | 6.9895 | 4.8951 | 3.0486 | 4.7035 | 6.6076 | 10.0424 | 9.0192 | 3.1356 | 5.5615 | 7.0684 | 5.3609 | 8.078 | 7.4374 | 7.0993 | 5.7863 | 5.5793 | 8.8779 | 8.8619 | 6.3008 | 7.4044 | 7.9036 | 6.4331 | 3.6012 | 5.6305 | 4.2786 | 6.8533 | 6.5204 | 7.6227 | 4.6158 | 8.7695 | 8.6156 | 6.3645 | 8.9295 | 6.323 | 6.6493 | 4.9738 | 7.1618 | 4.06 | 6.4015 | 9.5639 | 5.7474 | 8.0415 | 12.1414 | 5.3503 | 6.5362 | 6.3147 | 12.4827 | 6.3388 | 3.9988 | 8.7605 | 7.2244 | 5.3339 | 7.9416 | 5.4716 | 5.6707 | 5.8543 | 3.9136 | 4.4162 | 5.2649 | 7.3348 | 7.458 | 10.636 | 5.4554 | 6.6548 | 6.3889 | 6.8902 | 0.0016669 | 5.648 | 5.9282 | 4.3559 | 9.6103 | 8.6558 | 12.2896 | 5.8809 | 4.8104 | 8.5681 | 6.4831 | 11.5709 | 8.5588 | 6.3272 | 5.5186 | 10.2209 | 2.4499 | 8.6813 | 7.0985 | 11.9549 | 3.2986 | 10.821 | 4.0485 | 6.2169 | 6.594 | 6.6387 | 9.1799 | 7.3207 | 4.8822 | 5.9867 | 5.0655 | 3.5002 | 4.0946 | 4.9268 | 11.7337 | 7.6001 | 6.6155 | 5.7163 | 11.0074 | 5.3557 | 4.6226 | 4.729 | 4.8797 | 3.5048 | 3.1045 | 3.6686 | 6.0622 | 5.3063 | 3.0725 | 7.1839 | 13.5233 | 5.2555 | 13.9528 | 7.069 | 9.416 | 14.8574 | 9.7855 | 4.966 | 10.4381 | 4.9509 | 4.1946 | 3.3786 | 10.4498 | 7.6672 | 9.558 | 9.0453 | 4.9928 | 6.9491 | 8.3659 | 2.596 | 11.093 | 9.2593 | 3.3032 | 6.5327 | 6.0596 | 11.2087 | 8.244 | 4.728 | 4.4392 | 4.0634 | 9.2628 | 5.5068 | 0.94623 | 7.0797 | 4.7491 | 5.8993 | 4.3456 | 4.2317 | 6.7214 | 13.6331 | 0.30415 | 3.7811 | 10.0039 | 4.4562 | 4.3268 | 8.4492 | 4.2632 | 6.4433 | 9.183 | 7.5117 | 5.0884 | 11.8545 | 13.5089 | 7.1084 | 7.5934 | 8.1488 | 9.158 | 6.3485 | 3.7573 | 6.1675 | 5.6555 | 6.2884 | 5.6864 | 7.7381 | 8.0187 | 11.0566 | 16.5222 | 7.1495 | 9.9135 | 6.8664 | 9.4978 | 10.4236 | 7.8288 | 7.5517 | 6.9215 | 5.1728 | 8.7258 | 15.6462 | 10.3869 | 8.5221 | 4.7734 | 2.7857 | 3.5524 | 9.1038 | 6.2256 | 3.0689 | 6.7232 | 4.9763 | 4.1763 | 7.3736 | 7.9125 | 10.6572 | 6.8975 | 4.4735 | 6.5173 | 4.8831 | 5.8249 | 6.1966 | 5.0351 | 4.6368 | 3.5477 | 11.1861 | 7.577 | 3.2938 | 10.2895 | 3.1882 | 6.2615 | 7.769 | 6.7653 | 3.5861 | 7.2395 | 9.1303 | 6.8204 | 5.0501 | 5.252 | 7.4119 | 6.1711 | 9.6119 | 6.6572 | 7.6551 | 7.0853 | 6.6117 | 7.059 | 3.3662 | 5.2223 | 8.8534 | 10.2767 | 1.2626 | 5.4303 | 7.6598 | 6.837 | 5.7954 | 7.4867 | 6.9771 | 2.9062 | 5.8738 | 7.6794 | 8.1126 | 6.3773 | 8.4721 | 8.7509 | 8.5516 | 9.5782 | 4.2991 | 5.5634 | 7.5842 | 6.4518 | 6.4366 | 8.133 | 10.3092 | 4.6659 | 4.9128 | 8.1662 | 7.7246 | 3.1185 | 8.9096 | 5.2926 | 8.0159 | 9.6161 | 9.2657 | 5.8974 | 10.2807 | 4.072 | 5.235 | 6.3422 | 15.3168 | 7.9486 | 6.0493 | 6.0634 | 6.296 | 4.6653 | 7.6934 | 4.5349 | 7.6491 | 5.3268 | 2.4039 | 6.6441 | 9.761 | 6.3847 | 6.7936 | 6.4804 | 8.5165 | 3.4282 | 7.0905 | 4.3628 | 8.9238 | 8.8406 | 11.2203 | 8.6185 | 8.2926 | 5.0367 | 5.8182 | 6.5779 | 4.1006 | 4.397 | 6.8355 | 10.2948 | 3.8077 | 3.0894 | 6.8034 | 8.3521 | 9.9816 | 4.4262 | 4.1472 | 9.3504 | 8.4598 | 8.6644 | 8.3205 | 6.4669 | 5.6343 | 11.2982 | 7.1822 | 10.3706 | 10.6817 | 9.45 | 4.7635 | 8.9281 | 12.777 | 4.7526 | 5.4823 | 5.97 | 7.5664 | 5.9829 | 5.873 | 4.2342 | 6.3351 | 5.8564 | 4.5955 | 6.8809 | 7.6692 | 6.9783 | 4.9028 | 7.1542 | 4.7416 | 10.1897 | 11.2819 | 10.8432 | 4.5597 | 9.4557 | 4.9637 | 5.2744 | 4.9749 | 4.4338 | 5.0752 | 3.2119 | 4.3961 | 7.3317 | 10.0027 | 7.0277 | 7.8362 | 7.313 | 4.0357 | 5.941 | 6.5226 | 4.6673 | 7.4446 | 9.3741 | 6.0072 | 13.384 | 1.5267 | 9.0316 | 4.4318 | 4.6777 | 4.3021 | 4.0178 | 20.9339 | 7.9423 | 5.0279 | 5.7224 | 4.9022 | 7.8838 | 5.6426 | 13.0487 | 5.5313 | 7.8501 | 7.3484 | 4.1087 | 6.9583 | 5.8544 | 3.2108 | 5.1254 | 8.2352 | 7.9586 | 6.9381 | 6.2789 | 7.8597 | 8.7955 | 3.6116 | 4.6645 | 4.5271 | 5.426 | 6.5752 | 6.4201 | 7.6043 | 8.2341 | 3.9685 | 10.9909 | 5.6079 | 4.5664 | 7.0614 | 5.35 | 12.6919 | 12.1577 | 14.9601 | 7.7708 | 4.6169 | 5.8121 | 3.5446 | 3.3138 | 6.5635 | 11.0059 | 6.857 | 7.6637 | 4.6634 | 9.7079 | 8.6845 | 8.3518 | 7.5377 | 6.9046 | 9.2124 | 6.0734 | 4.2447 | 2.7152 | 3.2263 | 5.4402 | 5.621 | 9.5441 | 6.6398 | 4.4262 | 7.8866 | 6.2597 | 8.2846 | 11.7715 | 6.3681 | 3.5749 | 0.008648 | 4.9779 | 10.4481 | 6.4957 | 5.8585 | 4.6559 | 10.4812 | 6.0683 | 5.9189 | 3.22 | 5.1786 | 4.7227 | 6.9324 | 4.3063 | 9.0493 | 6.3684 | 7.0926 | 3.8908 | 3.9268 | 6.1363 | 8.575 | 8.1581 | 13.0272 | 12.1259 | 5.7625 | 2.8768 | 6.2563 | 4.5244 | 0.085455 | 7.079 | 8.7054 | 5.7355 | 5.9016 | 7.1448 | 8.9744 | 11.6606 | 9.328 | 14.0362 | 9.076 | 8.1419 | 9.065 | 6.1886 | 7.5405 | 7.0289 | 4.7432 | 6.4492 | 5.1823 | 6.2285 | 7.5431 | 6.668 | 3.1961 | 6.5478 | 10.0257 | 4.2389 | 5.427 | 8.5591 | 7.3817 | 5.273 | 7.4388 | 7.526 | 9.2776 | 6.6183 | 6.2018 | 5.9575 | 2.0989 | 5.7893 | 11.2887 | 5.3332 | 5.5205 | 7.2824 | 8.3221 | 9.7609 | 4.4824 | 8.5971 | 7.6597 | 6.6074 | 10.5191 | 4.3238 | 9.3902 | 4.7557 | 5.6042 | 10.7083 | 10.341 | 3.6515 | 9.6423 | 6.3923 | 4.6201 | 6.4653 | 6.2903 | 9.8583 | 5.973 | 9.5817 | 1.6768 | 5.1991 | 8.2037 | 9.0423 | 7.064 | 4.0031 | 5.1239 | 5.7626 | 8.3586 | 6.8845 | 5.5732 | 4.6965 | 6.5244 | 10.5998 | 8.398 | 5.9696 | 7.8544 | 4.9714 | 7.0278 | 8.8071 | 9.8675 | 5.7881 | 9.3645 | 12.1985 | 7.712 | 7.0047 | 5.2347 | 7.1619 | 6.4886 | 6.5332 | 3.068 | 3.2961 | 12.509 | 6.1237 | 7.229 | 10.927 | 6.5291 | 6.342 | 6.9485 | 11.0209 | 7.2631 | 7.9932 | 5.4661 | 6.0984 | 8.2413 | 4.3819 | 3.7479 | 9.8729 | 6.8361 | 4.0041 | 7.9121 | 4.8643 | 6.5068 | 3.865 | 7.6615 | 4.5605 | 17.4169 | 6.0218 | 3.812 | 5.5727 | 6.2803 | 4.26 | 6.7928 | 5.6787 | 8.4692 | 10.3623 | 6.0188 | 3.7023 | 9.9262 | 5.0351 | 14.7533 | 4.6191 | 5.711 | 8.4982 | 4.9813 | 5.056 | 5.554 | 8.5773 | 5.4923 | 6.3156 | 5.0973 | 7.588 | 7.0547 | 4.7613 | 5.5167 | 5.2871 | 4.8113 | 7.7545 | 8.0689 | 6.7106 | 7.1681 | 9.2428 | 9.3583 | 7.5038 | 5.3507 | 7.6459 | 6.357 | 8.0977 | 5.9627 | 4.3933 | 6.7523 | 8.3791 | 5.3693 | 6.4033 | 7.5184 | 4.3765 | 14.167 | 6.1698 | 7.1714 | 10.2019 | 6.2702 | 8.5758 | 10.53 | 7.9453 | 5.9583 | 9.6168 | 4.7146 | 7.7671 | 5.0395 | 5.4522 | 6.7038 | 5.8994 | 3.9878 | 8.3975 | 6.3083 | 5.4251 | 4.3626 | 6.7365 | 6.8419 | 8.7841 | 8.4692 | 8.5844 | 4.8367 | 1.3581 | 6.2892 | 5.9786 | 4.5756 | 7.3824 | 8.5728 | 8.0603 | 10.4534 | 4.9335 | 6.0271 | 3.8038 | 11.1822 | 6.6792 | 6.3729 | 3.2933 | 6.1669 | 6.3558 | 9.6826 | 7.3239 | 5.3648 | 7.2925 | 4.5291 | 7.1039 | 8.5788 | 4.5138 | 4.3484 | 6.8267 | 9.0736 | 4.755 | 5.6024 | 7.4467 | 6.1914 | 7.1314 | 4.6542 | 10.6027 | 14.0219 | 6.901 | 4.7436 | 2.935 | 6.2887 | 3.3418 | 3.8577 | 5.4613 | 6.3385 | 8.3258 | 0.39218 | 5.61 | 5.2352 | 7.5809 | 6.7747 | 4.595 | 5.7878 | 10.0182 | 10.0459 | 3.2021 | 9.3029 | 5.2147 | 5.2308 | 3.9939 | 8.7474 | 7.2399 | 5.3435 | 3.7034 | 6.1139 | 6.1958 | 7.2307 | 9.0792 | 5.556 | 6.0187 | 3.5836 | 5.9772 | 10.3825 | 5.2557 | 6.6131 | 5.0185 | 7.884 | 8.1333 | 9.1218 | 11.9733 | 9.5156 | 5.6238 | 6.2995 | 7.5363 | 9.8465 | 6.635 | 5.6537 | 8.6866 | 6.2269 | 8.2528 | 9.8099 | 4.3854 | 6.6413 | 4.2405 | 4.1952 | 5.5626 | 7.4593 | 4.2519 | 6.5689 | 4.2789 | 7.7893 | 7.2435 | 5.0589 | 7.0858 | 5.1337 | 7.1903 | 6.5457 | 5.8914 | 5.115 | 3.8475 | 6.1272 | 6.2313 | 5.4723 | 5.3156 | 5.4096 | 8.0058 | 4.8052 | 4.6532 | 6.4812 | 4.9874 | 6.3295 | 5.0051 | 5.2717 | 6.4506 | 8.3244 | 7.258 | 4.8824 | 6.2425 | 6.5944 | 2.0584 | 5.2113 | 6.9677 | 4.5146 | 7.2901 | 7.0639 | 5.6745 | 5.7892 | 15.9638 | 8.9129 | 7.948 | 8.6545 | 0.93305 | 14.2818 | 5.5255 | 5.484 | 4.6638 | 3.8379 | 6.1812 | 7.6499 | 12.1694 | 7.0008 | 6.5754 | 5.8034 | 15.201 | 7.8442 | 5.6838 | 11.5503 | 8.4816 | 6.5995 | 6.8173 | 6.1207 | 6.487 | 6.7462 | 7.1593 | 13.9304 | 8.0671 | 8.3022 | 4.6788 | 6.0965 | 8.3447 | 2.9598 | 6.0805 | 8.7004 | 12.0252 | 8.0451 | 11.2854 | 7.9003 | 4.5844 | 4.9551 | 7.6146 | 5.0244 | 7.3154 | 8.3454 | 7.7666 | 5.0342 | 13.3683 | 4.179 | 7.8374 | 8.6841 | 5.6194 | 6.7482 | 4.1098 | 9.149 | 7.6007 | 4.9944 | 6.324 | 5.0834 | 9.1055 | 7.8666 | 7.4156 | 4.7819 | 3.0228 | 6.1929 | 7.0635 | 7.3913 | 8.3345 | 3.6868 | 11.2713 | 5.0648 | 12.4687 | 1.9252 | 0.0088977 | 9.7202 | 6.5633 | 6.7846 | 5.0572 | 4.3068 | 11.9779 | 3.4007 | 6.8854 | 12.7916 | 7.8608 | 4.5095 | 7.0308 | 5.1817 | 4.8995 | 4.6822 | 4.5283 | 5.5122 | 9.4153 | 9.6177 | 5.6366 | 4.3845 | 4.4471 | 14.6553 | 5.7455 | 11.0209 | 11.182 | 7.933 | 6.8952 | 8.3554 | 2.0979 | 11.6224 | 6.9351 | 5.4786 | 6.781 | 4.9305 | 10.5427 | 3.4837 | 5.2882 | 10.0971 | 12.6734 | 8.6797 | 3.6825 | 6.2707 | 8.0986 | 8.1429 | 3.8795 | 7.7632 | 7.5664 | 6.1182 | 9.0749 | 7.519 | 4.8929 | 3.7233 | 8.2546 | 5.3705 | 9.615 | 9.8207 | 5.9931 | 4.4524 | 8.8972 | 4.8419 | 10.8985 | 7.7693 | 15.5487 | 4.6785 | 11.4868 | 8.0655 | 5.2897 | 8.5964 | 8.3087 | 6.277 | 2.9607 | 6.8774 | 5.6004 | 10.1977 | 8.3471 | 7.1795 | 4.5845 | 11.8605 | 4.0276 | 3.4838 | 11.7886 | 5.356 | 10.461 | 5.9679 | 4.7985 | 3.9967 | 5.2314 | 6.3539 | 2.9908 | 9.3959 | 7.9792 | 18.283 | 4.9607 | 4.6332 | 3.6473 | 6.0154 | 10.7089 | 7.4658 | 3.8762 | 7.0444 | 8.569 | 5.9135 | 9.0446 | 8.0925 | 3.9615 | 4.0582 | 5.5022 | 10.5265 | 5.7332 | 8.3377 | 2.3008 | 5.406 | 7.3472 | 5.4747 | 6.5101 | 9.1007 | 10.7405 | 13.1187 | 5.9688 | 6.1832 | 15.6851 | 4.4218 | 8.945 | 10.4966 | 3.6668 | 12.1779 | 9.4281 | 4.3031 | 5.0315 | 5.2829 | 9.5512 | 3.5775 | 5.4128 | 5.576 | 5.8945 | 7.185 | 5.6413 | 10.0657 | 6.4718 | 4.418 | 7.36 | 7.2713 | 3.1485 | 6.3611 | 7.4827 | 6.845 | 8.183 | 8.34 | 4.6321 | 5.6914 | 5.8739 | 6.648 | 3.6456 | 9.3083 | 13.4632 | 5.9699 | 6.116 | 4.4246 | 6.453 | 8.4261 | 11.3024 | 3.0971 | 3.7919 | 6.1082 | 8.3944 | 9.3063 | 4.922 | 4.7885 | 4.4466 | 4.1272 | 3.0939 | 12.077 | 5.4747 | 10.2307 | 8.7582 | 6.9348 | 9.7028 | 7.4133 | 9.4929 | 5.267 | 6.7813 | 9.9136 | 3.4246 | 5.9305 | 5.9496 | 1.7598 | 7.1874 | 2.0411 | 7.3548 | 6.2849 | 8.6815 | 10.511 | 5.5406 | 2.4992 | 6.1557 | 13.1996 | 4.2652 | 6.5834 | 3.9102 | 5.2689 | 10.2268 | 8.4441 | 7.8643 | 9.2313 | 12.8026 | 4.0678 | 6.33 | 9.1581 | 5.1549 | 4.0931 | 9.6053 | 6.353 | 2.7699 | 4.5092 | 8.8413 | 9.17 | 10.0264 | 4.1843 | 8.9034 | 6.898 | 7.6275 | 3.3391 | 9.2083 | 3.5445 | 6.9725 | 3.8216 | 8.5456 | 9.7266 | 10.5204 | 7.6253 | 4.1576 | 5.0278 | 8.3012 | 2.8753 | 13.3646 | 4.635 | 8.0545 | 16.274 | 5.4688 | 12.504 | 5.6564 | 3.1034 | 5.8675 | 8.3347 | 3.1766 | 4.8176 | 12.6327 | 8.9283 | 3.5673 | 6.1129 | 3.7272 | 7.7938 | 7.8911 | 5.3296 | 7.0949 | 6.1784 | 9.8899 | 9.8976 | 11.651 | 3.6705 | 6.403 | 5.3977 | 5.4691 | 5.7127 | 5.6723 | 7.1631 | 10.6239 | 3.2428 | 9.8592 | 9.7862 | 6.573 | 5.6649 | 8.8265 | 5.3187 | 4.6967 | 5.2277 | 5.3703 | 7.3832 | 8.7038 | 5.166 | 3.2911 | 7.1198 | 5.6403 | 2.8122 | 7.9864 | 4.58 | 6.3406 | 5.6765 | 4.2269 | 6.3606 | 4.1459 | 4.1651 | 3.8597 | 4.9929 | 9.2062 | 4.5114 | 9.2554 | 5.1461 | 4.0137 | 3.6345 | 5.5417 | 5.0638 | 8.3391 | 7.6549 | 6.7729 | 5.063 | 2.4593 | 4.3989 | 7.1573 | 6.1277 | 5.0787 | 6.7962 | 4.5426 | 11.4916 | 13.0221 | 4.3218 | 3.6785 | 3.7267 | 3.9226 | 6.69 | 8.017 | 7.4221 | 12.5675 | 14.6184 | 2.4664 | 12.5096 | 11.4347 | 8.0094 | 4.01 | 1.0128 | 6.2693 | 6.4902 | 5.0407 | 5.9905 | 8.672 | 10.8308 | 12.1308 | 8.4705 | 10.5971 | 10.0119 | 3.457 | 4.8578 | 7.2628 | 8.568 | 8.4272 | 5.3521 | 5.0744 | 9.7446 | 5.7662 | 3.331 | 2.6808 | 9.891 | 8.6485 | 10.515 | 4.8289 | 11.7269 | 5.0604 | 5.3962 | 5.442 | 5.92 | 4.5733 | 10.5714 | 6.333 | 2.2185 | 3.3536 | 10.409 | 4.0133 | 4.149 | 10.9165 | 7.8296 | 5.2142 | 5.833 | 8.5877 | 6.7922 | 5.8631 | 6.8756 | 4.6392 | 6.528 | 8.2817 | 10.4482 | 6.6897 | 5.3659 | 3.7684 | 4.3262 | 8.3451 | 6.6469 | 7.5382 | 9.0981 | 9.015 | 4.9386 | 6.328 | 4.7633 | 3.0503 | 3.0246 | 3.5764 | 7.4216 | 7.2244 | 8.4861 | 6.8797 | 6.6899 | 3.298 | 5.9178 | 9.8842 | 8.6512 | 8.5299 | 6.5395 | 6.0437 | 5.5064 | 5.2396 | 5.2751 | 3.2305 | 4.2243 | 4.7802 | 6.5146 | 2.578 | 11.1565 | 6.5624 | 6.0801 | 5.9456 | 3.9834 | 3.835 | 8.2451 | 5.8589 | 6.2313 | 11.531 | 5.278 | 8.6125 | 10.4507 | 10.9978 | 6.1664 | 5.0789 | 8.9562 | 8.1534 | 9.8625 | 4.4665 | 12.4717 | 5.7888 | 7.9357 | 10.9205 | 6.381 | 3.9664 | 8.1884 | 10.3414 | 7.1757 | 3.3964 | 4.9781 | 7.7537 | 9.3536 | 9.0514 | 13.6361 | 8.6401 | 6.6911 | 6.8387 | 6.1472 | 5.1317 | 5.9798 | 4.6016 | 5.7247 | 8.9664 | 6.4818 | 9.2247 | 4.6887 | 6.9206 | 5.1864 | 5.4749 | 4.381 | 12.796 | 12.1895 | 8.288 | 11.5717 | 8.2865 | 6.2393 | 4.6564 | 6.0529 | 6.4863 | 6.6739 | 4.3178 | 4.8433 | 2.7212 | 9.7826 | 6.5342 | 7.3399 | 4.9604 | 5.3423 | 13.693 | 4.8309 | 3.8841 | 6.0477 | 5.3182 | 3.9819 | 9.0338 | 7.9868 | 9.0616 | 4.6138 | 6.3487 | 11.093 | 9.5921 | 6.9312 | 4.7939 | 2.8522 | 3.8003 | 12.9635 | 4.5518 | 8.5034 | 10.0585 | 5.3774 | 14.7365 | 10.1365 | 6.8389 | 5.6543 | 13.1273 | 3.6007 | 8.673 | 5.6962 | 4.3181 | 9.3 | 6.9621 | 7.0056 | 8.1146 | 9.8346 | 6.0265 | 10.2459 | 6.9646 | 10.9405 | 7.4553 | 6.83 | 7.77 | 8.3338 | 7.6726 | 8.9334 | 8.5652 | 4.7173 | 6.157 | 5.2529 | 6.4526 | 4.311 | 6.6486 | 3.3552 | 10.0433 | 7.7454 | 8.9683 | 7.5676 | 9.6998 | 6.7372 | 6.802 | 4.158 | 6.09 | 5.898 | 8.128 | 6.6361 | 6.0422 | 8.7467 | 5.46 | 8.8273 | 7.4408 | 4.9258 | 6.0183 | 9.086 | 4.6704 | 9.6843 | 4.9297 | 2.3419 | 12.1604 | 4.9428 | 3.6456 | 5.3839 | 7.0409 | 4.5062 | 5.0621 | 7.0997 | 7.5002 | 9.6242 | 2.4974 | 6.2638 | 8.4388 | 6.4262 | 2.5726 | 6.2843 | 4.0729 | 12.3704 | 2.5018 | 10.8208 | 6.3432 | 13.9546 | 11.769 | 3.0138 | 7.107 | 7.9794 | 5.6216 | 13.4024 | 5.1048 | 6.6951 | 10.2307 | 7.356 | 8.5117 | 8.7628 | 3.463 | 7.9353 | 7.3418 | 9.8349 | 6.2553 | 6.5281 | 8.5206 | 4.4828 | 6.9684 | 4.7935 | 2.9325 | 8.4685 | 9.8962 | 7.9219 | 8.0315 | 10.2927 | 8.7412 | 7.5752 | 5.5611 | 6.5177 | 12.0865 | 5.7184 | 7.8198 | 9.4507 | 11.1369 | 8.4485 | 6.804 | 6.3476 | 7.4274 | 4.1235 | 5.367 | 6.1187 | 11.751 | 8.4465 | 8.5566 | 4.7424 | 4.4999 | 7.4041 | 7.6583 | 11.1323 | 10.6153 | 8.645 | 5.0106 | 8.0046 | 3.679 | 10.0683 | 4.7259 | 7.3932 | 6.3555 | 8.0075 | 4.3695 | 1.4177 | 5.3914 | 3.4678 | 11.1803 | 4.4226 | 8.8296 | 6.7913 | 6.2673 | 4.5509 | 4.0514 | 3.8796 | 9.6379 | 8.6232 | 8.0229 | 6.9811 | 4.089 | 11.63 | 7.6232 | 10.2971 | 9.8108 | 2.3687 | 13.1722 | 4.2413 | 3.2889 | 7.5394 | 6.3887 | 6.9603 | 2.8257 | 8.3859 | 6.1487 | 4.625 | 8.6518 | 3.2359 | 5.5569 | 4.526 | 5.2811 | 5.8644 | 9.2622 | 6.7645 | 5.0085 | 4.75 | 9.1275 | 3.2847 | 5.1354 | 7.4145 | 9.9844 | 5.7824 | 5.6238 | 8.6802 | 5.7306 | 8.0802 | 4.2216 | 3.3564 | 6.1923 | 7.0647 | 4.2638 | 4.2432 | 8.1866 | 5.946 | 9.1062 | 5.2487 | 4.347 | 7.3875 | 4.251 | 4.6318 | 5.6564 | 9.0762 | 3.6385 | 5.9415 | 8.1521 | 3.599 | 4.1065 | 9.5089 | 7.7596 | 10.2181 | 8.0176 | 3.9393 | 14.1264 | 11.8713 | 5.9834 | 4.9671 | 8.3992 | 5.5168 | 6.4581 | 7.2556 | 4.7815 | 13.7771 | 9.7009 | 5.2134 | 11.6862 | 8.0439 | 5.4501 | 10.8885 | 5.845 | 4.5251 | 3.4398 | 6.429 | 2.9242 | 10.6703 | 6.9744 | 3.3608 | 7.2011 | 7.0791 | 6.426 | 3.4524 | 5.0748 | 6.0536 | 6.8905 | 4.9674 | 7.1498 | 3.1644 | 4.8242 | 8.6542 | 3.5508 | 10.791 | 8.1019 | 16.5033 | 5.4751 | 2.4958 | 3.6106 | 6.0471 | 6.4271 | 6.5585 | 3.1579 | 9.291 | 7.8679 | 5.1055 | 8.4244 | 10.6413 | 3.9769 | 5.6785 | 5.3293 | 6.9063 | 7.9722 | 7.9456 | 8.4241 | 3.0405 | 3.9053 | 7.3125 | 3.2537 | 9.8436 | 6.5101 | 6.6028 | 2.8685 | 4.2968 | 7.4781 | 2.1128 | 4.1509 | 5.413 | 2.9241 | 8.4364 | 8.0323 | 4.0142 | 11.5571 | 4.3045 | 8.9458 | 12.5013 | 6.2431 | 10.1535 | 6.5604 | 2.8896 | 5.7142 | 7.7599 | 5.7652 | 6.9575 | 9.9255 | 6.5586 | 2.6345 | 10.5703 | 11.2601 | 5.4123 | 8.3191 | 4.9632 | 2.6762 | 5.6015 | 6.1247 | 9.1487 | 6.3386 | 13.3296 | 9.0589 | 5.9439 | 5.8878 | 8.9975 | 6.7251 | 4.2046 | 3.9054 | 3.7856 | 4.7947 | 7.0853 | 5.7053 | 12.3326 | 5.4234 | 5.9013 | 13.3985 | 10.0251 | 7.0215 | 5.4782 | 6.3748 | 3.7284 | 0.00082615 | 5.4592 | 5.1122 | 9.2246 | 9.6426 | 4.7968 | 9.0457 | 6.7607 | 10.7566 | 6.9765 | 4.0894 | 8.7289 | 9.8558 | 5.0356 | 6.9419 | 8.6332 | 3.9575 | 6.7081 | 4.7916 | 4.3006 | 12.9317 | 0.033619 | 9.1856 | 7.3886 | 4.3701 | 7.5697 | 8.1502 | 3.7172 | 4.7765 | 9.6926 | 8.3966 | 5.1494 | 9.4034 | 9.1003 | 4.2927 | 6.4884 | 3.5963 | 7.9041 | 6.1927 | 4.6178 | 5.934 | 3.8097 | 5.6307 | 4.308 | 6.4166 | 7.8498 | 4.222 | 5.7708 | 2.9781 | 13.0702 | 8.9653 | 4.6914 | 8.4911 | 8.2204 | 5.7804 | 4.8465 | 5.9237 | 7.1292 | 7.8298 | 2.9881 | 4.5336 | 6.7278 | 8.5696 | 7.3052 | 3.2719 | 10.7744 | 5.6881 | 6.195 | 3.4796 | 4.4596 | 5.2075 | 9.3231 | 4.6458 | 6.4418 | 6.7904 | 2.4823 | 9.228 | 3.2406 | 9.7852 | 6.6744 | 5.3723 | 10.8221 | 5.3524 | 6.4222 | 8.2889 | 6.4953 | 9.5264 | 4.368 | 6.9582 | 16.6449 | 9.443 | 6.356 | 13.9119 | 5.2702 | 5.5812 | 3.872 | 4.1363 | 2.562 | 4.5251 | 2.8507 | 8.5755 | 5.6873 | 4.1457 | 10.2169 | 3.249 | 7.4108 | 10.2033 | 8.3292 | 8.3171 | 4.416 | 7.7401 | 8.0724 | 6.897 | 3.1922 | 7.6741 | 5.3842 | 3.2156 | 9.63 | 3.2329 | 4.8366 | 6.7539 | 3.1909 | 8.375 | 5.6749 | 6.485 | 9.436 | 3.5636 | 10.8466 | 7.2785 | 8.9209 | 6.2274 | 3.0855 | 6.8935 | 8.0939 | 7.2821 | 6.7431 | 5.8417 | 5.9667 | 3.5775 | 9.0267 | 9.6739 | 16.6711 | 2.8067 | 5.1963 | 4.9718 | 10.8846 | 5.0264 | 5.5297 | 4.7996 | 11.9488 | 7.4652 | 3.6943 | 8.6286 | 5.2931 | 10.9475 | 3.84 | 11.7179 | 6.765 | 4.6996 | 15.553 | 4.8006 | 7.2741 | 4.0582 | 6.6839 | 8.0703 | 3.8021 | 6.9267 | 4.6566 | 4.0463 | 10.212 | 4.771 | 10.2561 | 9.7264 | 5.3553 | 4.968 | 7.5666 | 4.7755 | 7.6355 | 11.5201 | 10.3764 | 5.357 | 4.5651 | 6.96 | 4.8821 | 8.6733 | 5.6265 | 5.5411 | 3.8582 | 5.6676 | 4.6065 | 4.0621 | 4.8408 | 11.265 | 8.5235 | 2.865 | 7.264 | 6.1754 | 4.6966 | 4.2254 | 4.1167 | 8.1459 | 5.6811 | 5.7777 | 8.6293 | 12.7417 | 3.3169 | 6.622 | 6.3501 | 10.8277 | 4.991 | 11.7297 | 2.5728 | 5.1659 | 9.6882 | 4.3935 | 10.4189 | 8.8631 | 5.1126 | 5.55 | 9.0366 | 8.4698 | 4.819 | 4.7952 | 5.0286 | 6.5877 | 9.9157 | 5.9827 | 8.3091 | 6.0798 | 5.9612 | 13.1243 | 11.2322 | 5.0971 | 7.5584 | 3.6596 | 6.171 | 4.8154 | 17.1878 | 6.5749 | 8.8742 | 3.9823 | 5.152 | 6.9898 | 6.974 | 5.4558 | 9.8402 | 6.6506 | 5.8559 | 9.3508 | 4.3945 | 8.7404 | 4.6542 | 7.5149 | 2.4867 | 6.3602 | 6.1997 | 5.3137 | 4.6699 | 4.1732 | 7.8173 | 6.8699 | 7.7967 | 5.8002 | 9.0958 | 7.3249 | 12.0702 | 3.7754 | 7.3606 | 6.9572 | 7.8149 | 4.8443 | 4.313 | 7.8646 | 7.4723 | 7.2233 | 11.9193 | 8.1022 | 6.9443 | 3.0126 | 9.9115 | 4.2319 | 4.2763 | 5.6896 | 1.932 | 8.4486 | 5.1686 | 6.8139 | 8.8963 | 2.2843 | 6.3003 | 6.7606 | 0.1053 | 5.1928 | 6.5049 | 3.9763 | 14.0966 | 3.568 | 5.7894 | 10.576 | 5.9456 | 14.2881 | 8.12 | 11.5332 | 4.8793 | 7.9433 | 5.5118 | 4.2477 | 6.3215 | 2.5416 | 7.6567 | 5.5268 | 2.7812 | 9.6523 | 6.5538 | 7.3139 | 8.7328 | 6.7624 | 7.6935 | 7.5865 | 4.2565 | 7.466 | 7.991 | 9.5847 | 10.0384 | 4.9232 | 8.6772 | 4.6317 | 2.6004 | 12.6035 | 3.6747 | 6.5402 | 7.9962 | 1.9698 | 4.35 | 7.7283 | 5.768 | 3.7978 | 6.7812 | 8.0404 | 7.4236 | 10.645 | 11.4822 | 6.0526 | 5.1328 | 4.8831 | 16.577 | 5.7043 | 6.7652 | 6.3562 | 14.1669 | 14.4711 | 5.8775 | 2.8587 | 4.4717 | 11.5443 | 6.1951 | 3.9099 | 2.685 | 9.345 | 8.1811 | 6.031 | 7.5212 | 4.7145 | 5.215 | 9.2908 | 6.5233 | 4.8901 | 6.5322 | 4.5493 | 6.2258 | 8.5213 | 4.9242 | 6.6683 | 6.5682 | 5.194 | 6.7249 | 7.5438 | 5.0082 | 3.8332 | 7.9406 | 11.8823 | 2.6955 | 5.2638 | 5.892 | 8.0289 | 5.4599 | 11.5812 | 4.867 | 12.704 | 9.694 | 8.575 | 5.564 | 4.7783 | 10.2356 | 4.0808 | 8.3478 | 11.8935 | 6.973 | 6.2311 | 5.5305 | 4.2084 | 6.7152 | 5.8678 | 9.8957 | 5.0949 | 5.4479 | 10.9116 | 7.4879 | 10.4668 | 3.9885 | 10.3177 | 9.3396 | 7.4635 | 6.3015 | 9.8262 | 9.4604 | 6.4193 | 6.2707 | 2.9388 | 11.0991 | 8.7072 | 7.8655 | 20.2707 | 9.245 | 4.5806 | 2.941 | 5.093 | 8.5309 | 4.0044 | 5.8171 | 10.6289 | 6.1582 | 11.0538 | 5.2018 | 4.0241 | 3.6582 | 3.9522 | 9.1017 | 7.3001 | 4.798 | 5.0881 | 6.0285 | 2.7595 | 3.5155 | 7.1427 | 3.8675 | 8.3088 | 9.3289 | 6.2144 | 7.0129 | 4.4775 | 6.0453 | 8.5224 | 5.7847 | 10.7357 | 3.5091 | 6.8559 | 9.0347 | 7.7505 | 4.6736 | 4.3177 | 5.9911 | 3.7133 | 11.1176 | 6.2669 | 4.4674 | 5.1601 | 5.9459 | 6.6072 | 6.9505 | 11.194 | 3.0703 | 6.0211 | 3.2454 | 3.9867 | 5.3912 | 6.2868 | 5.5988 | 8.2942 | 7.9247 | 6.2726 | 5.794 | 3.4177 | 6.3494 | 4.3008 | 5.0005 | 4.6751 | 4.5373 | 7.8216 | 6.378 | 5.6441 | 5.1463 | 3.6025 | 4.373 | 8.6497 | 5.3426 | 13.3923 | 2.9408 | 6.4794 | 14.0591 | 10.3025 | 7.8394 | 12.5403 | 10.085 | 4.4151 | 5.3925 | 7.4298 | 6.3878 | 6.8183 | 9.7648 | 4.986 | 5.3961 | 8.5021 | 4.0654 | 2.6032 | 7.5858 | 10.1552 | 4.8539 | 6.1035 | 6.7427 | 6.0808 | 3.9253 | 6.6136 | 5.5022 | 5.1906 | 9.1608 | 7.186 | 5.9388 | 5.3333 | 4.1887 | 5.9425 | 11.4107 | 10.3557 | 11.6824 | 4.7821 | 5.9913 | 0.98546 | 6.0019 | 3.0774 | 7.9641 | 7.3715 | 6.3432 | 6.8785 | 4.6117 | 7.0437 | 10.4334 | 4.5988 | 6.9923 | 9.9959 | 11.4743 | 6.2339 | 9.0917 | 6.5243 | 6.7877 | 9.7388 | 6.3181 | 4.7967 | 5.7101 | 2.968 | 10.0893 | 5.5542 | 4.0494 | 9.8074 | 8.9634 | 6.4842 | 4.1597 | 2.1298 | 9.7741 | 5.8637 | 3.5417 | 8.1106 | 5.6464 | 2.3205 | 6.5759 | 6.5624 | 8.1953 | 7.4305 | 6.2768 | 3.6968 | 3.7617 | 12.0884 | 2.9305 | 8.0848 | 4.5682 | 2.7731 | 5.441 | 5.0251 | 2.6321 | 8.392 | 9.0304 | 7.1155 | 5.5442 | 8.3505 | 9.0667 | 7.5097 | 8.3431 | 10.3765 | 7.6167 | 1.0056 | 3.8977 | 4.5495 | 6.0457 | 5.8896 | 5.3849 | 6.8058 | 4.8615 | 9.1572 | 6.6224 | 4.0425 | 3.7958 | 4.7552 | 8.7786 | 4.3256 | 7.4099 | 11.932 | 6.411 | 6.0195 | 9.3312 | 6.4177 | 5.7393 | 9.1459 | 3.6398 | 5.8839 | 2.5364 | 6.2211 | 10.4267 | 7.5982 | 2.989 | 6.4411 | 3.9799 | 5.7469 | 2.7632 | 6.6491 | 8.9999 | 8.0559 | 13.1556 | 4.9355 | 8.8613 | 6.1369 | 3.8475 | 6.3769 | 6.9411 | 9.3795 | 17.1163 | 10.4501 | 8.1817 | 9.8417 | 6.9387 | 5.1993 | 3.9776 | 8.6208 | 6.3242 | 10.3083 | 5.5884 | 4.2384 | 5.3315 | 7.3402 | 9.4636 | 8.8782 | 12.513 | 5.1193 | 8.584 | 7.3138 | 3.8585 | 5.5303 | 9.5196 | 5.4231 | 8.4495 | 11.4511 | 3.2077 | 8.5103 | 5.6663 | 9.5334 | 6.5666 | 5.1799 | 4.5306 | 3.4399 | 5.3457 | 4.8326 | 8.3361 | 5.4807 | 5.2929 | 3.7255 | 2.5647 | 7.093 | 11.6845 | 5.4331 | 5.5552 | 8.8553 | 4.9402 | 7.7999 | 5.8718 | 5.5051 | 6.0673 | 0.19866 | 5.6986 | 8.6201 | 8.172 | 4.2324 | 10.5952 | 8.0644 | 4.5907 | 8.1677 | 4.8321 | 6.2506 | 7.1714 | 5.0061 | 6.0151 | 7.956 | 7.1338 | 12.9892 | 6.7099 | 4.3502 | 8.0396 | 11.4832 | 4.0498 | 7.6389 | 10.3403 | 3.6006 | 11.6286 | 5.5975 | 7.2458 | 3.686 | 5.1001 | 6.7896 | 6.4568 | 9.2345 | 8.4822 | 5.2618 | 6.3811 | 9.8768 | 5.62 | 13.358 | 8.2563 | 4.1361 | 6.081 | 10.5169 | 7.4162 | 3.5864 | 5.074 | 4.923 | 3.9123 | 4.0102 | 3.4202 | 6.2678 | 10.0495 | 6.5503 | 13.0022 | 7.7689 | 5.3089 | 7.9109 | 5.6618 | 11.7767 | 6.2509 | 7.0625 | 7.9181 | 8.3035 | 5.4209 | 13.5788 | 6.9456 | 8.0959 | 7.6373 | 5.9412 | 11.7795 | 5.3912 | 4.8853 | 17.9555 | 4.7371 | 4.2834 | 9.0939 | 7.5081 | 7.4346 | 4.2255 | 4.7192 | 4.5973 | 2.3576 | 8.1998 | 8.2073 | 8.9938 | 4.6123 | 2.5543 | 5.0483 | 10.923 | 9.3564 | 7.5876 | 3.7356 | 6.431 | 11.872 | 16.6558 | 5.2121 | 8.4962 | 9.5604 | 9.2531 | 7.6493 | 10.6573 | 7.3639 | 4.5154 | 6.3223 | 8.8186 | 3.6564 | 5.3835 | 3.7199 | 7.8996 | 5.711 | 6.1603 | 2.9097 | 4.8613 | 3.8125 | 8.2987 | 5.1719 | 4.4923 | 3.4379 | 4.8622 | 9.4041 | 7.5132 | 6.4454 | 8.9875 | 5.3767 | 5.322 | 6.1521 | 3.8611 | 5.3578 | 1.5609 | 6.8903 | 4.2797 | 5.1989 | 9.9853 | 3.5951 | 5.3485 | 9.4057 | 12.0823 | 5.5346 | 5.1908 | 6.1627 | 13.4241 | 4.6953 | 4.5148 | 8.922 | 8.4782 | 4.8957 | 6.1458 | 8.2946 | 5.709 | 6.7368 | 4.4806 | 5.2579 | 5.5091 | 4.4476 | 8.9902 | 4.773 | 4.0002 | 5.0837 | 6.7086 | 5.9784 | 6.3543 | 15.8495 | 9.9141 | 12.4886 | 7.9077 | 9.9644 | 9.0087 | 4.548 | 4.7536 | 5.3817 | 1.9544 | 8.4119 | 5.6531 | 3.7282 | 11.5157 | 10.7439 | 8.3394 | 11.9319 | 6.995 | 7.6232 | 13.7093 | 8.0004 | 6.6033 | 1.8352 | 10.265 | 6.7716 | 4.8396 | 3.793 | 4.269 | 4.169 | 5.766 | 3.6071 | 10.3652 | 9.7508 | 6.628 | 5.7435 | 6.6637 | 11.4624 | 6.7132 | 9.563 | 2.3908 | 6.0599 | 4.3669 | 5.9825 | 5.0934 | 12.1107 | 4.964 | 4.6667 | 4.2636 | 4.6108 | 3.0259 | 9.4879 | 7.8127 | 8.9391 | 4.8204 | 13.6918 | 4.4233 | 4.2765 | 4.691 | 5.9297 | 5.0453 | 2.9789 | 3.4697 | 5.8171 | 4.2598 | 6.1545 | 2.889 | 13.4343 | 6.8775 | 11.9547 | 4.396 | 10.8887 | 6.2877 | 8.5681 | 4.6823 | 8.1284 | 7.0294 | 8.4605 | 4.8945 | 3.4169 | 4.6424 | 4.7254 | 6.7758 | 6.8647 | 6.2708 | 7.5708 | 10.452 | 10.404 | 6.6322 | 4.163 | 9.0883 | 5.6159 | 8.8155 | 6.1805 | 6.7829 | 6.2742 | 4.4249 | 5.5746 | 7.3486 | 8.7774 | 8.9025 | 4.8019 | 4.9083 | 7.73 | 9.3287 | 7.3435 | 2.7828 | 11.0985 | 7.734 | 11.8548 | 6.6507 | 7.5676 | 7.809 | 9.3276 | 4.4637 | 11.0005 | 4.3886 | 10.3438 | 7.904 | 8.5041 | 4.378 | 4.4558 | 5.1654 | 5.9936 | 10.6813 | 5.2112 | 7.5881 | 6.193 | 6.2145 | 9.8483 | 5.4764 | 7.146 | 4.2468 | 2.778 | 6.8635 | 6.7643 | 15.2237 | 11.5785 | 10.176 | 3.5568 | 4.4181 | 4.7427 | 7.7557 | 7.7831 | 2.8464 | 11.9722 | 7.332 | 6.2212 | 4.1432 | 6.5221 | 8.76 | 5.3567 | 5.0045 | 4.3325 | 8.1781 | 4.209 | 6.6863 | 6.1499 | 12.3277 | 4.3404 | 6.1253 | 4.0013 | 6.4277 | 3.7308 | 4.9256 | 9.1112 | 5.5443 | 8.2818 | 5.1117 | 5.5575 | 11.3214 | 7.1403 | 4.1245 | 3.7116 | 7.7148 | 5.6725 | 4.653 | 4.7162 | 5.1708 | 6.0112 | 8.3034 | 6.3615 | 4.1618 | 3.502 | 3.2101 | 4.6103 | 4.5609 | 4.3319 | 10.0896 | 10.1663 | 9.5952 | 3.45 | 7.4888 | 6.7853 | 5.0578 | 8.3964 | 9.3547 | 5.534 | 7.0544 | 5.9442 | 4.8669 | 4.0124 | 9.472 | 8.1969 | 5.909 | 6.1936 | 9.8257 | 6.777 | 8.8179 | 5.0772 | 7.1425 | 11.0616 | 6.3507 | 4.8601 | 4.9486 | 2.6 | 9.4387 | 6.786 | 7.1283 | 9.4336 | 9.4392 | 6.0143 | 5.6809 | 5.4939 | 9.8607 | 4.6139 | 8.0622 | 6.5842 | 11.741 | 9.208 | 4.8279 | 9.3516 | 3.9319 | 8.084 | 9.697 | 6.7619 | 7.8586 | 4.5954 | 5.5868 | 9.7957 | 7.7021 | 5.0733 | 5.4378 | 3.8747 | 11.0254 | 8.9249 | 4.4972 | 7.4071 | 9.1256 | 5.505 | 6.1685 | 12.6665 | 13.4415 | 11.8254 | 14.1092 | 6.8305 | 5.0803 | 5.2626 | 7.5112 | 5.3901 | 7.3515 | 5.071 | 8.7203 | 7.4747 | 9.6526 | 6.4803 | 11.778 | 6.2161 | 7.9249 | 6.8225 | 3.7309 | 5.4708 | 6.4569 | 8.1339 | 4.1169 | 4.3248 | 4.9969 | 5.3429 | 12.2979 | 6.0978 | 6.127 | 3.3522 | 2.5946 | 6.2847 | 12.2651 | 6.6701 | 8.3937 | 6.9451 | 7.6784 | 5.0322 | 7.0196 | 3.406 | 14.2195 | 6.7865 | 5.6707 | 5.4619 | 7.7833 | 5.3686 | 2.8658 | 10.5712 | 16.0207 | 4.2448 | 6.5801 | 4.9731 | 5.4635 | 1.7848 | 7.1013 | 10.7754 | 11.3276 | 4.5993 | 5.0086 | 6.599 | 6.8706 | 4.4386 | 10.2587 | 6.2389 | 12.1216 | 2.2931 | 3.8452 | 11.3873 | 8.7739 | 5.0117 | 3.7184 | 7.1373 | 10.2409 | 7.42 | 7.4596 | 7.3067 | 7.2835 | 5.0927 | 8.6267 | 5.3231 | 3.9997 | 11.5971 | 5.4957 | 0.25711 | 6.5882 | 5.5398 | 8.8422 | 12.6764 | 3.8164 | 4.2949 | 9.2269 | 8.9277 | 9.3252 | 4.796 | 9.5301 | 6.5637 | 5.8518 | 6.8161 | 8.9882 | 5.0916 | 8.7054 | 9.1027 | 7.4834 | 4.8226 | 4.7125 | 6.5139 | 6.9961 | 5.2049 | 3.4562 | 9.9668 | 7.7606 | 4.1232 | 16.9959 | 11.5369 | 4.3707 | 3.0278 | 7.4045 | 5.0773 | 5.4386 | 4.665 | 10.4736 | 6.8229 | 4.3981 | 3.6218 | 11.365 | 2.3011 | 9.2061 | 7.2242 | 10.7436 | 5.0557 | 12.1131 | 8.2386 | 4.3752 | 6.1231 | 3.6531 | 4.801 | 5.1847 | 6.517 | 3.3294 | 6.2215 | 6.7859 | 17.7032 | 8.4962 | 7.1344 | 5.4708 | 8.5734 | 7.6835 | 6.2505 | 3.7709 | 8.1874 | 5.7742 | 3.7827 | 7.3915 | 7.6555 | 16.6716 | 7.9263 | 0.05565 | 9.0774 | 6.3243 | 6.7438 | 14.05 | 6.1489 | 7.8809 | 5.8647 | 8.9595 | 4.3135 | 5.7056 | 15.069 | 8.1233 | 9.6989 | 8.7153 | 8.6234 | 5.0362 | 6.081 | 3.9628 | 7.3455 | 11.4482 | 6.0917 | 4.5238 | 5.6535 | 6.885 | 6.4684 | 6.0137 | 2.3732 | 13.2141 | 4.8205 | 10.2141 | 4.1726 | 7.9026 | 4.0463 | 3.7634 | 6.0873 | 4.7526 | 8.2384 | 5.8925 | 7.2895 | 9.0943 | 2.6405 | 3.336 | 9.7662 | 7.8986 | 3.8129 | 4.8898 | 6.3584 | 6.2991 | 6.8561 | 8.9117 | 8.1668 | 4.4831 | 8.6594 | 5.6313 | 7.6837 | 3.7691 | 3.889 | 7.8066 | 5.5454 | 4.892 | 6.5024 | 6.7571 | 8.4282 | 4.3998 | 4.5299 | 8.128 | 4.7603 | 3.3822 | 6.2975 | 10.6878 | 5.5524 | 7.9615 | 2.2981 | 6.9266 | 5.8735 | 5.775 | 7.6369 | 8.4029 | 5.4838 | 5.8492 | 7.6454 | 9.246 | 7.1704 | 7.1896 | 4.6506 | 8.9759 | 9.4522 | 10.5089 | 4.2493 | 7.221 | 5.8997 | 5.5606 | 7.489 | 6.6382 | 7.042 | 3.5028 | 7.0294 | 3.1021 | 5.4851 | 3.6102 | 7.0414 | 5.8316 | 13.1081 | 3.6526 | 6.6669 | 7.6891 | 10.2659 | 6.4668 | 8.0603 | 7.8976 | 10.7288 | 9.4765 | 6.5337 | 5.6537 | 6.2356 | 8.4611 | 3.2443 | 5.7097 | 3.8236 | 6.6377 | 11.4116 | 8.4645 | 2.6603 | 10.4416 | 10.0675 | 10.6901 | 7.3665 | 5.7661 | 10.795 | 6.5561 | 3.2818 | 3.8235 | 7.0895 | 7.2727 | 4.0713 | 7.0905 | 6.9801 | 5.9703 | 10.426 | 7.1431 | 5.0805 | 8.5259 | 10.1085 | 6.4033 | 12.5968 | 3.448 | 4.8542 | 5.9454 | 15.6157 | 4.685 | 11.0955 | 5.9579 | 10.2984 | 14.7513 | 6.3457 | 6.9976 | 8.3787 | 6.1842 | 4.5692 | 3.1914 | 4.6068 | 6.2993 | 6.9441 | 3.976 | 4.1194 | 6.6517 | 12.0737 | 7.2587 | 5.6962 | 13.3288 | 7.1582 | 7.532 | 6.8435 | 4.5745 | 4.4448 | 2.836 | 9.6113 | 11.6861 | 1.9886 | 8.0116 | 3.5071 | 12.8214 | 5.067 | 8.2241 | 5.4478 | 9.9715 | 9.5866 | 3.6198 | 6.0141 | 4.7342 | 8.2445 | 9.868 | 2.0524 | 7.0153 | 4.6392 | 14.1811 | 7.6947 | 8.4994 | 4.282 | 7.9856 | 12.3589 | 4.7764 | 5.7768 | 12.0227 | 4.7432 | 5.9397 | 6.8667 | 7.3739 | 6.3241 | 4.9054 | 13.9004 | 7.0043 | 5.9375 | 7.3619 | 16.4099 | 8.0595 | 3.2546 | 14.262 | 6.4635 | 7.9955 | 5.4304 | 6.732 | 4.9277 | 4.8465 | 7.3551 | 12.9037 | 3.931 | 4.5524 | 3.8278 | 15.7076 | 4.1488 | 7.891 | 6.8286 | 7.1536 | 6.6426 | 8.7343 | 5.9317 | 5.6978 | 9.8771 | 8.4487 | 7.2188 | 6.9608 | 5.6596 | 14.3633 | 8.307 | 8.7443 | 8.0925 | 4.5204 | 9.7719 | 7.8396 | 4.1016 | 14.1482 | 5.4479 | 6.0451 | 9.0415 | 11.4225 | 3.7968 | 3.3149 | 4.5044 | 7.6118 | 4.4933 | 8.2666 | 3.9684 | 3.6857 | 6.9996 | 7.4788 | 7.1155 | 6.7609 | 15.4417 | 8.0666 | 9.7168 | 2.7317 | 6.5944 | 6.3562 | 7.6907 | 6.1326 | 6.9799 | 3.5467 | 5.7991 | 7.5655 | 14.9411 | 5.0495 | 5.0083 | 5.0477 | 10.3301 | 9.9032 | 8.3388 | 5.468 | 7.0709 | 5.7586 | 4.7684 | 7.1498 | 4.387 | 4.4804 | 8.1776 | 5.5852 | 3.1636 | 5.4181 | 8.3747 | 3.063 | 3.8034 | 3.1441 | 6.6942 | 12.0382 | 4.9623 | 3.4595 | 9.2231 | 4.9643 | 10.5251 | 4.9626 | 7.5463 | 6.5193 | 4.201 | 8.6456 | 3.3727 | 9.45 | 2.8967 | 4.9052 | 2.412 | 3.8894 | 8.8462 | 4.323 | 8.1981 | 4.6029 | 4.2427 | 5.8029 | 13.3612 | 12.5525 | 5.8561 | 8.6898 | 6.7449 | 14.2841 | 5.1016 | 6.1723 | 9.7989 | 3.4957 | 6.0374 | 10.1339 | 10.1913 | 2.5895 | 11.9696 | 6.9442 | 3.6358 | 5.4145 | 8.3573 | 7.0604 | 7.4323 | 7.4561 | 8.2433 | 7.9508 | 6.2868 | 5.7176 | 6.0044 | 7.7868 | 7.4111 | 4.3829 | 8.7306 | 6.4566 | 3.8169 | 5.4415 | 2.9757 | 10.018 | 3.942 | 0.23244 | 6.1577 | 10.1378 | 2.3261 | 2.0966 | 7.0716 | 8.3778 | 4.9864 | 5.7028 | 11.949 | 4.8658 | 0.0015551 | 7.4926 | 7.1585 | 4.0823 | 9.0657 | 7.4241 | 6.9948 | 5.6824 | 6.204 | 3.9524 | 4.2103 | 5.8194 | 11.7475 | 14.0146 | 9.9607 | 7.7989 | 10.7894 | 6.7735 | 7.1915 | 5.2452 | 6.957 | 3.6649 | 9.5096 | 5.193 | 7.7921 | 6.3513 | 8.9117 | 3.1659 | 6.0562 | 3.4871 | 6.8599 | 5.582 | 4.4873 | 9.8241 | 6.303 | 0.4233 | 9.6984 | 6.3131 | 7.6454 | 6.6277 | 3.6646 | 4.3061 | 12.1848 | 10.5612 | 5.6894 | 4.0874 | 3.7503 | 2.5997 | 6.9846 | 3.323 | 7.2523 | 7.5905 | 7.1264 | 5.6299 | 8.5655 | 0.64484 | 6.2757 | 6.9659 | 3.9231 | 2.6065 | 4.5441 | 6.0421 | 6.3412 | 8.886 | 9.6608 | 3.8559 | 8.3108 | 6.998 | 11.6364 | 8.478 | 9.4173 | 8.1465 | 5.6485 | 11.2723 | 7.1448 | 4.726 | 4.3063 | 3.7311 | 5.7881 | 6.2862 | 9.5124 | 5.3604 | 7.3756 | 3.6007 | 9.1924 | 6.2331 | 4.3984 | 7.0689 | 5.7122 | 7.0082 | 4.7276 | 2.455 | 8.6529 | 8.7081 | 7.946 | 5.4817 | 11.883 | 3.0953 | 9.064 | 9.0723 | 4.471 | 5.2928 | 5.7712 | 6.3555 | 0.057709 | 4.1414 | 5.0053 | 5.6862 | 5.415 | 9.1697 | 4.4134 | 6.8905 | 6.4341 | 7.4368 | 4.4857 | 6.065 | 4.525 | 3.1045 | 3.6958 | 16.3219 | 3.9441 | 5.4597 | 2.576 | 6.0044 | 2.7336 | 5.9194 | 5.6625 | 6.9115 | 5.9678 | 4.9794 | 11.8334 | 7.7742 | 3.8735 | 7.6924 | 7.4184 | 10.91 | 3.0815 | 5.5628 | 5.3341 | 6.3357 | 7.9241 | 3.2508 | 5.9266 | 6.8538 | 9.8141 | 5.4665 | 2.2722 | 6.3586 | 5.5139 | 4.7662 | 5.2011 | 6.3486 | 6.0343 | 11.0018 | 8.6077 | 5.9497 | 8.1478 | 9.8314 | 3.0556 | 5.4741 | 5.1613 | 8.3686 | 3.2212 | 4.7931 | 5.754 | 4.7034 | 8.6074 | 10.3136 | 8.3329 | 3.9766 | 3.9509 | 4.9798 | 9.2294 | 8.2359 | 5.545 | 9.6839 | 5.8354 | 3.2173 | 5.1806 | 5.3109 | 4.6527 | 9.8724 | 9.3711 | 5.2448 | 14.1952 | 6.1292 | 4.6075 | 8.5516 | 4.6647 | 6.7814 | 6.6537 | 7.9391 | 10.58 | 8.0243 | 7.4987 | 9.7379 | 4.4967 | 5.6924 | 9.0062 | 5.9785 | 5.8638 | 6.6686 | 7.595 | 4.8954 | 5.6639 | 5.3634 | 5.0222 | 5.2534 | 9.1127 | 8.49 | 4.05 | 7.247 | 10.6961 | 3.6432 | 7.4902 | 8.0365 | 5.0764 | 5.3427 | 4.6054 | 4.1991 | 7.9382 | 5.6355 | 6.6586 | 5.7562 | 7.965 | 9.6048 | 6.957 | 10.1463 | 11.5982 | 7.2457 | 6.7435 | 10.8972 | 8.035 | 7.0546 | 4.8732 | 7.77 | 8.752 | 3.4908 | 7.0859 | 7.2198 | 6.1119 | 8.199 | 4.0088 | 8.9813 | 9.8421 | 7.8765 | 3.586 | 3.7755 | 8.9883 | 5.8526 | 3.8101 | 7.5247 | 8.309 | 5.6441 | 6.856 | 4.0697 | 4.9288 | 5.2142 | 7.564 | 10.2084 | 9.8207 | 0.75606 | 3.4401 | 8.8907 | 2.9677 | 3.7872 | 8.1517 | 9.501 | 4.0936 | 3.8914 | 6.1695 | 3.1401 | 5.9687 | 9.3432 | 7.766 | 7.4472 | 5.289 | 6.6368 | 4.9484 | 3.768 | 6.7145 | 2.8456 | 3.5527 | 5.7653 | 3.0274 | 9.1064 | 6.1125 | 7.3542 | 7.4419 | 6.9504 | 4.5622 | 6.2075 | 9.12 | 3.5413 | 5.7607 | 6.9813 | 4.8801 | 5.9605 | 7.3135 | 3.7545 | 4.3994 | 3.8191 | 4.8439 | 8.1966 | 7.8432 | 4.8538 | 11.3625 | 5.849 | 2.0517 | 9.33 | 6.0124 | 7.4242 | 14.0988 | 10.5455 | 2.0913 | 3.8231 | 5.2871 | 11.1336 | 7.4322 | 4.9036 | 3.5795 | 8.8003 | 6.1073 | 12.1333 | 3.4398 | 4.5559 | 6.5833 | 5.7001 | 7.5407 | 5.3672 | 7.803 | 6.7419 | 5.3659 | 6.9605 | 7.7068 | 6.2016 | 4.4049 | 10.9155 | 7.7446 | 9.405 | 4.0974 | 3.8011 | 8.7989 | 8.2131 | 8.953 | 5.1485 | 5.9672 | 6.3085 | 8.6754 | 4.013 | 7.5423 | 6.339 | 13.6028 | 6.3354 | 6.8858 | 4.0147 | 5.3846 | 7.7967 | 6.8838 | 6.1883 | 4.2907 | 6.3633 | 7.7777 | 5.9679 | 6.2067 | 5.501 | 9.1198 | 7.7111 | 11.9697 | 5.3467 | 8.2233 | 5.4011 | 7.7409 | 2.417 | 10.079 | 2.9926 | 1.3468 | 4.0889 | 2.5966 | 5.8301 | 5.6411 | 5.5901 | 7.023 | 9.425 | 6.1196 | 5.0268 | 14.255 | 13.9367 | 9.5475 | 7.6492 | 6.1956 | 4.3288 | 8.3725 | 4.3687 | 7.4659 | 3.1119 | 3.4446 | 8.294 | 4.7295 | 7.4576 | 8.2825 | 11.6483 | 6.7573 | 3.5161 | 4.2972 | 5.7384 | 8.7916 | 3.4069 | 4.0611 | 9.4149 | 5.2096 | 3.4318 | 8.546 | 3.8304 | 7.5117 | 5.1507 | 5.8223 | 6.2937 | 9.3799 | 8.2233 | 2.3254 | 4.3191 | 6.7496 | 5.1497 | 7.835 | 7.3341 | 8.5584 | 3.4473 | 7.5232 | 6.6745 | 4.9114 | 5.1573 | 4.9276 | 7.5958 | 5.4815 | 6.5651 | 4.8506 | 8.5422 | 5.9638 | 5.6909 | 7.3856 | 6.1695 | 8.4308 | 11.1398 | 5.0121 | 5.7711 | 4.0713 | 3.2657 | 7.4618 | 11.0023 | 7.6082 | 10.0439 | 6.4884 | 10.214 | 8.1042 | 3.0711 | 3.2523 | 6.7378 | 6.2522 | 6.8937 | 5.4987 | 10.1543 | 11.0862 | 11.5162 | 5.9982 | 9.3783 | 4.9971 | 6.6984 | 11.3303 | 5.7917 | 16.1886 | 10.9321 | 8.3118 | 6.2279 | 5.5373 | 6.9699 | 6.9152 | 4.2253 | 7.2886 | 7.3819 | 6.0319 | 7.4561 | 4.6652 | 8.1904 | 16.6094 | 5.0347 | 4.8754 | 5.9295 | 6.8492 | 5.4096 | 18.8683 | 5.2048 | 3.7303 | 6.8553 | 6.483 | 6.6051 | 3.0941 | 10.4521 | 3.0454 | 4.0692 | 8.744 | 12.53 | 5.8302 | 4.699 | 11.4784 | 8.4396 | 9.2631 | 12.5238 | 5.2929 | 8.8007 | 7.7364 | 3.2118 | 10.6809 | 3.7539 | 12.216 | 7.4652 | 3.9498 | 13.2817 | 7.5459 | 8.2933 | 7.825 | 17.5124 | 6.3586 | 8.9451 | 4.4223 | 4.2168 | 9.387 | 4.5685 | 12.1525 | 6.3427 | 3.8601 | 4.8749 | 7.49 | 10.9796 | 7.045 | 4.8225 | 6.696 | 7.155 | 5.3748 | 5.9297 | 4.9502 | 6.9798 | 7.143 | 8.3369 | 5.959 | 8.2597 | 4.6812 | 5.3791 | 7.0916 | 6.8454 | 3.2847 | 9.0241 | 5.7963 | 3.0263 | 6.1112 | 4.9183 | 4.5829 | 3.7794 | 3.9444 | 2.2839 | 6.8687 | 8.3314 | 6.494 | 8.6714 | 11.206 | 6.133 | 5.0096 | 7.7222 | 9.1631 | 7.7385 | 6.2727 | 7.7446 | 0.89428 | 7.8816 | 4.5793 | 6.5068 | 5.8676 | 8.006 | 5.9897 | 14.6165 | 5.4183 | 3.6959 | 9.9705 | 10.8531 | 4.4244 | 6.6693 | 9.7551 | 4.4352 | 3.4464 | 11.2547 | 6.8412 | 8.0225 | 5.5988 | 2.7414 | 8.4487 | 1.5107 | 8.5452 | 7.7237 | 3.6673 | 4.1574 | 5.2577 | 12.1794 | 5.5544 | 9.9305 | 7.8589 | 4.0536 | 6.6397 | 3.7296 | 6.2294 | 3.9922 | 4.4816 | 6.9337 | 6.5701 | 5.2065 | 2.9033 | 4.9395 | 6.4243 | 4.9675 | 5.7022 | 6.2824 | 5.933 | 6.3885 | 5.4561 | 4.4093 | 8.8634 | 3.4679 | 3.768 | 5.8383 | 8.2785 | 11.9233 | 5.4244 | 11.4614 | 4.475 | 7.57 | 9.8271 | 5.8135 | 7.152 | 6.7498 | 8.467 | 5.0634 | 6.3136 | 7.2543 | 8.1832 | 0.28665 | 4.7943 | 4.8891 | 4.5075 | 6.5984 | 7.4535 | 10.8509 | 6.116 | 3.471 | 6.3438 | 6.0966 | 8.6063 | 8.8067 | 8.9432 | 6.4408 | 5.6177 | 15.1827 | 6.8539 | 6.6004 | 5.16 | 6.9715 | 4.2266 | 10.1654 | 5.8409 | 11.0179 | 6.4144 | 7.677 | 5.9638 | 11.5694 | 3.5694 | 6.3246 | 6.77 | 5.5435 | 7.5224 | 5.9318 | 7.873 | 4.5342 | 5.1229 | 7.7709 | 3.7307 | 1.9078 | 6.7849 | 6.6532 | 5.0712 | 4.9477 | 11.9207 | 4.3297 | 9.2127 | 8.0733 | 6.9092 | 13.6144 | 3.9713 | 5.337 | 12.4261 | 10.2111 | 4.1131 | 9.4079 | 5.3986 | 8.0557 | 7.2811 | 6.2698 | 5.2055 | 7.0629 | 10.3175 | 4.5922 | 6.3127 | 3.6437 | 6.6736 | 4.1546 | 9.5541 | 3.0557 | 4.6274 | 3.765 | 7.3832 | 5.1957 | 9.7836 | 4.4423 | 7.9455 | 0.35742 | 7.0341 | 5.436 | 4.7947 | 7.7236 | 4.0573 | 11.5704 | 6.8093 | 4.562 | 3.6086 | 8.0081 | 9.3097 | 4.851 | 7.4664 | 10.5382 | 10.7777 | 6.4298 | 6.8848 | 9.3102 | 6.4651 | 5.4483 | 8.6087 | 9.5664 | 9.6484 | 5.5749 | 3.2893 | 7.727 | 8.7324 | 8.6253 | 4.2973 | 5.9387 | 12.1791 | 3.9295 | 6.1559 | 4.1928 | 8.0772 | 6.5959 | 7.8543 | 1.3546 | 3.4648 | 3.7864 | 2.814 | 11.6973 | 6.5424 | 6.5785 | 4.1472 | 8.602 | 5.2745 | 2.3447 | 6.6265 | 4.6159 | 6.1473 | 7.8431 | 10.8288 | 6.2338 | 6.5664 | 1.7966 | 7.6615 | 6.107 | 6.795 | 5.4145 | 5.3275 | 13.1702 | 3.968 | 7.4129 | 3.0845 | 7.5543 | 6.478 | 9.6641 | 2.5426 | 9.0332 | 10.6325 | 5.6593 | 12.1756 | 6.3584 | 4.3685 | 9.1226 | 6.3738 | 4.2437 | 11.2784 | 4.2002 | 8.2797 | 5.4037 | 3.4237 | 4.6203 | 9.443 | 2.5414 | 3.3452 | 5.1738 | 14.9571 | 5.4975 | 9.7325 | 5.6564 | 6.5891 | 4.2111 | 5.4986 | 5.0497 | 8.5047 | 4.5459 | 3.2443 | 11.3894 | 5.6319 | 8.2557 | 5.5892 | 9.3927 | 5.9466 | 4.4691 | 5.0019 | 5.0161 | 6.0822 | 8.3732 | 6.6856 | 8.7854 | 4.3361 | 6.0977 | 6.4429 | 5.6859 | 2.5818 | 6.9021 | 4.6318 | 7.9047 | 6.7171 | 5.8751 | 6.4502 | 9.2108 | 7.8997 | 7.9396 | 7.6565 | 6.1289 | 5.1164 | 10.0285 | 6.1404 | 16.0914 | 5.9055 | 6.1432 | 5.5757 | 4.3778 | 9.1451 | 4.4375 | 7.5803 | 8.15 | 9.5515 | 6.6267 | 4.6184 | 15.1442 | 5.6063 | 4.2481 | 4.4968 | 9.1286 | 11.1804 | 5.1411 | 6.2582 | 11.3284 | 5.7579 | 8.4601 | 7.8457 | 10.3423 | 4.6517 | 6.3225 | 7.3107 | 4.6142 | 9.1135 | 7.8353 | 10.2075 | 5.7239 | 8.5028 | 0.46914 | 4.5745 | 7.8984 | 7.3003 | 9.5641 | 5.9958 | 4.0839 | 6.7968 | 5.5954 | 8.5453 | 11.7766 | 3.4212 | 5.1412 | 4.8502 | 3.7972 | 7.2586 | 7.5223 | 5.0401 | 8.7769 | 6.5336 | 5.168 | 3.3582 | 7.124 | 11.5967 | 7.4436 | 9.3939 | 9.155 | 1.9986 | 10.2661 | 4.2519 | 5.4554 | 5.5181 | 4.212 | 7.0295 | 7.8113 | 12.4387 | 3.8726 | 0.043617 | 5.8908 | 6.1502 | 7.9675 | 7.8794 | 7.8696 | 4.4057 | 9.69 | 13.7252 | 11.3015 | 4.4048 | 13.1037 | 6.4804 | 3.6204 | 5.2768 | 4.5746 | 4.6549 | 4.0599 | 5.7754 | 6.6966 | 4.2687 | 2.7489 | 6.1113 | 8.1115 | 7.586 | 5.66 | 6.8907 | 7.2696 | 6.8385 | 5.6022 | 4.107 | 5.793 | 7.1141 | 9.4324 | 5.0796 | 9.3055 | 3.3223 | 5.3019 | 8.3676 | 12.1667 | 7.1776 | 3.9817 | 5.0321 | 4.789 | 4.1634 | 7.7711 | 8.3764 | 10.9835 | 2.963 | 6.6221 | 9.3443 | 6.6338 | 5.858 | 8.3236 | 5.359 | 10.426 | 9.5826 | 6.483 | 5.2631 | 5.7592 | 6.7471 | 6.963 | 8.7372 | 10.0674 | 8.7892 | 4.3953 | 12.0553 | 7.1438 | 5.7565 | 6.0272 | 4.6939 | 4.5815 | 3.9942 | 7.5089 | 3.6014 | 8.5001 | 0.038815 | 7.904 | 7.8581 | 5.2827 | 10.3888 | 1.8707 | 5.4829 | 4.1019 | 7.3399 | 3.7621 | 7.0542 | 11.1656 | 3.4925 | 9.726 | 4.1152 | 7.2693 | 10.2337 | 4.1297 | 6.8873 | 4.8165 | 3.5421 | 3.7821 | 9.1014 | 5.9565 | 10.4303 | 7.7924 | 8.0574 | 7.9193 | 5.7002 | 9.059 | 7.8446 | 7.82 | 4.4209 | 11.9332 | 2.9767 | 7.8688 | 6.6686 | 6.0616 | 5.1885 | 4.3922 | 6.6851 | 7.9207 | 8.4672 | 4.378 | 12.6703 | 6.8924 | 10.2735 | 4.9144 | 6.5548 | 7.6694 | 9.7439 | 3.8304 | 4.4436 | 5.8791 | 10.3719 | 11.8503 | 5.8076 | 7.0243 | 5.112 | 2.6327 | 4.5372 | 13.2056 | 8.8146 | 3.6264 | 5.7197 | 7.6673 | 8.9336 | 9.7878 | 4.191 | 6.9029 | 7.1201 | 9.538 | 2.9183 | 6.4592 | 3.0951 | 7.9287 | 4.8493 | 5.0269 | 5.3275 | 3.0152 | 2.409 | 4.9766 | 5.6689 | 2.9493 | 3.9403 | 6.1327 | 14.5809 | 5.7502 | 2.0478 | 10.5774 | 10.339 | 9.8308 | 7.6653 | 4.9887 | 7.8141 | 11.6992 | 4.3946 | 7.6931 | 6.9338 | 3.9907 | 7.488 | 11.704 | 6.0479 | 12.3339 | 2.8486 | 8.5129 | 6.827 | 8.8566 | 2.0552 | 9.6001 | 5.0741 | 6.0139 | 7.0898 | 6.9237 | 2.1143 | 13.3762 | 5.3793 | 2.559 | 7.9725 | 3.7986 | 13.7344 | 6.3206 | 6.2558 | 10.6175 | 6.3214 | 8.9879 | 7.5514 | 5.9386 | 9.2578 | 3.1597 | 7.9484 | 4.0787 | 5.5123 | 7.1358 | 5.1802 | 9.0458 | 4.4569 | 6.0655 | 8.0527 | 5.4657 | 7.0385 | 7.5848 | 9.1868 | 7.009 | 6.9824 | 11.8241 | 3.4393 | 7.643 | 8.4889 | 7.1088 | 2.8286 | 5.0237 | 3.659 | 8.6678 | 6.4699 | 4.3691 | 9.8379 | 5.3074 | 9.1942 | 4.6928 | 15.0203 | 7.0422 | 2.8979 | 4.6742 | 5.7769 | 4.3271 | 5.749 | 6.6925 | 7.7319 | 4.9542 | 9.1374 | 7.5029 | 8.095 | 7.6482 | 5.5662 | 7.2758 | 3.6122 | 5.3796 | 9.6166 | 7.5398 | 6.0658 | 11.1332 | 10.8417 | 5.6731 | 8.448 | 4.188 | 8.2143 | 6.8941 | 10.3009 | 6.1096 | 8.3173 | 8.0545 | 4.3907 | 9.3298 | 5.8193 | 5.3651 | 7.1762 | 3.603 | 11.3155 | 4.3737 | 8.4558 | 4.2108 | 5.1464 | 7.7731 | 7.7225 | 7.0108 | 8.5505 | 6.6749 | 7.2981 | 8.735 | 3.534 | 7.1685 | 7.1027 | 10.0495 | 4.5861 | 8.6709 | 7.7435 | 3.2987 | 6.5406 | 6.9565 | 8.6263 | 4.1383 | 10.2873 | 6.9528 | 5.7416 | 5.3562 | 5.6529 | 3.6945 | 4.66 | 8.864 | 8.6513 | 10.1913 | 8.6784 | 4.683 | 14.8018 | 6.6516 | 7.931 | 8.6255 | 6.9476 | 3.6811 | 9.4096 | 7.9382 | 6.5629 | 12.2217 | 8.1014 | 6.5246 | 0.71866 | 12.8641 | 13.6611 | 9.0776 | 7.339 | 2.1724 | 4.5279 | 3.5322 | 6.2816 | 8.2447 | 10.5984 | 6.7179 | 4.6492 | 11.8251 | 6.8459 | 3.6665 | 3.8236 | 11.0524 | 5.1628 | 2.6757 | 4.4354 | 4.6012 | 8.5308 | 3.9971 | 6.549 | 4.8773 | 6.3731 | 5.5094 | 6.8689 | 7.1182 | 4.2852 | 13.0062 | 4.0888 | 2.9599 | 3.3233 | 5.6199 | 5.3787 | 6.7594 | 4.3754 | 3.7703 | 8.0756 | 6.0606 | 5.2842 | 3.8756 | 3.9872 | 5.3036 | 13.3813 | 5.1183 | 4.4621 | 8.629 | 4.9344 | 7.1182 | 5.4225 | 8.9184 | 6.5127 | 8.9107 | 4.6441 | 6.8938 | 8.9109 | 8.4529 | 7.3663 | 6.8933 | 4.346 | 6.9845 | 3.9619 | 8.0952 | 9.03 | 8.5109 | 8.9868 | 6.8907 | 12.0681 | 5.4456 | 6.4946 | 5.1692 | 6.5401 | 3.7413 | 7.1775 | 5.0627 | 10.5285 | 7.6449 | 5.6674 | 9.3771 | 4.8257 | 4.5899 | 5.4028 | 5.0378 | 5.8899 | 5.0127 | 4.4938 | 10.9594 | 11.639 | 5.4167 | 9.6019 | 7.8834 | 11.0994 | 8.5055 | 1.8954 | 13.0613 | 6.4357 | 8.1639 | 3.9345 | 2.9564 | 6.0799 | 10.1939 | 9.5732 | 5.2296 | 13.4735 | 4.0603 | 4.7738 | 9.0773 | 4.5647 | 7.1766 | 7.4116 | 2.9133 | 6.3618 | 6.0511 | 8.0173 | 5.5955 | 5.5014 | 5.3547 | 8.053 | 17.9916 | 5.6634 | 9.1076 | 6.4721 | 6.1124 | 7.5095 | 4.2426 | 7.2188 | 9.1752 | 12.1267 | 3.7496 | 4.1586 | 6.1568 | 4.943 | 8.5058 | 4.9515 | 6.6531 | 5.2141 | 8.4474 | 12.5294 | 6.3892 | 4.033 | 7.6821 | 9.2866 | 5.3302 | 3.551 | 8.2087 | 5.3186 | 4.9006 | 5.568 | 8.1882 | 5.3742 | 8.2787 | 10.5879 | 6.4136 | 6.9509 | 6.3052 | 8.0555 | 2.705 | 3.9515 | 5.1202 | 10.3121 | 6.1939 | 7.3119 | 5.2045 | 4.5111 | 3.9019 | 8.3566 | 6.0155 | 4.5485 | 4.1125 | 3.9426 | 3.9471 | 1.3712 | 5.8278 | 7.1808 | 6.5724 | 8.2252 | 8.8029 | 7.6939 | 4.3934 | 9.7278 | 5.78 | 3.8338 | 7.6206 | 7.9247 | 13.6838 | 6.2374 | 3.8482 | 6.891 | 3.9333 | 6.3016 | 5.6411 | 6.5951 | 6.8373 | 7.6558 | 7.7843 | 7.1055 | 3.179 | 6.4937 | 4.4827 | 6.1075 | 4.4919 | 4.3928 | 6.892 | 10.727 | 9.9827 | 4.8445 | 5.5022 | 3.8688 | 5.9202 | 5.7088 | 11.1748 | 5.9523 | 4.9331 | 2.5697 | 7.9611 | 5.7066 | 10.33 | 3.2386 | 3.7896 | 8.6468 | 3.0459 | 6.9847 | 12.0529 | 5.2547 | 3.9573 | 4.5148 | 5.1543 | 16.2194 | 9.2043 | 6.1144 | 7.8639 | 8.668 | 5.9631 | 2.7791 | 3.758 | 10.0771 | 6.6698 | 8.1892 | 9.009 | 7.3165 | 5.2772 | 5.655 | 8.3207 | 8.9103 | 5.52 | 11.2012 | 3.8562 | 3.7615 | 7.2892 | 4.7601 | 7.0998 | 5.7049 | 5.933 | 5.907 | 5.6974 | 6.2426 | 3.8081 | 9.7029 | 4.3274 | 5.9742 | 6.6488 | 3.1568 | 4.1525 | 10.366 | 6.7898 | 9.7249 | 3.231 | 4.5323 | 7.2768 | 10.1623 | 5.9682 | 11.3267 | 8.3334 | 10.349 | 3.5372 | 6.5928 | 6.933 | 8.7441 | 8.7656 | 3.9878 | 0.05157 | 9.0928 | 6.0185 | 5.7692 | 5.8071 | 7.5145 | 7.3818 | 3.8568 | 7.6068 | 8.647 | 4.6499 | 10.1642 | 16.9358 | 4.7801 | 7.2289 | 3.8596 | 4.9862 | 5.1409 | 9.0486 | 6.5272 | 9.1867 | 9.2782 | 6.7339 | 5.092 | 5.053 | 6.6362 | 8.763 | 11.6786 | 10.3141 | 5.49 | 7.7771 | 5.2718 | 7.0159 | 5.773 | 7.2597 | 7.0694 | 9.969 | 4.2068 | 7.4836 | 4.8108 | 4.0575 | 4.881 | 4.8117 | 4.8615 | 4.1422 | 2.8453 | 7.3345 | 7.3325 | 8.288 | 5.2456 | 11.3176 | 2.844 | 8.4849 | 6.2308 | 12.3426 | 7.0089 | 9.2864 | 5.3608 | 2.5866 | 3.14 | 7.9875 | 7.9078 | 5.6826 | 6.7677 | 7.0191 | 5.8541 | 9.7517 | 5.562 | 6.6317 | 9.5502 | 2.225 | 4.3388 | 7.9303 | 8.5136 | 6.7405 | 7.6844 | 6.6664 | 4.2033 | 10.2511 | 6.0412 | 6.0385 | 7.9797 | 6.7353 | 9.2847 | 7.9198 | 8.6575 | 5.4649 | 5.4925 | 4.6194 | 6.7142 | 5.3101 | 7.5719 | 6.7959 | 9.3192 | 5.6445 | 4.3893 | 12.1933 | 11.8598 | 8.4286 | 8.8825 | 10.099 | 6.3594 | 7.3241 | 4.0805 | 4.7949 | 6.19 | 10.1893 | 3.9927 | 6.3194 | 8.5203 | 9.3976 | 5.8448 | 0.93808 | 8.7768 | 2.9355 | 5.1174 | 2.3277 | 7.6631 | 5.1715 | 7.2447 | 4.5488 | 3.4775 | 6.5883 | 11.2187 | 4.0938 | 10.9183 | 3.7048 | 5.7644 | 4.9033 | 8.1641 | 7.1611 | 4.8706 | 9.2681 | 8.8148 | 8.4968 | 6.0566 | 4.1122 | 4.4152 | 10.9851 | 4.509 | 8.692 | 3.4249 | 9.3202 | 7.5886 | 6.0495 | 6.4711 | 6.8853 | 2.819 | 5.9225 | 11.6472 | 8.2801 | 8.2899 | 10.299 | 8.3647 | 9.5709 | 4.788 | 6.2782 | 5.6213 | 4.9937 | 5.0348 | 6.8744 | 10.0715 | 6.5646 | 5.9017 | 8.9236 | 4.0715 | 6.2128 | 7.6328 | 6.3299 | 3.5611 | 10.2513 | 5.7806 | 3.3218 | 5.2015 | 8.2692 | 4.3398 | 4.5427 | 6.8611 | 4.9535 | 5.9758 | 7.3645 | 5.3105 | 5.155 | 4.7173 | 7.6231 | 4.6548 | 9.8024 | 9.1472 | 5.1583 | 5.649 | 5.3032 | 7.7736 | 14.1072 | 6.0293 | 10.5554 | 3.1468 | 9.9479 | 2.3293 | 9.5922 | 5.4479 | 7.4363 | 8.2449 | 9.2874 | 5.2034 | 7.9909 | 7.1495 | 7.593 | 4.2655 | 9.3528 | 12.3762 | 6.9105 | 10.8708 | 5.6014 | 5.3912 | 4.3547 | 12.5363 | 4.5549 | 3.6621 | 8.2265 | 4.2693 | 4.5777 | 4.3604 | 7.456 | 6.0027 | 4.885 | 7.7838 | 6.2773 | 4.0973 | 5.0995 | 8.9105 | 10.6532 | 6.4625 | 9.0598 | 7.7083 | 5.1508 | 7.3851 | 2.675 | 4.2919 | 6.9693 | 6.1236 | 13.0321 | 4.532 | 5.1159 | 4.2073 | 8.3439 | 3.3805 | 5.0977 | 4.2293 | 6.9572 | 5.8382 | 2.2087 | 8.0648 | 9.2097 | 6.9285 | 9.6355 | 5.7072 | 13.663 | 4.8046 | 7.0052 | 7.087 | 5.3776 | 6.5738 | 2.5579 | 5.6277 | 11.4217 | 3.4733 | 3.6215 | 6.5149 | 5.4877 | 4.9976 | 3.4649 | 9.4675 | 7.6919 | 5.2535 | 4.5699 | 3.734 | 6.8326 | 13.1349 | 10.2009 | 7.1632 | 6.9908 | 4.2747 | 7.5921 | 7.8609 | 6.7335 | 5.7981 | 6.8987 | 7.7775 | 9.3357 | 7.8114 | 7.7218 | 4.2466 | 11.9451 | 6.7738 | 7.5663 | 6.9211 | 5.1744 | 5.2537 | 5.3168 | 5.9999 | 11.9144 | 4.2225 | 7.2599 | 8.2198 | 2.0503 | 3.5567 | 14.4675 | 4.2284 | 7.0008 | 8.4307 | 7.8471 | 5.8094 | 6.8965 | 3.4382 | 4.3667 | 9.1186 | 6.3809 | 5.646 | 4.075 | 6.5179 | 7.6301 | 5.0694 | 8.9284 | 5.8585 | 4.6929 | 7.2819 | 8.1551 | 7.7349 | 4.1164 | 6.5093 | 11.0832 | 3.8865 | 5.379 | 7.7312 | 4.7602 | 5.9611 | 5.7812 | 5.4041 | 5.5667 | 3.8476 | 8.8645 | 3.9774 | 5.3501 | 5.9781 | 2.8131 | 5.3063 | 5.1757 | 6.1074 | 3.642 | 3.6267 | 6.3354 | 4.2312 | 8.553 | 5.3634 | 4.1789 | 10.762 | 4.8811 | 4.3661 | 8.256 | 7.925 | 10.0116 | 7.6867 | 7.0264 | 9.5085 | 9.7227 | 3.4228 | 12.458 | 11.2567 | 7.7708 | 7.703 | 6.0849 | 4.5776 | 6.4145 | 10.9351 | 3.1686 | 7.0234 | 8.8669 | 5.7602 | 4.6746 | 7.5525 | 5.2352 | 6.0994 | 8.5335 | 5.1478 | 17.4593 | 8.8644 | 4.346 | 4.8334 | 3.0677 | 7.5274 | 5.0042 | 3.3554 | 5.1892 | 5.4437 | 8.73 | 8.5719 | 4.4775 | 13.0796 | 10.2438 | 6.6329 | 9.2389 | 3.9768 | 5.0713 | 5.8292 | 6.802 | 6.5141 | 8.5499 | 4.6214 | 7.2426 | 5.4431 | 9.6682 | 5.6447 | 10.4027 | 10.2031 | 4.9913 | 3.8404 | 7.1566 | 7.019 | 6.2982 | 4.9954 | 6.8334 | 7.7171 | 11.2869 | 2.6804 | 7.372 | 4.7259 | 8.12 | 6.4202 | 11.1653 | 6.1512 | 3.6619 | 9.0042 | 8.4591 | 6.9712 | 6.5398 | 7.1919 | 5.3288 | 11.7569 | 9.6294 | 8.4435 | 3.4636 | 6.9049 | 9.2574 | 4.9398 | 8.3724 | 5.6765 | 9.8968 | 5.7468 | 6.0283 | 5.9233 | 8.6987 | 5.4703 | 4.5868 | 5.7835 | 3.2551 | 5.6698 | 10.9219 | 2.3174 | 6.9328 | 4.2417 | 11.519 | 8.3915 | 8.8915 | 5.2601 | 5.8609 | 2.9735 | 14.7923 | 7.8219 | 6.9752 | 6.1276 | 4.7582 | 10.1753 | 5.4182 | 8.7663 | 5.97 | 9.2539 | 6.5857 | 4.5625 | 5.5209 | 4.6689 | 7.2599 | 7.3809 | 5.7017 | 4.1637 | 7.9029 | 4.4477 | 6.2728 | 5.2732 | 5.3899 | 4.6124 | 8.2412 | 6.9587 | 7.323 | 6.0773 | 0.065054 | 8.169 | 2.975 | 4.3907 | 14.0488 | 6.3999 | 6.1391 | 7.4853 | 4.5097 | 5.6565 | 6.3559 | 8.7601 | 5.037 | 4.6606 | 12.2429 | 5.4776 | 7.4814 | 0.0084499 | 3.6883 | 6.5555 | 6.6851 | 12.0269 | 9.3194 | 6.0024 | 4.5984 | 3.906 | 3.5412 | 14.2573 | 7.7908 | 4.643 | 4.6973 | 5.2742 | 4.5773 | 5.8687 | 4.8876 | 5.2749 | 4.2746 | 3.2726 | 9.7899 | 9.5254 | 5.2438 | 8.0014 | 6.3965 | 9.4488 | 6.4761 | 5.5253 | 7.8642 | 10.9248 | 4.8015 | 8.1625 | 5.1635 | 2.3624 | 8.0269 | 8.4788 | 8.9917 | 9.1293 | 5.4633 | 6.0907 | 8.911 | 6.5287 | 8.8923 | 9.3791 | 9.973 | 8.2609 | 3.7374 | 3.8896 | 8.4564 | 1.4546 | 4.6549 | 7.5491 | 4.1336 | 4.1361 | 5.0133 | 5.7406 | 8.8428 | 6.3417 | 4.4144 | 15.4982 | 6.9085 | 4.1128 | 0.91773 | 7.1568 | 7.4268 | 4.6271 | 13.8932 | 3.9849 | 4.9079 | 1.5508 | 6.2128 | 3.8631 | 4.2885 | 4.4032 | 6.179 | 7.1642 | 5.6853 | 10.0611 | 2.0156 | 11.3094 | 5.0648 | 3.1534 | 4.4936 | 5.0229 | 7.9561 | 8.6106 | 3.7821 | 8.8036 | 4.5553 | 6.3248 | 3.0379 | 7.1628 | 5.0363 | 11.0804 | 4.1079 | 9.1069 | 3.7632 | 6.7424 | 10.5133 | 8.1516 | 14.2467 | 3.5463 | 7.2026 | 5.6858 | 6.9754 | 21.9257 | 5.725 | 5.5222 | 4.8662 | 8.2361 | 5.6252 | 8.1648 | 6.7845 | 9.0458 | 13.1411 | 6.9656 | 7.8081 | 11.6122 | 4.0911 | 7.3929 | 5.5725 | 15.2593 | 3.6872 | 6.0875 | 8.9173 | 4.4374 | 4.7716 | 3.2687 | 11.1708 | 6.3284 | 1.6347 | 2.6515 | 8.1512 | 3.662 | 1.6921 | 4.2227 | 4.3803 | 7.6887 | 9.5678 | 4.6311 | 10.2381 | 9.8068 | 7.4771 | 3.9409 | 8.581 | 5.9616 | 1.2746 | 4.0376 | 5.8048 | 9.6348 | 7.267 | 5.7097 | 5.2904 | 2.0703 | 17.5265 | 6.6928 | 3.8762 | 3.0525 | 7.2347 | 5.8168 | 6.793 | 7.4303 | 6.4083 | 6.4757 | 7.3124 | 7.2399 | 6.355 | 13.3507 | 7.5897 | 2.1919 | 6.9775 | 6.7575 | 7.5856 | 7.1839 | 5.696 | 3.7653 | 4.4928 | 6.6741 | 2.8321 | 9.4708 | 9.0765 | 5.378 | 5.505 | 6.9772 | 2.2438 | 5.3097 | 7.6231 | 12.1134 | 6.8724 | 7.2515 | 3.5341 | 1.8816 | 2.3542 | 16.4699 | 8.2406 | 4.9862 | 7.7253 | 7.1892 | 2.018 | 6.8221 | 3.7559 | 3.9626 | 5.1844 | 2.9213 | 4.4056 | 7.3914 | 3.8896 | 3.2758 | 6.5888 | 9.5989 | 4.1921 | 8.5695 | 5.1972 | 7.4673 | 7.2523 | 2.9151 | 7.8875 | 6.9273 | 9.489 | 6.1368 | 4.0505 | 6.0105 | 7.9926 | 8.595 | 7.1665 | 6.2907 | 4.3959 | 13.2183 | 4.6183 | 4.0964 | 8.0707 | 5.8395 | 6.7603 | 5.2817 | 4.6002 | 3.1829 | 5.1024 | 6.2224 | 8.4395 | 4.2081 | 6.4363 | 5.1152 | 5.9901 | 10.2847 | 3.5636 | 3.5334 | 12.5908 | 6.3748 | 4.6339 | 9.3969 | 3.98 | 7.1058 | 13.5023 | 6.1669 | 6.3195 | 6.6618 | 5.517 | 3.9068 | 3.754 | 3.7939 | 6.0092 | 5.5667 | 6.1256 | 4.2637 | 4.4032 | 5.2513 | 7.3515 | 14.0565 | 7.5849 | 5.6763 | 4.4978 | 15.4405 | 6.0201 | 4.583 | 8.543 | 3.8303 | 5.6492 | 5.5481 | 3.8821 | 5.3392 | 3.2034 | 8.0123 | 8.5837 | 7.2195 | 0.2205 | 6.704 | 12.2082 | 3.0844 | 7.4416 | 7.244 | 3.6929 | 5.8324 | 3.5221 | 9.3375 | 7.3123 | 4.7605 | 6.1808 | 3.8938 | 6.9578 | 8.7065 | 6.4283 | 6.693 | 17.0888 | 9.7238 | 3.2441 | 9.0342 | 8.6556 | 5.2521 | 4.9594 | 3.0518 | 8.3459 | 9.2481 | 5.0488 | 5.8784 | 11.2712 | 5.8658 | 5.4124 | 4.6931 | 5.9429 | 9.514 | 10.8915 | 5.802 | 6.6333 | 8.7481 | 12.6071 | 4.6159 | 10.4852 | 4.6986 | 3.4006 | 5.2971 | 7.5693 | 10.9401 | 5.8625 | 4.6168 | 6.0004 | 3.6735 | 5.3767 | 5.7403 | 5.9954 | 10.8058 | 9.4382 | 7.1374 | 13.2789 | 11.179 | 4.7957 | 5.9586 | 10.9131 | 4.8352 | 7.6458 | 6.6441 | 0.12447 | 6.389 | 7.0872 | 1.9832 | 7.4508 | 8.6041 | 5.0036 | 3.6625 | 2.6198 | 3.2409 | 4.6617 | 9.6485 | 9.2622 | 7.6491 | 6.8287 | 3.7697 | 6.3152 | 6.6308 | 8.2366 | 9.7665 | 10.0153 | 6.3489 | 7.9793 | 7.0322 | 1.453 | 5.7855 | 11.0696 | 5.4073 | 7.2647 | 8.7419 | 5.9873 | 6.5236 | 6.0332 | 7.7201 | 7.5441 | 8.8205 | 10.4495 | 6.9809 | 4.2117 | 5.8862 | 5.9 | 0.0041088 | 7.7524 | 6.0636 | 3.6639 | 7.1969 | 6.6191 | 7.6245 | 10.5834 | 10.1443 | 4.5875 | 15.9801 | 3.8556 | 3.5625 | 6.3512 | 4.6978 | 11.9599 | 9.4447 | 5.5678 | 6.5329 | 3.8179 | 7.4804 | 8.4851 | 8.1892 | 11.7391 | 8.1057 | 5.5348 | 10.4844 | 6.6724 | 4.3759 | 5.3021 | 2.7529 | 7.9091 | 4.1419 | 6.2191 | 6.5891 | 6.205 | 7.1388 | 4.7632 | 5.8041 | 6.6795 | 3.3958 | 8.9447 | 7.9575 | 7.2817 | 10.8105 | 3.1371 | 5.4834 | 4.5017 | 6.7447 | 6.7408 | 10.4839 | 7.258 | 8.8211 | 6.6185 | 6.7983 | 11.5239 | 5.4105 | 8.6837 | 8.4681 | 8.806 | 4.3088 | 8.797 | 7.1566 | 7.5576 | 6.3735 | 5.7525 | 7.5111 | 4.6736 | 3.6691 | 8.0346 | 3.2354 | 3.7365 | 7.704 | 6.7599 | 8.38 | 6.0436 | 5.7528 | 7.3849 | 5.6827 | 3.3414 | 5.4761 | 4.7732 | 11.5764 | 3.895 | 14.3822 | 13.3653 | 8.7501 | 5.7048 | 5.1001 | 7.241 | 4.9654 | 5.4126 | 5.5816 | 6.9422 | 9.5599 | 6.4897 | 4.565 | 9.8456 | 8.2738 | 5.2226 | 5.3003 | 7.5273 | 4.5074 | 8.5249 | 2.5699 | 7.1199 | 7.3736 | 5.3773 | 10.1534 | 6.825 | 8.0978 | 5.5198 | 12.2713 | 7.7162 | 5.2776 | 10.1683 | 7.1631 | 3.6838 | 8.5692 | 9.5433 | 7.2426 | 8.594 | 5.3591 | 3.9173 | 7.1737 | 4.4805 | 8.4782 | 6.1487 | 8.5281 | 6.4992 | 4.8242 | 3.288 | 5.5394 | 11.8476 | 7.7902 | 5.8367 | 7.0521 | 6.3407 | 5.3545 | 8.2482 | 7.2221 | 7.5014 | 4.704 | 7.6312 | 4.517 | 7.2058 | 5.6763 | 6.2381 | 7.4758 | 5.6564 | 8.1108 | 4.9617 | 6.3393 | 5.0285 | 5.4044 | 5.6878 | 5.136 | 10.4516 | 8.9778 | 5.2411 | 6.0496 | 8.9179 | 3.6194 | 7.0369 | 7.7111 | 8.6114 | 5.1614 | 3.9201 | 16.4268 | 12.1768 | 7.9641 | 8.3075 | 5.2638 | 4.0439 | 8.176 | 4.4026 | 7.9146 | 8.6945 | 10.2128 | 13.7234 | 5.5102 | 4.0604 | 8.3262 | 2.5836 | 3.5883 | 6.2486 | 4.5016 | 7.8922 | 13.6706 | 4.199 | 4.5179 | 4.2684 | 7.6223 | 3.6309 | 12.0403 | 4.2284 | 13.1669 | 10.7216 | 6.3036 | 7.783 | 10.839 | 6.6812 | 4.8997 | 8.6717 | 2.879 | 5.5572 | 6.4062 | 6.6954 | 5.5762 | 4.8755 | 8.6957 | 11.6022 | 11.4524 | 3.9432 | 10.4904 | 4.2816 | 5.9992 | 4.6906 | 5.5851 | 7.5802 | 5.2972 | 4.9773 | 4.206 | 6.4636 | 10.4342 | 9.1158 | 5.5077 | 5.7943 | 5.7336 | 10.2461 | 7.6547 | 4.9923 | 6.5115 | 5.1892 | 9.6476 | 6.1439 | 7.643 | 5.3472 | 3.9809 | 9.7066 | 5.1055 | 7.7514 | 6.4678 | 7.3261 | 4.8636 | 4.0363 | 7.8252 | 9.6581 | 6.3705 | 9.2631 | 6.287 | 7.2063 | 5.0688 | 6.7944 | 9.7779 | 3.7846 | 6.1442 | 7.5959 | 6.9214 | 10.725 | 6.0915 | 6.6447 | 4.5031 | 7.169 | 7.6443 | 9.2759 | 1.5934 | 4.9904 | 10.098 | 5.7652 | 5.8681 | 4.0582 | 5.2309 | 8.5167 | 3.9794 | 5.156 | 2.7347 | 4.0327 | 6.0396 | 3.1877 | 5.4445 | 3.8411 | 8.0596 | 5.3399 | 6.3758 | 8.6932 | 9.7409 | 8.0483 | 6.2252 | 3.8571 | 3.7769 | 9.1508 | 5.2609 | 4.6453 | 3.614 | 4.5868 | 2.4511 | 3.17 | 7.4557 | 3.9289 | 4.5813 | 4.6961 | 4.1343 | 10.525 | 2.9905 | 4.3613 | 10.2421 | 7.0844 | 11.0937 | 6.9263 | 2.8783 | 12.6157 | 8.0209 | 8.9869 | 3.4901 | 9.0391 | 6.3681 | 3.0364 | 5.0304 | 6.2926 | 7.1199 | 5.613 | 8.6732 | 5.0365 | 4.5461 | 5.6621 | 5.2575 | 7.0752 | 2.4103 | 4.1072 | 4.191 | 4.1051 | 4.879 | 5.6783 | 4.6549 | 5.4929 | 7.6067 | 14.315 | 5.0461 | 5.4663 | 8.9155 | 5.8653 | 6.4609 | 9.5284 | 6.0335 | 2.402 | 10.1176 | 7.0852 | 6.1057 | 2.5543 | 19.8584 | 6.1199 | 11.6444 | 6.4089 | 7.0039 | 4.995 | 5.8795 | 3.4407 | 11.919 | 13.0201 | 2.5964 | 3.0226 | 3.8471 | 7.8252 | 3.6632 | 9.1656 | 4.4787 | 11.1018 | 7.6811 | 4.8549 | 4.1981 | 6.1023 | 4.9481 | 7.2338 | 3.8884 | 3.9078 | 7.6756 | 9.9508 | 9.3753 | 5.2225 | 7.3022 | 8.563 | 2.7396 | 11.3595 | 6.7401 | 5.9674 | 4.3162 | 7.9093 | 4.8967 | 3.168 | 3.9051 | 10.1865 | 2.3 | 4.4214 | 3.4702 | 5.2139 | 6.8989 | 12.3127 | 12.4892 | 9.2981 | 5.4598 | 9.5904 | 8.6364 | 4.1521 | 3.4729 | 5.2955 | 7.8411 | 4.4235 | 6.961 | 8.5427 | 9.7012 | 3.9788 | 11.9431 | 3.6305 | 11.679 | 7.6236 | 6.3101 | 9.1934 | 1.3492 | 5.4383 | 9.9448 | 4.9206 | 4.2782 | 7.6091 | 12.1718 | 8.9015 | 7.4834 | 7.1176 | 7.1276 | 7.2377 | 9.1665 | 5.6255 | 6.7313 | 6.0054 | 6.1495 | 7.5886 | 7.0552 | 5.2766 | 6.2602 | 9.807 | 7.9329 | 9.4158 | 4.7812 | 3.4578 | 4.75 | 10.8892 | 4.8073 | 7.1375 | 3.5524 | 6.57 | 4.7861 | 5.8484 | 6.6867 | 4.5902 | 8.3922 | 4.7114 | 3.2608 | 6.2079 | 3.5275 | 6.9258 | 4.3144 | 10.3212 | 6.8196 | 6.895 | 8.5551 | 5.6032 | 5.5985 | 5.9778 | 7.0073 | 3.8752 | 3.8343 | 4.5984 | 5.9195 | 4.3836 | 5.0783 | 5.7604 | 4.885 | 3.6064 | 7.1386 | 4.9448 | 4.348 | 9.0893 | 7.3805 | 8.5929 | 10.3495 | 9.8462 | 7.667 | 6.8985 | 4.649 | 9.4782 | 8.8754 | 15.5447 | 6.0223 | 10.3839 | 4.7804 | 3.3458 | 6.716 | 6.6029 | 6.7193 | 4.806 | 8.7331 | 9.7621 | 4.583 | 5.1393 | 5.2259 | 7.4192 | 7.4219 | 5.1008 | 6.2388 | 3.9188 | 10.2114 | 9.1194 | 13.6881 | 4.1102 | 6.719 | 7.3703 | 4.1747 | 8.296 | 7.0394 | 12.4145 | 4.7427 | 4.7305 | 6.9544 | 4.9274 | 6.862 | 4.5044 | 6.5484 | 4.0807 | 7.7734 | 3.1428 | 6.1194 | 11.6996 | 5.1187 | 8.4356 | 6.7005 | 11.066 | 5.2025 | 6.2765 | 8.3013 | 6.0369 | 6.5031 | 5.3795 | 6.0513 | 7.9566 | 7.6989 | 9.8165 | 4.985 | 7.6296 | 8.634 | 9.535 | 12.5647 | 6.2734 | 4.6519 | 5.2869 | 10.0486 | 8.1777 | 10.1425 | 6.3674 | 10.9109 | 7.5565 | 4.5608 | 0.16676 | 5.8373 | 10.1428 | 9.6562 | 4.2701 | 6.8883 | 8.8201 | 8.3372 | 6.4289 | 3.8902 | 2.4332 | 2.8503 | 6.4821 | 10.0478 | 4.6956 | 9.7335 | 4.6725 | 8.2799 | 3.4283 | 8.3346 | 9.8165 | 6.1961 | 4.4659 | 3.8298 | 7.6094 | 4.3429 | 7.7839 | 6.172 | 5.8979 | 9.8976 | 11.655 | 4.8125 | 6.5757 | 4.823 | 5.1149 | 6.9554 | 3.9282 | 7.1544 | 9.2855 | 10.9619 | 12.8789 | 6.3703 | 11.878 | 4.3806 | 9.46 | 8.8566 | 11.8146 | 5.4599 | 7.4367 | 7.3265 | 2.3652 | 7.525 | 10.742 | 3.1543 | 12.7648 | 9.2224 | 6.4127 | 4.1029 | 1.6831 | 3.7189 | 10.4105 | 13.1354 | 6.6632 | 10.4151 | 6.0655 | 4.7383 | 7.5269 | 8.8537 | 4.6581 | 3.5242 | 5.6053 | 7.2035 | 7.0351 | 3.4961 | 3.4503 | 11.1407 | 5.9941 | 7.8684 | 4.9969 | 8.1988 | 9.0951 | 5.3818 | 5.089 | 11.3021 | 6.1728 | 9.5393 | 7.549 | 6.7646 | 6.4671 | 9.5829 | 4.6084 | 5.9126 | 4.259 | 6.5942 | 4.3932 | 9.0159 | 6.0625 | 9.3871 | 7.084 | 6.9077 | 7.0852 | 5.8722 | 10.4538 | 13.2946 | 5.2561 | 7.528 | 5.4649 | 5.8623 | 8.5766 | 8.1668 | 8.0188 | 5.692 | 5.4063 | 3.4872 | 6.5984 | 4.3768 | 5.7161 | 4.3749 | 6.31 | 3.2705 | 4.921 | 5.5402 | 4.4996 | 9.5201 | 5.959 | 6.0614 | 5.7411 | 12.5529 | 6.4355 | 5.7566 | 0.69206 | 4.3174 | 7.0063 | 7.3335 | 5.819 | 4.9759 | 3.9638 | 8.2514 | 6.9117 | 5.7888 | 2.621 | 6.312 | 9.2225 | 4.5928 | 4.1621 | 8.8194 | 4.0625 | 6.342 | 4.1592 | 5.6146 | 10.7369 | 7.359 | 5.4546 | 7.4179 | 4.0908 | 8.145 | 6.1897 | 7.1844 | 9.2553 | 3.3552 | 5.5097 | 8.6946 | 6.3977 | 10.5647 | 7.5317 | 7.5105 | 2.8525 | 10.5032 | 3.9456 | 8.0906 | 6.2229 | 8.3289 | 6.0943 | 7.145 | 3.8234 | 6.1957 | 2.6899 | 4.0929 | 3.6973 | 4.8345 | 7.0193 | 6.7758 | 6.4982 | 6.9413 | 8.1414 | 6.3317 | 5.3722 | 7.9623 | 5.1891 | 4.1185 | 6.083 | 5.7538 | 2.0148 | 4.6663 | 4.4926 | 11.2207 | 5.1687 | 4.5663 | 2.3786 | 6.8533 | 2.6927 | 7.4113 | 8.0908 | 4.558 | 8.1998 | 7.6145 | 4.6504 | 3.5593 | 5.0875 | 6.0372 | 6.852 | 7.305 | 7.3887 | 9.7253 | 0.095142 | 10.5674 | 5.5988 | 12.2889 | 8.2422 | 8.5125 | 9.661 | 7.4753 | 12.3504 | 3.3181 | 11.1199 | 4.4254 | 6.5015 | 4.4832 | 7.6246 | 7.6755 | 6.8703 | 6.0596 | 6.5445 | 5.8241 | 6.3127 | 8.4887 | 3.639 | 3.0459 | 3.7473 | 5.2547 | 7.1964 | 6.7742 | 9.0641 | 7.0475 | 7.9299 | 2.2524 | 7.4351 | 2.2521 | 4.2932 | 8.2019 | 7.8211 | 14.7462 | 11.8957 | 3.6241 | 6.1168 | 10.4965 | 7.1808 | 9.6123 | 6.7007 | 3.3838 | 3.3939 | 10.6037 | 9.7209 | 9.259 | 3.46 | 4.094 | 7.7266 | 5.0155 | 9.2471 | 6.1385 | 11.8732 | 10.0824 | 5.6273 | 4.2707 | 3.1236 | 4.7 | 10.2073 | 10.2577 | 4.1039 | 4.7717 | 4.0436 | 10.0179 | 3.3449 | 4.6488 | 4.3633 | 12.3793 | 9.4547 | 10.8279 | 6.6032 | 4.5381 | 5.2337 | 3.0806 | 5.1008 | 6.2128 | 3.0509 | 7.1136 | 11.9539 | 8.4959 | 10.1393 | 2.1129 | 8.0778 | 10.4723 | 5.8239 | 5.8283 | 7.4718 | 7.4769 | 9.5804 | 7.277 | 4.3252 | 8.066 | 8.2684 | 7.3886 | 4.9636 | 5.5597 | 3.1649 | 3.9533 | 11.4206 | 6.3613 | 7.6968 | 5.2925 | 5.3444 | 3.1643 | 5.3815 | 4.0453 | 3.4199 | 6.8684 | 8.9501 | 3.6309 | 6.6786 | 2.9648 | 10.7038 | 10.2052 | 5.4784 | 5.5977 | 8.7686 | 9.5407 | 7.3351 | 15.0316 | 5.6739 | 10.2512 | 5.4575 | 8.1439 | 5.0185 | 4.785 | 7.9817 | 6.4959 | 7.6171 | 5.2242 | 6.7044 | 9.7716 | 4.8323 | 8.6528 | 6.0178 | 2.6365 | 6.8754 | 5.0677 | 4.4515 | 7.4887 | 6.1895 | 9.8052 | 9.4483 | 9.2955 | 9.8796 | 6.9165 | 5.1657 | 7.5617 | 6.9559 | 4.7608 | 3.5424 | 7.4268 | 4.2991 | 5.2154 | 6.5616 | 6.1098 | 10.3365 | 10.9515 | 6.6059 | 10.0586 | 7.1238 | 3.2357 | 6.7467 | 4.5332 | 1.5563 | 6.1141 | 6.701 | 7.8723 | 9.4641 | 5.8348 | 5.1803 | 4.0481 | 3.5693 | 5.3011 | 3.1446 | 17.2609 | 11.3054 | 6.7356 | 6.7834 | 4.9617 | 16.7548 | 6.7621 | 5.2769 | 8.8621 | 4.0722 | 7.0157 | 9.8723 | 6.7878 | 5.8819 | 5.9474 | 8.3141 | 2.6037 | 8.4797 | 5.6351 | 8.2056 | 5.9073 | 5.8598 | 7.8322 | 14.5311 | 6.4161 | 13.103 | 3.623 | 11.7651 | 6.4954 | 7.2582 | 4.9139 | 7.9919 | 3.5491 | 15.6167
| Σn | [5 empty] | Σn | 262.2924 | 250.365 | 113.7426 | 219.9901 | 301.1138 | 422.5258 | 186.1248 | 260.4621 | 125.6007 | 137.3464 | 199.6519 | 190.6906 | 246.914 | 176.6765 | 186.9477 | 324.0146 | 287.5733 | 98.1769 | 174.7116 | 98.3832 | 177.3743 | 179.6868 | 400.2902 | 73.2401 | 83.9327 | 148.7574 | 189.5658 | 163.7982 | 93.2627 | 205.2262 | 121.5078 | 206.2528 | 208.2251 | 253.2887 | 325.9405 | 316.4117 | 194.464 | 184.4482 | 226.2187 | 175.9117 | 253.1533 | 161.3757 | 104.8236 | 144.8797 | 217.0507 | 156.6842 | 205.0406 | 403.14 | 273.1713 | 397.5196 | 247.3196 | 167.9082 | 490.0521 | 355.2712 | 145.9779 | 184.5577 | 349.8017 | 217.258 | 161.0231 | 264.1158 | 147.5155 | 216.4935 | 245.4342 | 139.4739 | 289.3931 | 210.1939 | 278.6687 | 195.7779 | 205.1144 | 126.3544 | 276.5124 | 102.7644 | 220.1377 | 98.0421 | 100.8921 | 254.3887 | 192.1114 | 183.6203 | 172.4202 | 171.5891 | 384.2769 | 221.2084 | 172.1461 | 196.9011 | 150.3275 | 155.1468 | 187.93 | 271.7554 | 379.234 | 215.1001 | 302.6502 | 184.1489 | 231.3249 | 284.8629 | 182.2994 | 149.7374 | 160.7089 | 261.8679 | 245.9282 | 183.0613 | 232.2078 | 205.0093 | 255.8552 | 270.2578 | 172.1973 | 128.4662 | 229.1699 | 187.0862 | 211.2284 | 190.3107 | 89.603 | 231.8452 | 345.7904 | 363.6658 | 110.7774 | 254.8336 | 83.1101 | 222.4925 | 228.7612 | 319.9555 | 233.0055 | 142.2397 | 273.4945 | 207.8029 | 197.3737 | 136.9731 | 205.2152 | 140.8456 | 181.0532 | 108.9206 | 272.431 | 151.9205 | 183.5783 | 333.7654 | 179.2932 | 354.7507 | 167.5503 | 335.7561 | 162.4494 | 150.9577 | 160.8009 | 127.4703 | 270.2735 | 190.04 | 217.717 | 176.8477 | 104.262 | 307.3541 | 149.9453 | 226.4402 | 247.8589 | 229.0009 | 141.6012 | 284.315 | 204.3753 | 162.7352 | 185.1295 | 159.6929 | 281.9263 | 114.4275 | 385.9992 | 213.868 | 191.59 | 137.8068 | 124.786 | 248.7527 | 255.9054 | 87.912 | 177.4683 | 227.6871 | 223.163 | 211.9772 | 191.9668 | 268.2001 | 122.5763 | 198.8831 | 192.2487 | 269.8119 | 215.7326 | 248.856 | 147.6388 | 205.8924 | 114.354 | 104.8416 | 158.707 | 180.5614 | 157.3065 | 181.7651 | 213.0359 | 154.7589 | 270.387 | 180.8506 | 207.0386 | 114.679 | 185.76 | 202.6739 | 313.6506 | 197.9488 | 117.3914 | 310.5707 | 275.5855 | 180.9459 | 106.0441 | 155.6438 | 283.109 | 163.8937 | 128.3074 | 140.8809 | 137.1438 | 177.4155 | 128.7943 | 235.167 | 165.7153 | 159.7974 | 100.0951 | 269.8774 | 152.5669 | 247.4636 | 250.3662 | 188.1564 | 93.8772 | 251.4677 | 196.7057 | 213.0581 | 101.5769 | 368.4036 | 260.8747 | 160.9463 | 513.5288 | 223.2047 | 108.2302 | 244.6272 | 158.3493 | 227.6901 | 214.0154 | 283.3224 | 162.3004 | 179.1482 | 131.3856 | 149.9973 | 311.5325 | 344.6605 | 173.6795 | 379.7658 | 124.5742 | 169.0414 | 257.6901 | 205.6098 | 375.9091 | 84.2732 | 174.4442 | 116.9503 | 197.734 | 333.0902 | 281.823 | 290.9321 | 173.9703 | 190.9934 | 181.3385 | 153.4259 | 236.7013 | 193.1508 | 278.7047 | 249.2612 | 124.743 | 352.9698 | 129.1759 | 120.4274 | 194.8119 | 79.7114 | 238.8985 | 141.706 | 192.0655 | 116.6573 | 208.7825 | 278.7904 | 149.0296 | 213.636 | 144.3297 | 239.2617 | 143.6991 | 156.2854 | 229.0581 | 186.2358 | 211.2583 | 156.2023 | 201.0347 | 219.5907 | 187.147 | 118.5319 | 201.3055 | 159.0083 | 340.8735 | 188.3073 | 118.1913 | 167.1586 | 168.2679 | 184.816 | 142.739 | 267.242 | 154.2486 | 336.0366 | 350.9233 | 250.9241 | 239.9413 | 136.2674 | 201.4612 | 143.5335 | 217.2843 | 162.4501 | 111.9777 | 213.8356 | 138.956 | 207.8332 | 142.6329 | 174.1938 | 223.3476 | 318.0378 | 242.0003 | 164.8933 | 316.0526 | 293.0969 | 117.7892 | 199.4565 | 214.6996 | 125.5087 | 289.6848 | 126.142 | 167.5896 | 160.7592 | 490.3804 | 344.0618 | 369.5482 | 296.5402 | 281.5617 | 413.4764 | 323.6767 | 181.2321 | 359.1166 | 271.7332 | 121.2478 | 171.7255 | 252.7836 | 178.2557 | 209.6543 | 254.6845 | 82.0238 | 131.1639 | 243.6577 | 114.2583 | 241.1599 | 272.976 | 129.0508 | 172.9816 | 141.5 | 82.3795 | 170.1395 | 177.8841 | 184.8748 | 225.2874 | 172.8144 | 291.6201 | 82.543 | 215.3316 | 127.8784 | 196.187 | 590.8075 | 194.6312 | 134.7507 | 99.9307 | 320.0089 | 236.6133 | 136.6806 | 110.9683 | 181.8106 | 287.7155 | 144.6426 | 207.4392 | 321.8613 | 146.7752 | 151.9246 | 164.6937 | 213.4436 | 285.7828 | 255.1167 | 118.991 | 128.7342 | 364.8862 | 133.3628 | 188.1194 | 187.0412 | 147.4089 | 182.5254 | 126.2002 | 125.037 | 342.5277 | 220.9731 | 169.0796 | 200.8197 | 409.4241 | 151.6433 | 203.9305 | 43.0961 | 157.3989 | 202.844 | 181.465 | 117.5661 | 292.7182 | 157.5887 | 248.9424 | 83.1297 | 207.4572 | 191.2587 | 228.8348 | 308.9115 | 179.7427 | 184.4979 | 164.5766 | 185.0712 | 185.9585 | 486.7001 | 223.6963 | 153.6487 | 125.8744 | 157.2065 | 142.3885 | 143.3288 | 113.4994 | 87.1176 | 365.4357 | 158.6089 | 157.3486 | 415.4933 | 204.3441 | 210.5068 | 110.3676 | 325.869 | 131.0293 | 218.5341 | 298.8631 | 173.0111 | 223.2386 | 91.1132 | 287.452 | 195.427 | 308.9798 | 220.6999 | 228.2367 | 176.9071 | 335.4645 | 101.3633 | 211.6125 | 278.0656 | 248.0911 | 151.1659 | 240.3168 | 252.8167 | 164.0696 | 170.061 | 389.8599 | 234.8467 | 223.5227 | 204.9871 | 360.8928 | 207.1483 | 181.786 | 246.3715 | 136.6614 | 148.6545 | 255.0224 | 178.4199 | 150.6077 | 198.6576 | 206.8401 | 211.7342 | 356.0567 | 143.2176 | 149.8968 | 327.2297 | 223.7137 | 70.669 | 513.8588 | 281.6754 | 173.4673 | 222.715 | 165.0495 | 148.8652 | 243.6335 | 292.2372 | 142.0586 | 413.0178 | 266.6961 | 213.7511 | 151.1082 | 248.7642 | 311.8008 | 148.077 | 326.3048 | 175.5246 | 221.6366 | 191.2177 | 113.8927 | 222.3139 | 214.3426 | 240.9082 | 155.1693 | 132.942 | 94.6656 | 161.2646 | 238.7182 | 250.0446 | 239.44 | 121.126 | 333.3901 | 263.8306 | 254.9749 | 140.9913 | 171.9704 | 138.18 | 147.3165 | 110.6095 | 249.3055 | 183.4283 | 99.2405 | 207.2992 | 352.6426 | 222.5321 | 415.9717 | 198.4399 | 308.4282 | 50.3372 | 159.5178 | 152.3852 | 113.7168 | 142.9183 | 231.0428 | 197.4856 | 116.5695 | 121.6818 | 131.7348 | 248.3831 | 84.7008 | 169.7597 | 196.1893 | 214.5007 | 334.7059 | 211.5327 | 155.8915 | 47.0141 | 206.0899 | 122.5243 | 292.072 | 134.7125 | 123.3972 | 326.686 | 210.6503 | 167.4018 | 534.596 | 207.9071 | 230.4667 | 373.9779 | 430.7629 | 152.818 | 291.1001 | 187.5196 | 478.4122 | 293.9779 | 124.8064 | 330.7118 | 201.3828 | 243.0842 | 132.8096 | 437.4205 | 157.4884 | 133.7439 | 175.3987 | 85.1419 | 295.4583 | 304.3105 | 266.1718 | 265.4066 | 209.9942 | 110.7667 | 179.5782 | 180.4093 | 223.6021 | 296.3977 | 150.3869 | 138.1721 | 211.9213 | 148.2177 | 111.1966 | 34.6906 | 194.6228 | 225.904 | 205.5468 | 144.1657 | 207.9808 | 287.0459 | 230.8967 | 340.4528 | 215.0597 | 218.9141 | 140.9336 | 132.3492 | 246.9793 | 263.8265 | 147.1669 | 248.7427 | 159.6771 | 290.6167 | 165.4121 | 178.0069 | 86.6285 | 289.0355 | 142.9237 | 152.8285 | 166.5277 | 137.3121 | 107.0521 | 115.8581 | 144.4033 | 223.0677 | 129.358 | 343.5198 | 354.9309 | 319.7174 | 76.9125 | 87.5732 | 243.9756 | 207.6492 | 258.1591 | 151.5294 | 254.6783 | 257.6147 | 130.7527 | 197.3221 | 190.4798 | 348.1051 | 174.6766 | 225.6975 | 213.9053 | 255.4897 | 141.0872 | 148.7462 | 143.1235 | 199.764 | 179.6951 | 142.4509 | 457.1708 | 175.0987 | 232.1237 | 180.5927 | 223.0283 | 231.7401 | 247.2387 | 232.2725 | 178.5567 | 224.2731 | 349.4541 | 235.2661 | 334.7954 | 17.7434 | 164.024 | 326.058 | 171.0376 | 227.51 | 239.1489 | 240.4489 | 333.9332 | 277.0089 | 214.7788 | 176.7935 | 175.3696 | 200.8337 | 133.8507 | 152.5991 | 201.084 | 71.7072 | 145.0815 | 127.5093 | 343.8387 | 55.1739 | 218.9197 | 317.2421 | 139.6902 | 216.7984 | 190.5813 | 225.8752 | 350.5697 | 127.8018 | 315.9783 | 190.8953 | 311.9459 | 124.0437 | 172.8671 | 148.6675 | 144.0207 | 126.1527 | 65.1164 | 276.217 | 271.5067 | 235.8904 | 98.657 | 313.8119 | 213.532 | 218.8211 | 377.7257 | 142.0408 | 14.0318 | 98.1025 | 132.0933 | 227.1184 | 68.02 | 348.6796 | 129.7575 | 178.19 | 194.8077 | 414.12 | 233.8768 | 142.4476 | 170.5841 | 119.5951 | 264.5769 | 124.7471 | 201.0106 | 155.659 | 340.7147 | 121.1909 | 121.172 | 325.643 | 192.242 | 159.635 | 174.1613 | 90.789 | 211.6094 | 200.1782 | 156.7208 | 225.232 | 182.8461 | 313.516 | 102.8774 | 185.9279 | 414.271 | 241.4479 | 272.8642 | 157.7778 | 159.3464 | 135.2758 | 214.0108 | 239.2371 | 163.4842 | 179.0494 | 240.8902 | 113.4782 | 260.0229 | 153.7066 | 245.0322 | 169.2658 | 267.614 | 255.4286 | 268.7686 | 85.9304 | 148.6001 | 246.7234 | 122.7946 | 182.8233 | 144.9184 | 185.6293 | 221.7841 | 245.314 | 146.4426 | 148.3803 | 141.2416 | 100.2162 | 309.1505 | 278.5864 | 203.3614 | 110.5646 | 165.5182 | 201.419 | 187.8552 | 281.7127 | 155.7952 | 166.092 | 191.7021 | 365.3496 | 196.3235 | 145.5503 | 120.0932 | 163.0425 | 134.7552 | 135.8186 | 197.7142 | 194.7446 | 170.7973 | 190.9182 | 162.2235 | 181.8957 | 202.5741 | 163.8918 | 193.2721 | 366.5471 | 188.1269 | 116.674 | 242.9207 | 75.2926 | 160.8526 | 285.2476 | 168.0303 | 166.0684 | 262.2809 | 196.7495 | 220.1384 | 229.4204 | 208.4545 | 166.9973 | 377.0897 | 220.4061 | 199.0591 | 149.3888 | 281.7598 | 191.0615 | 209.5436 | 237.6887 | 104.2226 | 202.346 | 202.8523 | 193.5865 | 156.8468 | 168.874 | 193.4638 | 261.2147 | 153.138 | 171.0487 | 278.0312 | 315.9126 | 245.5795 | 152.1079 | 243.3246 | 191.4322 | 187.2534 | 198.8673 | 419.6472 | 106.4595 | 251.2575 | 192.1795 | 191.8599 | 159.5074 | 185.4104 | 391.9817 | 178.4303 | 164.2077 | 246.0236 | 232.0048 | 272.1024 | 293.5698 | 443.4046 | 187.1659 | 191.7635 | 173.096 | 209.3608 | 303.7044 | 99.1366 | 349.0136 | 135.7832 | 102.2491 | 337.216 | 254.6979 | 205.5241 | 205.2386 | 114.5277 | 264.0812 | 121.7985 | 360.58 | 204.7477 | 336.0906 | 98.2992 | 46.1852 | 157.8176 | 172.0818 | 145.7441 | 153.374 | 130.7134 | 222.7536 | 65.5114 | 334.4351 | 324.6719 | 148.7523 | 251.102 | 222.628 | 125.3619 | 109.2334 | 153.7156 | 244.5927 | 181.7925 | 246.9727 | 178.2495 | 97.8365 | 170.7097 | 122.613 | 116.1155 | 195.5685 | 257.482 | 157.3835 | 166.6208 | 229.1962 | 332.3054 | 170.6813 | 134.31 | 288.6212 | 136.1042 | 322.8285 | 241.9955 | 268.2907 | 305.1514 | 143.5183 | 270.1888 | 110.3485 | 191.5325 | 159.3289 | 296.2055 | 52.0888 | 299.4793 | 160.6605 | 174.5096 | 146.5811 | 211.5666 | 106.05 | 360.1704 | 158.4937 | 306.6484 | 290.1058 | 235.545 | 216.1942 | 130.7108 | 182.3465 | 92.9997 | 363.6819 | 175.5459 | 115.8261 | 246.451 | 101.2729 | 301.482 | 145.3041 | 261.3536 | 175.0653 | 170.9782 | 156.0525 | 232.888 | 149.6455 | 151.0776 | 185.9192 | 158.264 | 231.7435 | 214.1936 | 274.0567 | 107.845 | 193.1709 | 509.6358 | 263.1889 | 189.9495 | 167.8064 | 191.9712 | 236.5739 | 225.8701 | 344.6711 | 194.7101 | 213.8352 | 144.6718 | 195.1614 | 98.5439 | 165.2019 | 232.7868 | 310.9675 | 180.9673 | 146.844 | 245.2431 | 252.9489 | 189.6047 | 197.8743 | 231.2233 | 208.3348 | 175.5023 | 127.9429 | 261.974 | 215.1544 | 104.7572 | 313.8118 | 212.5594 | 158.2783 | 173.9927 | 190.645 | 154.5546 | 384.9628 | 115.6073 | 221.058 | 197.2563 | 311.6932 | 70.0309 | 176.3805 | 110.3502 | 145.3663 | 229.3683 | 85.0643 | 89.68 | 90.7066 | 256.9069 | 211.2334 | 246.9395 | 297.657 | 396.3179 | 76.5832 | 113.2678 | 181.2769 | 140.8316 | 195.8111 | 133.4106 | 104.1894 | 135.7898 | 384.4421 | 233.1435 | 160.3387 | 454.9007 | 549.0803 | 113.3171 | 120.6346 | 86.3611 | 213.5081 | 227.7064 | 62.3326 | 322.8304 | 424.6128 | 150.9645 | 239.1924 | 160.9279 | 182.3864 | 173.0028 | 133.5775 | 146.2679 | 147.1926 | 288.004 | 150.6131 | 189.4322 | 195.3327 | 355.3611 | 344.9218 | 99.8978 | 243.1586 | 221.3109 | 178.2817 | 97.0794 | 137.5054 | 259.1587 | 168.2581 | 107.2588 | 113.7949 | 109.3697 | 83.0657 | 255.3705 | 255.824 | 238.861 | 331.7927 | 213.0629 | 182.5583 | 197.1443 | 261.8049 | 270.2627 | 149.1358 | 217.7217 | 169.2108 | 227.6085 | 86.2332 | 192.1852 | 66.726 | 110.0302 | 233.6327 | 198.8734 | 115.6974 | 201.1248 | 152.1592 | 170.2607 | 264.8602 | 150.648 | 186.1774 | 176.0494 | 192.2547 | 251.3812 | 53.0962 | 57.9215 | 95.3794 | 184.262 | 174.2993 | 351.6893 | 242.4464 | 234.8349 | 200.7261 | 209.6537 | 165.3634 | 151.7729 | 433.9655 | 291.3903 | 292.9906 | 347.2698 | 284.1539 | 251.8391 | 312.3904 | 130.0818 | 142.9959 | 111.1534 | 125.2606 | 185.1585 | 332.793 | 133.047 | 352.3751 | 381.7358 | 294.1565 | 185.9787 | 249.3488 | 191.7737 | 138.9654 | 180.5248 | 205.1243 | 462.9428 | 107.1933 | 271.9797 | 136.6628 | 216.2207 | 83.8918 | 124.5127 | 309.6066 | 307.0383 | 196.7757 | 228.5161 | 249.2613 | 113.8548 | 138.4306 | 109.1081 | 306.994 | 176.9279 | 202.4587 | 76.0977 | 296.7338 | 221.8301 | 286.674 | 242.6749 | 325.5917 | 199.877 | 102.6297 | 267.295 | 287.6247 | 230.6351 | 366.6357 | 273.4567 | 177.0726 | 235.7131 | 291.0363 | 136.9618 | 302.9615 | 274.8524 | 168.772 | 74.6597 | 182.5334 | 346.8209 | 209.7895 | 108.6542 | 289.966 | 235.803 | 261.4431 | 246.3813 | 217.7692 | 75.632 | 198.405 | 105.0869 | 146.4684 | 204.7789 | 143.3239 | 116.1317 | 113.9933 | 198.1477 | 134.5136 | 161.6563 | 96.1272 | 315.544 | 290.2984 | 276.9571 | 210.5548 | 372.4647 | 271.109 | 459.8662 | 204.3139 | 219.5591 | 237.3729 | 315.5544 | 198.5978 | 149.5024 | 185.8823 | 229.1669 | 281.4159 | 126.1743 | 250.3315 | 152.2636 | 170.2289 | 192.9683 | 225.7377 | 276.972 | 197.1343 | 138.557 | 212.5507 | 141.2716 | 219.6004 | 136.1989 | 157.3374 | 229.5101 | 261.9568 | 149.7829 | 423.9344 | 56.8415 | 197.5888 | 275.9583 | 112.7989 | 155.4206 | 124.473 | 361.3188 | 94.6287 | 233.4078 | 206.7846 | 294.3325 | 155.8101 | 143.1764 | 299.5757 | 319.8713 | 251.5954 | 148.9948 | 179.2397 | 199.8934 | 256.4322 | 185.0857 | 254.0492 | 214.7639 | 138.3098 | 181.6301 | 137.4019 | 182.8725 | 249.7668 | 115.7546 | 473.9722 | 261.6234 | 245.8077 | 207.4376 | 193.942 | 234.9607 | 127.6353 | 165.1508 | 129.4398 | 121.2061 | 162.0497 | 180.6638 | 80.0839 | 232.4773 | 497.1039 | 419.9305 | 387.5283 | 152.3692 | 189.836 | 294.4588 | 206.475 | 106.5784 | 327.9681 | 216.3057 | 325.7809 | 380.4156 | 173.6657 | 112.7311 | 226.0243 | 162.5652 | 173.0344 | 339.7158 | 217.181 | 137.6274 | 238.6116 | 215.0968 | 307.3384 | 100.7901 | 270.4321 | 190.0703 | 211.2097 | 208.9932 | 149.3091 | 123.5583 | 158.8122 | 126.7794 | 234.2861 | 76.8625 | 317.8688 | 156.6876 | 357.6568 | 153.0853 | 158.0753 | 119.7503 | 158.5781 | 109.1724 | 125.1411 | 108.1596 | 333.5732 | 200.8877 | 111.8059 | 166.352 | 165.2246 | 246.6603 | 214.1731 | 403.0594 | 241.479 | 150.9724 | 321.1652 | 201.5418 | 239.6709 | 393.8376 | 297.9063 | 369.2042 | 217.7563 | 151.3507 | 193.374 | 111.0919 | 145.0642 | 186.7368 | 184.0389 | 131.8803 | 200.9877 | 130.4306 | 171.0799 | 154.5938 | 274.9647 | 133.1746 | 181.3897 | 171.5198 | 369.4088 | 171.1546 | 242.3191 | 224.6641 | 234.1824 | 192.4782 | 144.1015 | 217.4109 | 242.9867 | 263.9086 | 223.1153 | 271.3586 | 134.4476 | 255.3339 | 212.6596 | 144.4298 | 264.7092 | 200.5541 | 138.1275 | 611.8035 | 199.8416 | 109.0595 | 85.3849 | 198.2026 | 264.5241 | 236.0824 | 481.6067 | 228.191 | 117.609 | 131.9831 | 135.1224 | 218.5607 | 253.3166 | 243.9314 | 187.6815 | 175.5339 | 52.4714 | 118.0716 | 268.6661 | 225.0116 | 381.3629 | 222.5908 | 114.9293 | 277.3185 | 179.9237 | 371.022 | 151.1267 | 124.0556 | 172.9227 | 176.0815 | 193.7611 | 90.6763 | 143.5623 | 169.7438 | 261.4578 | 366.5316 | 72.51 | 249.6551 | 169.9691 | 421.73 | 239.926 | 181.248 | 236.3973 | 152.1464 | 242.331 | 220.4541 | 374.7145 | 192.6992 | 204.1289 | 205.0912 | 90.0848 | 119.1476 | 198.8095 | 93.9038 | 110.9072 | 284.0411 | 115.1696 | 260.84 | 140.5473 | 67.3157 | 90.9952 | 177.8856 | 152.4633 | 181.5867 | 403.6818 | 141.5298 | 234.9422 | 314.7409 | 166.3947 | 196.0667 | 206.7082 | 356.4259 | 205.3265 | 161.0664 | 259.5296 | 385.7379 | 243.5774 | 164.0964 | 254.2019 | 243.8436 | 121.5465 | 258.2582 | 197.8198 | 190.4283 | 103.1934 | 278.8781 | 234.5097 | 123.6069 | 190.3469 | 217.3454 | 217.3832 | 185.8347 | 176.6911 | 81.3879 | 330.6877 | 207.6235 | 152.34 | 158.0722 | 272.9335 | 252.3762 | 150.3606 | 113.5779 | 149.1166 | 185.3409 | 255.0073 | 237.7038 | 244.1854 | 324.4842 | 160.5948 | 264.1376 | 93.9802 | 193.4538 | 234.0538 | 206.6549 | 180.7423 | 214.7809 | 193.273 | 384.5138 | 118.5814 | 196.166 | 215.9032 | 96.2244 | 192.9553 | 192.4562 | 106.26 | 300.6771 | 166.4137 | 188.7998 | 152.3875 | 230.9756 | 176.9469 | 156.7375 | 558.7722 | 132.0666 | 143.2847 | 157.8396 | 167.497 | 154.4678 | 94.6746 | 291.5519 | 171.8541 | 452.8279 | 177.0064 | 142.7437 | 119.3544 | 208.0201 | 225.2306 | 55.1979 | 224.1705 | 204.0265 | 208.853 | 202.642 | 259.6808 | 461.3927 | 152.7988 | 109.0302 | 220.5906 | 187.0036 | 255.9892 | 351.9387 | 165.936 | 193.7363 | 189.5454 | 207.5544 | 227.3941 | 121.3552 | 198.1504 | 184.8008 | 181.8322 | 151.8876 | 286.8149 | 270.6883 | 185.1491 | 110.261 | 256.4348 | 92.9892 | 166.4311 | 237.6832 | 241.036 | 213.1431 | 277.2778 | 169.9448 | 147.7346 | 214.0161 | 284.259 | 219.1274 | 174.5432 | 222.287 | 136.6076 | 198.0408 | 251.0758 | 229.3448 | 224.4238 | 309.4314 | 235.3903 | 282.3324 | 192.8325 | 176.6943 | 118.9916 | 382.3144 | 133.5742 | 229.441 | 229.6064 | 380.0538 | 227.7155 | 196.1566 | 140.4232 | 255.0074 | 180.269 | 100.3372 | 276.9399 | 145.7892 | 174.6462 | 183.5081 | 193.5063 | 123.6816 | 244.3418 | 209.1969 | 79.1611 | 148.3309 | 100.7358 | 121.8636 | 124.6061 | 225.6832 | 149.7088 | 271.5346 | 178.9729 | 169.9085 | 287.4709 | 130.1623 | 158.223 | 160.6614 | 230.607 | 163.1431 | 151.0571 | 113.9089 | 276.4273 | 300.7958 | 126.7655 | 397.4789 | 190.5497 | 288.6831 | 261.809 | 206.607 | 174.6959 | 216.1416 | 323.0875 | 144.0914 | 187.0033 | 219.3772 | 163.0071 | 462.5975 | 217.0393 | 163.5605 | 177.2709 | 152.2167 | 174.3472 | 248.2095 | 206.2685 | 189.0044 | 128.4264 | 127.1283 | 78.0604 | 121.675 | 264.4063 | 152.9018 | 298.4496 | 199.1921 | 365.1964 | 176.6475 | 291.9681 | 201.7147 | 146.2582 | 228.3682 | 195.9688 | 129.9801 | 263.0892 | 251.1929 | 184.9842 | 167.3374 | 239.0221 | 111.8101 | 199.8111 | 154.2301 | 144.0649 | 227.1231 | 393.747 | 110.0763 | 202.698 | 246.8 | 277.5437 | 122.8485 | 140.7883 | 382.3725 | 360.9451 | 95.5279 | 306.2216 | 315.2335 | 150.7693 | 278.8005 | 136.1373 | 163.2671 | 186.9277 | 111.6161 | 156.6981 | 300.0836 | 209.5302 | 126.2677 | 168.7955 | 452.7386 | 170.7066 | 171.3149 | 192.5227 | 257.3591 | 92.9533 | 227.9724 | 251.5041 | 208.2862 | 173.6403 | 285.838 | 220.0222 | 239.8622 | 265.6927 | 234.4411 | 191.4483 | 312.3004 | 142.4292 | 118.734 | 167.5468 | 359.3561 | 184.6704 | 117.1636 | 179.0138 | 375.6517 | 160.4497 | 278.9912 | 308.6986 | 239.4967 | 116.6905 | 105.0736 | 405.9018 | 172.0008 | 195.1354 | 92.2126 | 225.3336 | 225.6527 | 152.6359 | 354.219 | 250.1762 | 278.5772 | 138.7122 | 304.4431 | 209.4371 | 356.6916 | 90.4988 | 138.8374 | 222.0855 | 144.4791 | 434.8102 | 322.2331 | 209.5994 | 105.3247 | 158.7996 | 264.9431 | 171.9001 | 160.3399 | 177.3464 | 194.3511 | 335.383 | 139.2288 | 375.508 | 278.2219 | 154.7686 | 62.7753 | 206.2835 | 206.0848 | 213.4804 | 253.2261 | 170.0652 | 176.6052 | 176.0365 | 214.7054 | 336.4599 | 228.1243 | 171.4198 | 217.3975 | 200.3834 | 159.2711 | 308.8583 | 293.0275 | 170.5506 | 352.059 | 249.6385 | 176.503 | 214.4024 | 195.8311 | 220.5413 | 138.9951 | 223.6405 | 167.7331 | 88.2847 | 183.0272 | 277.9044 | 234.8084 | 359.9657 | 231.4942 | 184.6449 | 115.4453 | 199.1183 | 120.2147 | 151.4978 | 223.5156 | 196.0847 | 158.0137 | 255.2493 | 107.8239 | 167.4528 | 143.1938 | 86.8231 | 119.0448 | 114.4007 | 264.4041 | 76.042 | 183.5336 | 207.3822 | 170.5079 | 160.9063 | 221.625 | 221.395 | 133.0321 | 401.6226 | 190.687 | 169.5196 | 157.0558 | 270.1834 | 170.8663 | 260.7928 | 125.5312 | 131.4653 | 116.3992 | 177.7974 | 230.9217 | 41.2966 | 132.6851 | 247.8591 | 160.0126 | 202.3112 | 195.456 | 126.2372 | 175.0946 | 221.7822 | 186.1632 | 113.6747 | 171.0508 | 73.2548 | 205.7427 | 178.2444 | 134.9029 | 157.1705 | 185.7634 | 173.5971 | 246.4289 | 159.8998 | 130.8745 | 212.1523 | 216.4834 | 288.7253 | 554.772 | 167.7719 | 201.0395 | 203.0779 | 186.7698 | 144.1636 | 319.2801 | 90.845 | 389.7701 | 268.3978 | 204.1156 | 116.2873 | 225.6681 | 124.2426 | 313.0124 | 300.6701 | 247.081 | 344.5157 | 129.0659 | 316.1874 | 227.0694 | 122.4281 | 133.5317 | 162.6593 | 150.2473 | 308.992 | 347.2245 | 126.6404 | 108.6406 | 178.7849 | 367.5968 | 196.7036 | 312.7587 | 144.3098 | 240.3603 | 179.8244 | 145.71 | 116.7863 | 201.1571 | 139.5656 | 124.5309 | 209.1485 | 220.4518 | 153.7064 | 144.3527 | 379.0993 | 258.6557 | 230.1658 | 211.7316 | 176.7995 | 154.5198 | 72.7847 | 282.2712 | 155.6475 | 266.2177 | 218.0967 | 229.4178 | 290.0157 | 226.0229 | 72.4879 | 196.6862 | 284.0126 | 455.2201 | 154.2484 | 193.157 | 214.2598 | 244.9971 | 294.1565 | 168.0774 | 333.0193 | 108.5167 | 162.2894 | 144.6676 | 211.2297 | 149.2831 | 206.0826 | 120.8243 | 271.9009 | 154.6245 | 258.798 | 148.4276 | 153.3427 | 111.9552 | 126.1003 | 241.5514 | 56.2167 | 118.7718 | 187.2472 | 306.3138 | 102.4142 | 95.9235 | 239.6067 | 237.2075 | 183.9822 | 196.329 | 242.7634 | 122.1416 | 376.9152 | 148.0317 | 134.1168 | 239.2959 | 101.6651 | 130.9927 | 306.679 | 151.576 | 205.9733 | 151.5974 | 297.0711 | 323.8519 | 298.3754 | 284.737 | 145.5057 | 512.026 | 169.8156 | 193.5679 | 151.5227 | 275.2822 | 0.43483 | 161.4149 | 137.0383 | 93.5346 | 98.3289 | 327.4314 | 110.668 | 382.8777 | 204.3676 | 136.8703 | 191.6088 | 206.5135 | 142.5379 | 184.4203 | 283.06 | 186.6087 | 317.3514 | 243.8235 | 164.8949 | 123.1487 | 247.4508 | 286.3687 | 167.5422 | 238.0176 | 142.7351 | 338.4873 | 198.0697 | 108.3837 | 106.4053 | 151.7216 | 299.7805 | 274.9107 | 164.5466 | 196.9896 | 258.1038 | 149.8187 | 96.83 | 194.8974 | 145.9596 | 162.0374 | 185.1636 | 269.5678 | 217.6334 | 168.5232 | 99.0305 | 530.8584 | 111.29 | 118.4051 | 287.3433 | 192.4298 | 259.0773 | 309.1188 | 105.8506 | 59.0844 | 86.7615 | 259.3894 | 225.8845 | 136.254 | 94.314 | 400.5391 | 100.0507 | 103.0879 | 214.656 | 322.1641 | 285.2314 | 314.1942 | 126.1421 | 148.9166 | 87.3285 | 132.5862 | 224.9179 | 234.6577 | 214.6442 | 119.0935 | 265.6706 | 231.3042 | 387.4789 | 192.9573 | 131.8198 | 263.9645 | 181.2038 | 154.7267 | 191.7039 | 247.866 | 194.6114 | 241.5601 | 225.6403 | 116.5767 | 128.0268 | 140.9593 | 148.0918 | 193.5369 | 128.6195 | 312.8915 | 192.6246 | 391.9142 | 231.667 | 188.2039 | 177.594 | 179.2524 | 121.8618 | 467.9271 | 325.363 | 246.4442 | 322.3706 | 146.2374 | 521.3318 | 224.3668 | 171.5733 | 255.9618 | 149.2938 | 210.431 | 174.5134 | 210.5304 | 324.3938 | 194.2638 | 216.8958 | 157.6455 | 231.4183 | 209.5077 | 259.8376 | 263.477 | 318.2575 | 173.7211 | 152.3746 | 142.3187 | 203.9015 | 109.3121 | 157.1196 | 333.4659 | 410.5983 | 364.1426 | 188.7194 | 175.7247 | 340.2616 | 256.1924 | 210.822 | 184.4941 | 106.3527 | 114.0523 | 112.8367 | 188.7158 | 178.2989 | 299.3592 | 172.8233 | 116.3408 | 100.7172 | 167.4583 | 183.0985 | 325.964 | 215.5987 | 154.5517 | 104.0753 | 156.2966 | 199.4454 | 240.3166 | 260.6037 | 137.1806 | 320.3804 | 288.7159 | 143.894 | 124.5743 | 146.5411 | 205.4172 | 83.261 | 111.9 | 257.1722 | 208.4482 | 182.0606 | 203.6367 | 234.3294 | 216.6467 | 299.7465 | 132.1799 | 156.4774 | 359.0436 | 138.4264 | 226.5048 | 187.4181 | 251.7703 | 166.0374 | 330.7768 | 231.2819 | 135.5124 | 204.2606 | 200.5583 | 237.1314 | 202.7216 | 246.2914 | 180.2184 | 114.4964 | 148.0466 | 113.9384 | 159.456 | 257.4597 | 217.2814 | 162.7128 | 188.965 | 157.688 | 238.8478 | 290.5265 | 220.1907 | 362.4144 | 203.3269 | 260.9199 | 205.1752 | 123.5038 | 293.1648 | 269.619 | 92.8586 | 275.8644 | 305.2422 | 269.1574 | 262.2021 | 126.6871 | 303.6384 | 299.3152 | 245.7319 | 220.8711 | 265.7654 | 148.8813 | 149.181 | 214.772 | 430.8603 | 208.8685 | 193.5812 | 239.757 | 289.2986 | 170.2427 | 107.6544 | 208.5604 | 236.8455 | 139.2783 | 290.0791 | 239.9531 | 320.3227 | 161.1138 | 89.9893 | 325.6152 | 440.8868 | 194.168 | 140.1672 | 270.4305 | 266.4252 | 362.6822 | 133.8318 | 251.1521 | 220.103 | 114.5756 | 261.0991 | 131.8463 | 326.1154 | 219.9492 | 237.5153 | 113.2471 | 221.1203 | 189.4297 | 164.8839 | 418.1157 | 327.921 | 271.2037 | 140.7763 | 312.9789 | 167.2554 | 290.1467 | 95.4401 | 311.1757 | 286.6385 | 264.9318 | 106.8047 | 232.827 | 322.1486 | 174.524 | 238.5323 | 280.6541 | 187.2075 | 160.8323 | 144.9853 | 229.7584 | 196.4258 | 143.421 | 105.6348 | 236.1485 | 279.7825 | 304.2989 | 214.2501 | 291.1913 | 107.1288 | 224.5369 | 186.0407 | 156.6439 | 234.081 | 312.194 | 114.2844 | 313.6999 | 153.474 | 238.8209 | 216.1809 | 223.2318 | 90.4439 | 279.721 | 79.6909 | 285.3548 | 188.8956 | 164.3813 | 326.8828 | 106.452 | 169.4131 | 113.5229 | 342.3111 | 250.4295 | 142.5039 | 209.0815 | 145.1753 | 215.9042 | 320.3963 | 211.2981 | 314.4847 | 108.8302 | 136.4318 | 284.7553 | 218.5618 | 223.6686 | 169.5048 | 220.4107 | 223.9142 | 158.5174 | 357.8597 | 209.3245 | 191.7808 | 154.6519 | 215.3717 | 245.8009 | 172.4306 | 257.0922 | 119.4077 | 279.1583 | 103.2224 | 286.72 | 205.6912 | 372.9401 | 283.0234 | 279.7909 | 261.9374 | 170.2944 | 363.5434 | 287.8823 | 88.439 | 232.9479 | 129.7439 | 251.095 | 210.2345 | 197.1829 | 158.2934 | 210.226 | 241.3266 | 227.2949 | 184.0048 | 185.256 | 130.8118 | 131.8381 | 156.1928 | 295.9758 | 198.9387 | 105.3875 | 132.3301 | 141.4681 | 225.7551 | 197.5231 | 174.0433 | 158.2771 | 290.0595 | 368.2448 | 140.0313 | 181.2387 | 332.2121 | 316.8575 | 125.036 | 236.7097 | 147.0491 | 148.4791 | 222.2592 | 418.8072 | 85.5348 | 229.3836 | 133.8664 | 252.6802 | 159.0315 | 177.3642 | 303.7999 | 158.0612 | 229.4235 | 218.189 | 263.4345 | 236.9639 | 132.0466 | 276.4315 | 273.6681 | 66.6259 | 138.3788 | 143.8703 | 134.0821 | 138.2472 | 209.1965 | 331.4734 | 139.5943 | 173.8139 | 185.2449 | 257.935 | 114.1019 | 196.5953 | 116.0984 | 186.1236 | 336.3674 | 309.125 | 293.485 | 305.3809 | 146.7694 | 254.9814 | 203.6765 | 242.7156 | 196.5776 | 100.8668 | 192.8099 | 221.7965 | 105.9231 | 152.1352 | 391.5531 | 111.9756 | 165.5001 | 111.9807 | 115.5557 | 131.7484 | 227.8253 | 259.9466 | 152.8337 | 144.573 | 154.6084 | 234.3242 | 152.782 | 300.7658 | 154.1949 | 380.6181 | 87.7947 | 169.7669 | 303.6844 | 281.8282 | 264.134 | 231.1605 | 108.2247 | 176.1806 | 254.6412 | 405.5734 | 229.8971 | 189.4017 | 212.2051 | 191.5037 | 187.7576 | 219.0744 | 258.1997 | 244.2133 | 96.7543 | 57.9937 | 142.5083 | 259.9833 | 208.8085 | 451.8793 | 226.5438 | 156.6129 | 170.5008 | 317.701 | 148.7659 | 209.7358 | 149.8007 | 236.4694 | 161.0169 | 353.639 | 240.3934 | 204.1616 | 111.3665 | 228.4403 | 255.3799 | 125.1969 | 116.6821 | 245.9621 | 183.8356 | 351.1487 | 155.5247 | 152.5491 | 224.0556 | 298.1941 | 254.77 | 224.734 | 149.543 | 162.6584 | 199.6267 | 189.1445 | 180.6539 | 81.9056 | 143.5368 | 84.526 | 160.1304 | 186.4075 | 348.4181 | 177.6982 | 125.9514 | 211.898 | 93.6668 | 248.1919 | 313.4099 | 141.9072 | 123.4584 | 185.5024 | 131.2158 | 132.844 | 184.3937 | 306.8166 | 370.4724 | 399.443 | 110.934 | 195.7662 | 174.3384 | 127.381 | 213.9586 | 104.0351 | 197.7175 | 202.9459 | 182.4328 | 283.7258 | 100.7324 | 98.3897 | 132.9984 | 86.911 | 187.7419 | 159.8739 | 239.9442 | 96.1548 | 105.1077 | 138.5447 | 241.2946 | 235.8973 | 149.7425 | 273.4163 | 113.9742 | 65.4705 | 644.573 | 235.4765 | 241.7057 | 111.5405 | 171.9324 | 314.9337 | 162.4303 | 151.4373 | 182.8953 | 225.2575 | 107.7831 | 125.6302 | 133.2062 | 87.3525 | 182.9453 | 206.1889 | 159.1024 | 247.8667 | 342.9824 | 167.4326 | 288.9555 | 195.4472 | 297.4768 | 206.8908 | 175.2896 | 325.1592 | 139.8297 | 242.6199 | 239.2079 | 315.6208 | 328.8695 | 198.6306 | 186.0171 | 215.7619 | 126.1058 | 306.8766 | 173.302 | 261.1515 | 268.6215 | 133.4889 | 94.1551 | 180.0184 | 275.487 | 89.0452 | 207.8755 | 218.2155 | 109.0534 | 165.2379 | 283.8888 | 137.3702 | 199.1282 | 234.0032 | 155.5895 | 133.035 | 185.8451 | 269.447 | 216.9168 | 296.737 | 269.1807 | 271.9532 | 159.5137 | 163.9442 | 73.6621 | 155.9397 | 192.7511 | 330.4517 | 192.5886 | 203.7529 | 275.2642 | 117.7272 | 198.6895 | 154.462 | 136.1965 | 165.851 | 128.407 | 178.8003 | 147.2251 | 244.5134 | 122.4989 | 120.274 | 209.5168 | 287.3135 | 122.1874 | 319.2791 | 218.894 | 87.5846 | 155.4812 | 163.1386 | 131.786 | 164.0417 | 339.3289 | 168.884 | 167.4507 | 302.4133 | 329.255 | 189.2116 | 203.4129 | 235.6094 | 288.5834 | 171.0555 | 149.5004 | 67.9229 | 161.8875 | 354.4934 | 235.7336 | 211.0396 | 218.3953 | 227.7448 | 319.9044 | 202.3902 | 208.2083 | 178.6032 | 243.1413 | 277.8371 | 168.4381 | 125.8244 | 197.642 | 57.9958 | 131.2738 | 385.5231 | 183.2634 | 177.3128 | 128.9435 | 60.7012 | 147.4754 | 153.3259 | 150.2375 | 198.7793 | 384.1777 | 239.7631 | 126.2637 | 166.2551 | 152.3508 | 89.6059 | 144.5676 | 245.1236 | 143.3825 | 329.5257 | 174.7775 | 189.5139 | 325.252 | 283.6615 | 184.0079 | 103.4996 | 248.9693 | 338.3309 | 139.2204 | 226.9019 | 203.7483 | 135.9794 | 182.5077 | 247.6099 | 306.5566 | 110.9954 | 214.595 | 243.1958 | 186.6397 | 162.4369 | 195.9587 | 166.2837 | 256.3352 | 225.4649 | 94.0942 | 154.0737 | 203.7494 | 79.6564 | 195.1703 | 135.0985 | 451.4873 | 173.3714 | 263.1816 | 201.4162 | 193.511 | 130.4279 | 179.2146 | 275.1845 | 184.9158 | 159.2702 | 145.9068 | 193.2328 | 303.6686 | 191.4586 | 97.7216 | 100.4536 | 108.561 | 81.9452 | 252.2678 | 191.0215 | 79.0876 | 216.5513 | 154.0574 | 305.2891 | 244.0897 | 203.4229 | 227.4504 | 266.5915 | 212.988 | 280.9608 | 437.02 | 183.9665 | 156.7049 | 135.8158 | 138.0265 | 153.4229 | 222.7211 | 120.1513 | 197.9624 | 286.8873 | 71.9147 | 361.8686 | 207.5297 | 371.4747 | 281.5867 | 152.6778 | 205.0455 | 118.9009 | 163.2662 | 215.7682 | 203.8197 | 102.6848 | 160.6698 | 166.5483 | 314.503 | 129.3164 | 155.9422 | 418.6468 | 90.2111 | 349.2333 | 176.635 | 190.1578 | 51.2869 | 223.3098 | 90.1025 | 163.0888 | 157.0282 | 156.7908 | 243.4267 | 233.9662 | 162.5612 | 188.4097 | 194.5931 | 232.6126 | 194.804 | 192.1137 | 123.8344 | 71.4368 | 199.1833 | 211.9325 | 232.745 | 472.6014 | 375.5276 | 88.3777 | 156.209 | 142.4508 | 110.1391 | 316.8525 | 188.7668 | 231.9781 | 248.8842 | 218.0292 | 281.6578 | 163.4828 | 152.0655 | 208.2176 | 376.4143 | 118.1497 | 346.1486 | 400.246 | 315.6348 | 223.534 | 181.1497 | 296.0829 | 205.6942 | 248.8683 | 160.3969 | 205.5139 | 328.6131 | 180.4759 | 226.8259 | 35.6746 | 258.842 | 464.4557 | 219.1819 | 304.0911 | 171.9128 | 245.7269 | 163.0428 | 271.1295 | 234.9683 | 321.647 | 265.5103 | 322.6721 | 171.3296 | 151.8625 | 193.0909 | 393.0191 | 158.219 | 159.1283 | 231.2984 | 395.2517 | 129.711 | 125.3862 | 346.3241 | 180.1912 | 172.7869 | 231.1149 | 207.2589 | 137.0274 | 212.435 | 362.1846 | 259.5007 | 125.6077 | 275.74 | 275.5517 | 146.9427 | 291.8142 | 229.5801 | 202.9254 | 332.0953 | 299.4558 | 341.2682 | 282.6774 | 199.2703 | 343.596 | 198.8398 | 211.9136 | 52.0933 | 182.6955 | 213.3622 | 131.3421 | 150.119 | 148.2677 | 74.1128 | 253.175 | 205.7756 | 262.8014 | 199.1447 | 177.0035 | 180.1964 | 170.7219 | 148.095 | 248.6435 | 107.1427 | 194.6799 | 154.8191 | 290.2914 | 258.81 | 334.0516 | 139.3796 | 178.7485 | 145.3664 | 126.7431 | 289.2999 | 226.2326 | 205.7845 | 174.3122 | 334.0868 | 120.6738 | 121.062 | 324.1003 | 240.4089 | 412.5506 | 196.7256 | 60.9858 | 141.9385 | 241.5471 | 116.3134 | 114.006 | 176.2088 | 199.1952 | 150.918 | 193.4481 | 132.3531 | 154.9056 | 203.1114 | 93.5723 | 325.9051 | 142.3121 | 222.744 | 173.0467 | 169.2203 | 173.7384 | 194.0578 | 279.8709 | 229.0104 | 214.9628 | 142.7626 | 109.7066 | 219.9278 | 175.431 | 100.7777 | 200.9081 | 288.5893 | 171.2229 | 228.3206 | 159.8538 | 151.6235 | 349.436 | 187.6981 | 292.1528 | 402.7549 | 195.6929 | 131.0217 | 351.2087 | 149.99 | 124.3362 | 227.8201 | 180.1512 | 273.0018 | 222.4923 | 382.1136 | 281.5118 | 216.9643 | 216.4727 | 112.5437 | 161.4884 | 152.0018 | 199.603 | 180.0978 | 265.2883 | 64.3963 | 191.5827 | 248.0878 | 214.6277 | 139.0142 | 268.1535 | 147.8808 | 281.1673 | 227.7154 | 143.7671 | 121.4912 | 206.2429 | 173.3194 | 125.5638 | 133.7528 | 206.1288 | 189.7269 | 82.6024 | 98.8265 | 234.6763 | 276.6476 | 188.4009 | 152.8997 | 245.6892 | 192.5268 | 314.5168 | 202.9736 | 266.5661 | 195.5364 | 30.6897 | 227.366 | 166.3894 | 235.398 | 90.7524 | 331.0553 | 107.1377 | 313.3059 | 229.1521 | 284.538 | 85.0695 | 400.7078 | 109.5443 | 302.7834 | 152.7722 | 340.494 | 401.4084 | 85.6439 | 204.9158 | 295.0752 | 342.4345 | 180.717 | 203.5417 | 74.7303 | 110.8948 | 14.0651 | 213.1941 | 467.9355 | 258.863 | 35.4065 | 236.7303 | 129.2609 | 265.4313 | 102.2099 | 130.8606 | 181.319 | 395.4887 | 247.2596 | 384.5318 | 170.0258 | 215.7091 | 240.8083 | 218.4234 | 234.259 | 94.6593 | 417.9779 | 134.8252 | 203.5 | 162.4365 | 304.3453 | 502.6814 | 399.9323 | 196.652 | 224.2121 | 190.047 | 298.4847 | 274.2479 | 87.6819 | 179.0553 | 208.7299 | 223.4006 | 338.6112 | 462.0018 | 352.3639 | 224.2239 | 201.9521 | 206.8274 | 198.1197 | 213.438 | 167.2776 | 219.892 | 149.6684 | 102.3641 | 244.8427 | 218.732 | 151.5127 | 186.5629 | 233.8415 | 148.6697 | 128.3475 | 139.5358 | 189.2751 | 239.3453 | 225.0906 | 141.2732 | 485.2032 | 172.1545 | 274.3156 | 324.9519 | 302.8784 | 105.6864 | 154.0769 | 209.2032 | 166.3532 | 183.4483 | 474.9668 | 145.8408 | 240.6019 | 251.0593 | 211.3985 | 136.712 | 164.2935 | 214.1159 | 220.9482 | 140.2934 | 322.3934 | 77.9636 | 246.1614 | 242.4409 | 268.2096 | 147.0923 | 135.8997 | 128.0621 | 150.3165 | 160.9388 | 225.5598 | 135.9913 | 285.2218 | 151.0293 | 120.7248 | 221.6098 | 210.9661 | 317.7678 | 349.8365 | 201.1813 | 215.7829 | 167.9375 | 175.3059 | 132.7416 | 107.0361 | 288.0108 | 93.8105 | 174.2517 | 165.216 | 97.5611 | 130.7088 | 192.1946 | 324.2393 | 249.8256 | 200.8444 | 119.9515 | 270.4002 | 217.7804 | 409.4978 | 279.7116 | 140.784 | 455.989 | 184.5447 | 363.7818 | 269.3138 | 141.324 | 267.8022 | 210.6379 | 214.3625 | 235.0559 | 139.6722 | 112.412 | 325.3952 | 143.1873 | 262.0046 | 433.7601 | 131.7076 | 258.8784 | 293.2324 | 144.1993 | 85.9871 | 150.1022 | 114.5458 | 48.9665 | 335.8958 | 315.9844 | 234.7786 | 101.7705 | 146.5449 | 211.5913 | 145.3057 | 191.4362 | 221.1337 | 154.2254 | 152.678 | 144.7147 | 152.0825 | 125.0748 | 137.3515 | 244.6001 | 170.8451 | 207.7464 | 158.868 | 155.4891 | 234.999 | 196.4802 | 368.612 | 96.1591 | 132.7912 | 193.7241 | 102.5419 | 76.0135 | 273.1635 | 102.1487 | 250.3546 | 133.6271 | 111.4481 | 181.7783 | 327.682 | 344.1269 | 152.6828 | 239.6327 | 210.7199 | 214.5113 | 201.3376 | 218.7539 | 201.7543 | 135.3653 | 189.4519 | 376.6951 | 73.0961 | 186.8561 | 207.1116 | 287.4274 | 160.3286 | 198.7764 | 64.2902 | 124.8281 | 194.0488 | 311.7246 | 174.8818 | 262.6971 | 158.4747 | 252.3121 | 287.2248 | 167.2007 | 76.7364 | 326.5081 | 149.4215 | 53.9512 | 276.2039 | 233.494 | 116.8451 | 112.7338 | 151.0293 | 240.766 | 226.5379 | 179.3264 | 243.6056 | 127.8088 | 266.675 | 221.3216 | 177.8963 | 160.2247 | 171.167 | 248.4462 | 234.3559 | 158.9409 | 304.6405 | 202.2743 | 128.0784 | 259.196 | 411.5979 | 111.5461 | 181.1986 | 182.0947 | 134.472 | 324.7452 | 261.989 | 213.6093 | 166.1969 | 448.5904 | 146.4625 | 266.6679 | 517.3109 | 106.8184 | 95.2966 | 282.1584 | 384.9699 | 98.5688 | 207.3041 | 146.6322 | 91.6513 | 140.4936 | 197.9714 | 301.5999 | 272.4441 | 93.9176 | 166.4482 | 211.1495 | 161.0904 | 241.8844 | 223.3436 | 211.4759 | 173.3693 | 165.8627 | 264.7002 | 276.6846 | 187.1272 | 220.6578 | 236.5354 | 191.5874 | 107.089 | 169.1112 | 128.0899 | 205.0634 | 195.167 | 227.2194 | 138.5945 | 262.7219 | 258.7482 | 193.0388 | 266.308 | 205.4123 | 197.0439 | 148.0253 | 215.5276 | 121.7874 | 192.4496 | 287.4908 | 171.6757 | 242.1873 | 360.1656 | 160.8382 | 194.3009 | 189.862 | 374.3354 | 189.5954 | 119.6368 | 262.7467 | 214.7118 | 159.2682 | 236.5648 | 162.8161 | 168.4353 | 173.1528 | 116.2172 | 131.4601 | 156.1648 | 218.8949 | 221.7124 | 316.83 | 163.5059 | 199.6315 | 200.434 | 216.263 | 3.6844 | 168.9955 | 177.284 | 130.4415 | 285.5666 | 260.6564 | 369.5581 | 174.9877 | 143.6605 | 255.2862 | 194.0781 | 345.1589 | 257.708 | 187.1669 | 170.4807 | 303.2221 | 103.6028 | 260.2817 | 211.6954 | 360.4925 | 97.5793 | 325.8501 | 121.6216 | 186.3923 | 196.1628 | 199.1602 | 272.5957 | 218.0258 | 146.551 | 182.753 | 150.5892 | 104.5385 | 121.6353 | 147.7523 | 350.893 | 228.7345 | 197.5912 | 169.4711 | 327.9758 | 159.3046 | 138.1615 | 147.1396 | 146.8926 | 105.4356 | 93.1743 | 109.9399 | 181.7633 | 159.1293 | 92.1857 | 213.8695 | 406.9797 | 156.8992 | 416.3555 | 210.7167 | 280.1558 | 446.6907 | 291.3019 | 146.946 | 313.6482 | 146.83 | 125.8234 | 100.7582 | 315.8847 | 230.5994 | 286.2529 | 272.0668 | 150.2301 | 209.3237 | 249.9846 | 121.1956 | 330.4537 | 274.4685 | 99.4013 | 195.9568 | 181.8137 | 338.0513 | 246.9649 | 139.9806 | 131.7708 | 122.0498 | 278.2727 | 163.8478 | 75.7403 | 210.8136 | 142.647 | 179.7685 | 129.8754 | 126.0435 | 200.9678 | 407.2459 | 38.191 | 112.4725 | 312.8839 | 133.702 | 128.4109 | 252.4047 | 126.9699 | 190.6762 | 275.7339 | 222.6022 | 154.0696 | 355.1573 | 402.3042 | 211.2723 | 228.4512 | 254.4913 | 273.6577 | 191.1281 | 111.6991 | 183.9803 | 169.0997 | 185.9898 | 170.5189 | 230.6108 | 239.3975 | 331.3698 | 496.0028 | 213.7881 | 295.934 | 204.5515 | 284.2557 | 310.7378 | 232.4352 | 223.2992 | 205.7987 | 154.4211 | 261.9053 | 471.0819 | 311.4325 | 253.4733 | 142.1112 | 83.549 | 106.6366 | 271.851 | 189.8302 | 92.4333 | 199.7066 | 149.4363 | 127.9503 | 217.9204 | 235.4015 | 323.6939 | 264.2155 | 134.2456 | 222.4886 | 146.1584 | 174.1163 | 185.5105 | 153.3196 | 139.0464 | 106.4521 | 335.1892 | 228.3725 | 100.7386 | 307.9769 | 95.4977 | 187.2949 | 232.2494 | 202.34 | 106.4384 | 215.6455 | 272.7404 | 202.8487 | 151.5095 | 155.8508 | 222.1873 | 183.8213 | 286.4933 | 201.8994 | 227.9345 | 210.0676 | 198.5345 | 211.2942 | 100.6407 | 156.52 | 264.4065 | 309.1335 | 88.6998 | 162.6473 | 227.3116 | 202.8621 | 172.3503 | 224.7088 | 207.2202 | 86.9139 | 176.7468 | 228.1489 | 249.1711 | 191.1573 | 253.7185 | 262.543 | 254.4667 | 286.1003 | 128.1503 | 165.0288 | 225.8099 | 191.9244 | 264.8262 | 243.0975 | 309.237 | 139.9315 | 146.6981 | 245.7981 | 232.1279 | 92.8747 | 266.3726 | 158.6307 | 239.7706 | 289.6034 | 278.1839 | 177.5743 | 307.4775 | 120.8699 | 155.1955 | 189.5359 | 459.5411 | 238.8462 | 181.2708 | 181.8808 | 188.7949 | 139.4292 | 235.3947 | 134.6486 | 230.6737 | 162.3555 | 71.2233 | 199.3045 | 288.2645 | 191.1154 | 204.2806 | 192.5925 | 256.3122 | 119.021 | 211.7377 | 132.2516 | 275.2377 | 264.5568 | 333.6954 | 255.0751 | 248.3419 | 150.0502 | 173.9664 | 195.5498 | 123.102 | 131.9849 | 203.1759 | 305.7763 | 114.367 | 91.9056 | 202.6114 | 249.632 | 298.6885 | 133.0913 | 124.1046 | 278.4863 | 251.743 | 259.0675 | 247.8764 | 191.9103 | 168.4725 | 335.7719 | 215.7261 | 308.7433 | 317.2583 | 283.9914 | 141.1802 | 268.9549 | 382.9317 | 142.6011 | 219.4022 | 177.5932 | 254.327 | 178.3055 | 176.9885 | 127.2722 | 188.1894 | 173.9164 | 136.8225 | 205.2924 | 228.7621 | 207.6875 | 147.1138 | 213.3786 | 141.377 | 305.374 | 341.9789 | 325.4473 | 137.0467 | 285.0472 | 148.1915 | 157.2541 | 147.5135 | 132.6965 | 153.2111 | 96.6748 | 130.0503 | 220.4683 | 298.1313 | 210.4278 | 234.4693 | 224.5725 | 120.7741 | 177.4372 | 195.9353 | 139.9955 | 231.0369 | 278.5593 | 180.2195 | 399.5319 | 70.9206 | 272.1483 | 132.3006 | 138.6295 | 128.5161 | 120.5467 | 627.0693 | 238.9001 | 150.4851 | 169.1653 | 146.6881 | 235.0204 | 173.6063 | 386.8617 | 163.4126 | 234.0771 | 218.3774 | 127.7978 | 207.3746 | 173.9608 | 95.6323 | 152.0419 | 249.2196 | 238.0904 | 228.931 | 186.3268 | 234.9235 | 262.1622 | 108.1474 | 138.8155 | 137.0989 | 161.7879 | 194.6885 | 199.4646 | 229.1333 | 244.5461 | 117.9869 | 326.2709 | 167.2234 | 136.5254 | 209.5603 | 166.4512 | 379.6918 | 363.1183 | 448.779 | 231.9289 | 137.413 | 179.0104 | 104.8373 | 98.9769 | 196.6602 | 331.6057 | 205.3213 | 230.8985 | 138.6471 | 291.8863 | 260.8752 | 249.8885 | 223.9772 | 205.4891 | 275.6684 | 180.9648 | 126.4566 | 96.1527 | 96.6615 | 164.0504 | 168.7483 | 283.8635 | 199.0457 | 146.0066 | 234.4133 | 186.0725 | 248.8742 | 351.7688 | 190.7102 | 106.9993 | 5.6778 | 149.1082 | 309.7766 | 193.3359 | 173.054 | 137.9975 | 311.4076 | 180.478 | 177.1494 | 95.3201 | 153.2644 | 143.1248 | 207.9271 | 128.0305 | 271.1475 | 188.8326 | 212.9363 | 116.4403 | 116.8773 | 181.7852 | 254.5869 | 242.1344 | 386.0901 | 361.9214 | 170.8467 | 116.0774 | 252.1586 | 137.3822 | 21.8934 | 215.048 | 260.763 | 170.7183 | 175.0854 | 213.8419 | 313.6883 | 349.9852 | 277.0214 | 419.1203 | 272.5693 | 241.3003 | 271.9127 | 184.6947 | 224.4408 | 209.7137 | 141.975 | 191.6433 | 154.166 | 185.2268 | 226.2373 | 198.1138 | 95.5287 | 194.6523 | 298.5654 | 128.659 | 161.3843 | 255.5688 | 219.8195 | 157.486 | 222.0186 | 224.691 | 278.5636 | 197.5706 | 184.9672 | 177.6378 | 62.7898 | 172.1566 | 340.1202 | 159.0434 | 163.6869 | 217.5232 | 250.1914 | 291.8311 | 156.0189 | 255.6384 | 228.7291 | 198.1458 | 316.4195 | 129.3283 | 278.8137 | 144.4686 | 167.518 | 318.5664 | 306.983 | 109.1939 | 289.554 | 192.1099 | 137.6803 | 197.7148 | 189.9715 | 295.4689 | 176.7957 | 288.7404 | 50.7467 | 154.4814 | 245.6076 | 271.678 | 211.4222 | 133.6444 | 153.8785 | 171.5927 | 247.3704 | 207.6478 | 164.8985 | 140.6566 | 196.0001 | 319.4462 | 253.3105 | 178.4166 | 233.3092 | 147.9212 | 208.9904 | 262.966 | 294.479 | 174.3817 | 281.943 | 364.4692 | 229.4992 | 208.8664 | 156.6774 | 212.9852 | 194.2297 | 195.3884 | 91.7402 | 106.0027 | 375.9367 | 183.1623 | 214.2413 | 325.9187 | 197.0595 | 189.1304 | 207.3652 | 359.8499 | 217.9103 | 239.899 | 162.9467 | 181.199 | 244.4183 | 130.4855 | 111.9725 | 292.6258 | 205.6367 | 120.2331 | 238.2794 | 146.7344 | 195.4591 | 116.0113 | 229.0865 | 137.7331 | 522.6581 | 179.36 | 114.4749 | 166.7687 | 188.3614 | 145.6225 | 203.673 | 170.5714 | 251.1245 | 311.1382 | 179.2881 | 110.8568 | 307.246 | 150.7523 | 438.3695 | 137.2899 | 170.4537 | 256.7273 | 149.2023 | 157.7274 | 178.2671 | 256.0131 | 163.2349 | 188.1679 | 158.5149 | 227.3771 | 209.8776 | 141.1201 | 165.8026 | 157.8704 | 143.2582 | 232.3763 | 240.7143 | 199.1719 | 215.5348 | 277.3506 | 283.2385 | 222.6041 | 160.2835 | 227.1402 | 189.4505 | 240.3505 | 178.3728 | 132.2095 | 201.7639 | 251.7974 | 160.0475 | 191.347 | 225.3141 | 130.5839 | 426.7616 | 184.1154 | 216.0204 | 303.7514 | 186.8183 | 257.3305 | 315.6608 | 237.1736 | 176.1444 | 287.9592 | 140.7183 | 232.6909 | 149.0484 | 163.9846 | 198.6069 | 177.0791 | 119.7161 | 250.1408 | 187.7014 | 162.4063 | 129.8721 | 205.4977 | 204.3925 | 264.8863 | 251.473 | 254.8979 | 147.9257 | 99.8289 | 188.1112 | 180.029 | 136.2448 | 220.0825 | 255.0667 | 240.2741 | 310.5338 | 146.348 | 179.9846 | 116.5121 | 333.0826 | 204.9118 | 190.9997 | 99.3533 | 184.4106 | 189.4002 | 289.314 | 218.1408 | 161.2452 | 217.652 | 134.693 | 213.1219 | 255.4573 | 135.6436 | 129.2201 | 204.0342 | 270.7223 | 145.6277 | 166.759 | 223.4314 | 183.6016 | 212.151 | 139.3717 | 316.9304 | 418.6294 | 205.1925 | 141.0097 | 88.3283 | 186.4271 | 99.8247 | 114.7388 | 164.2877 | 189.8306 | 247.9549 | 51.3639 | 168.1133 | 156.2529 | 225.1995 | 203.0181 | 137.7117 | 172.7955 | 300.1764 | 298.2799 | 94.9589 | 276.4113 | 155.9 | 156.2653 | 120.0541 | 262.853 | 215.7766 | 159.0844 | 111.4885 | 183.7323 | 185.0953 | 214.9084 | 272.5027 | 165.511 | 180.4181 | 120.2462 | 178.0235 | 312.8457 | 156.2711 | 196.8589 | 149.1328 | 249.5485 | 241.6644 | 271.2511 | 358.3256 | 285.1899 | 168.468 | 187.1347 | 226.4411 | 293.5523 | 198.8864 | 168.3681 | 259.4563 | 186.8429 | 245.1619 | 290.7823 | 131.2095 | 199.1125 | 126.3735 | 125.6509 | 167.2607 | 223.8048 | 125.71 | 195.0751 | 127.2231 | 233.1132 | 215.9011 | 149.8332 | 212.306 | 153.9225 | 216.0609 | 197.3973 | 186.6407 | 151.4021 | 114.9208 | 182.5777 | 186.7649 | 163.2034 | 160.3365 | 161.9534 | 237.4451 | 142.4882 | 139.7345 | 192.8153 | 148.0791 | 187.2652 | 150.6937 | 156.7684 | 192.8443 | 250.8678 | 218.2118 | 145.8693 | 186.6109 | 205.7545 | 67.7754 | 154.712 | 209.2818 | 134.629 | 217.8096 | 211.3777 | 169.2705 | 172.6851 | 476.9044 | 264.7612 | 237.7234 | 259.6808 | 72.0167 | 426.3831 | 166.0198 | 163.0391 | 139.4797 | 113.7416 | 184.3952 | 228.8601 | 364.8264 | 209.6645 | 197.2428 | 173.8041 | 457.3376 | 234.6734 | 168.4008 | 345.64 | 252.5817 | 198.3777 | 203.7639 | 183.1517 | 193.2212 | 202.1181 | 212.6228 | 417.0038 | 243.3117 | 251.3691 | 139.8616 | 183.2168 | 248.6061 | 88.5008 | 181.8099 | 261.9609 | 357.7371 | 239.4772 | 336.8106 | 235.8833 | 136.6694 | 233.0134 | 226.0864 | 151.2735 | 217.0882 | 250.4404 | 231.3172 | 153.1216 | 401.7388 | 124.5103 | 235.0204 | 261.4859 | 168.1683 | 202.0127 | 123.2713 | 273.4836 | 228.0765 | 148.632 | 188.1232 | 175.6669 | 274.0095 | 233.3077 | 221.8536 | 142.4009 | 90.7191 | 185.1027 | 210.2802 | 218.9653 | 247.2505 | 110.5349 | 335.292 | 150.945 | 371.7025 | 57.5965 | 8.0432 | 290.3899 | 194.7434 | 202.166 | 149.8681 | 128.1044 | 359.5511 | 101.7814 | 211.7949 | 420.3628 | 235.19 | 135.3108 | 211.1039 | 154.2853 | 147.0841 | 140.3236 | 135.7019 | 164.2423 | 282.06 | 286.8556 | 168.5467 | 129.9509 | 132.7762 | 437.4292 | 172.866 | 328.2059 | 334.5995 | 238.4876 | 207.8484 | 247.7226 | 117.1313 | 345.1943 | 208.0919 | 162.6574 | 203.9429 | 145.7222 | 315.7066 | 104.2974 | 183.6941 | 303.705 | 379.6925 | 260.8539 | 110.0767 | 188.0301 | 242.0107 | 242.2168 | 116.5421 | 231.408 | 224.696 | 187.8101 | 283.5304 | 223.696 | 146.1132 | 112.6651 | 247.9603 | 159.2307 | 288.4322 | 308.8592 | 181.8243 | 133.783 | 265.1918 | 144.7531 | 323.5098 | 231.7899 | 466.8112 | 138.8975 | 342.1352 | 240.151 | 158.0458 | 258.9387 | 247.0474 | 187.1597 | 90.73 | 204.2049 | 166.4114 | 305.4772 | 250.1315 | 212.5811 | 137.5393 | 357.6209 | 120.8297 | 103.3787 | 350.7652 | 159.9856 | 313.5386 | 180.1904 | 143.883 | 119.7537 | 157.4157 | 188.764 | 88.855 | 282.7423 | 239.0193 | 545.6659 | 149.2529 | 168.1307 | 108.8962 | 180.0727 | 317.4281 | 225.3369 | 114.9433 | 209.4521 | 257.2322 | 175.8365 | 268.2939 | 239.5217 | 118.386 | 121.1857 | 165.2497 | 313.1052 | 172.096 | 246.9977 | 107.4923 | 162.47 | 219.439 | 163.2935 | 195.8485 | 272.9789 | 321.332 | 391.0155 | 179.6264 | 183.5853 | 466.256 | 131.5366 | 266.482 | 324.3628 | 139.407 | 363.6243 | 280.5794 | 127.9929 | 149.858 | 157.1044 | 286.5268 | 106.7645 | 160.4739 | 165.4067 | 176.7789 | 218.4033 | 169.6437 | 301.4006 | 192.4898 | 131.4809 | 220.7913 | 230.2863 | 154.4057 | 190.9378 | 222.0827 | 221.4657 | 245.0302 | 247.601 | 138.91 | 171.1966 | 175.1348 | 199.8697 | 109.0325 | 277.4772 | 402.6588 | 177.6029 | 183.7925 | 133.0711 | 191.6401 | 251.6564 | 338.2549 | 92.3521 | 112.8649 | 181.1642 | 274.5408 | 276.1708 | 146.2206 | 143.1707 | 132.2428 | 123.3234 | 103.4078 | 360.7437 | 174.8836 | 308.6225 | 259.7047 | 205.9479 | 289.2328 | 223.0979 | 281.9105 | 157.6763 | 201.1613 | 294.727 | 102.165 | 175.5838 | 178.0151 | 52.3769 | 213.4567 | 102.4883 | 220.48 | 188.4214 | 263.4393 | 312.8066 | 165.7743 | 75.1338 | 184.1695 | 391.245 | 126.2331 | 195.2349 | 116.247 | 156.7094 | 304.3303 | 253.7636 | 234.1709 | 276.7285 | 382.5368 | 121.5907 | 189.194 | 275.4997 | 154.1682 | 122.6077 | 285.0323 | 189.6276 | 83.726 | 135.3384 | 271.7586 | 273.0719 | 297.9903 | 125.8292 | 268.9836 | 205.7049 | 226.725 | 111.4891 | 272.2057 | 105.1374 | 207.6918 | 115.0125 | 255.784 | 290.1939 | 314.8504 | 229.8252 | 123.2943 | 150.7462 | 248.004 | 92.6175 | 400.7072 | 138.6475 | 239.3052 | 554.7368 | 163.267 | 375.1848 | 170.6397 | 93.2145 | 175.5462 | 247.0482 | 146.4875 | 142.8937 | 377.184 | 267.9006 | 106.9967 | 185.7119 | 112.0696 | 233.6558 | 235.3001 | 158.0312 | 211.3613 | 183.8128 | 295.9034 | 297.0768 | 350.6403 | 109.0905 | 192.0689 | 160.2929 | 162.4125 | 186.2465 | 190.3843 | 214.4772 | 315.2452 | 96.2289 | 298.0999 | 293.6272 | 196.1314 | 168.6578 | 263.8845 | 158.6532 | 140.1099 | 156.0118 | 160.5936 | 220.0398 | 261.714 | 154.6475 | 98.4682 | 214.7121 | 169.402 | 84.2938 | 238.1675 | 137.8765 | 188.4812 | 168.1541 | 125.1235 | 190.3401 | 132.2502 | 123.4214 | 115.2219 | 148.7915 | 275.1072 | 133.7889 | 275.6888 | 154.6057 | 125.0512 | 108.6044 | 166.6079 | 150.5141 | 247.6768 | 228.7239 | 203.368 | 156.5622 | 73.5514 | 132.5166 | 213.9919 | 183.5177 | 151.0656 | 201.8432 | 136.1005 | 341.9802 | 390.4369 | 128.1719 | 109.8205 | 111.2676 | 116.5191 | 200.5282 | 241.5338 | 223.5085 | 373.786 | 435.991 | 73.3242 | 374.7482 | 341.2345 | 241.0659 | 118.7743 | 65.376 | 187.9988 | 194.725 | 150.2065 | 187.9592 | 263.4493 | 322.2092 | 365.2651 | 251.9623 | 317.8741 | 302.139 | 102.6796 | 201.4068 | 215.4721 | 254.2728 | 250.8043 | 158.8825 | 152.8875 | 293.8348 | 172.6171 | 102.4363 | 80.1893 | 295.6196 | 259.5866 | 315.5257 | 144.2166 | 352.4296 | 150.9122 | 161.9105 | 161.7562 | 178.2179 | 137.0548 | 313.2654 | 189.4885 | 67.7482 | 100.4935 | 312.4265 | 119.7571 | 124.0304 | 323.5445 | 233.2417 | 155.7266 | 175.3514 | 256.5773 | 202.9656 | 174.1187 | 204.0809 | 139.3548 | 193.953 | 247.5505 | 313.5719 | 197.9654 | 160.2944 | 112.0629 | 128.914 | 248.4796 | 197.5542 | 224.4681 | 272.3733 | 270.8671 | 147.1644 | 188.6591 | 141.2043 | 91.1054 | 90.5385 | 116.0868 | 221.2429 | 216.3629 | 257.6049 | 204.9954 | 199.5771 | 149.1301 | 176.7627 | 294.1302 | 258.4205 | 256.5128 | 197.0992 | 179.0349 | 166.2092 | 157.2588 | 156.8961 | 97.7038 | 126.4726 | 143.1028 | 196.0534 | 76.2776 | 333.1595 | 196.7797 | 182.4661 | 178.7804 | 118.4046 | 114.8817 | 244.3561 | 175.732 | 186.1379 | 341.4872 | 158.6943 | 256.0788 | 312.8311 | 328.7762 | 185.3811 | 150.8931 | 267.5606 | 245.8094 | 295.7011 | 133.4974 | 375.786 | 172.3608 | 276.645 | 332.9049 | 200.2493 | 119.0613 | 245.4801 | 308.3017 | 215.5029 | 100.854 | 149.2793 | 232.2948 | 278.2657 | 268.458 | 404.4805 | 257.2401 | 201.2862 | 205.4074 | 184.4726 | 152.6929 | 179.5572 | 137.1222 | 175.4499 | 269.5604 | 192.539 | 276.2643 | 138.8354 | 214.3349 | 155.5875 | 163.4022 | 131.1655 | 381.446 | 366.3746 | 247.0019 | 344.9814 | 246.832 | 186.7387 | 138.5045 | 181.0988 | 193.4812 | 198.0548 | 128.5763 | 146.6963 | 81.0685 | 303.167 | 196.8836 | 220.6371 | 148.1772 | 198.4437 | 411.4548 | 144.0193 | 116.4531 | 180.5239 | 157.5671 | 129.0737 | 273.9779 | 240.8593 | 269.2143 | 138.4975 | 189.959 | 332.1898 | 292.8844 | 206.7314 | 142.8946 | 85.5536 | 113.2228 | 386.0959 | 136.663 | 254.0718 | 299.6906 | 160.2592 | 440.5133 | 303.3971 | 204.31 | 170.5024 | 390.888 | 107.7566 | 261.0588 | 168.6566 | 128.1108 | 278.2534 | 209.6776 | 209.3977 | 241.9575 | 302.4657 | 179.1385 | 306.7799 | 206.857 | 326.3747 | 222.7939 | 204.481 | 231.2776 | 251.0207 | 231.2241 | 266.3822 | 256.4599 | 140.735 | 182.2074 | 157.3761 | 192.2393 | 128.5709 | 198.7553 | 100.0481 | 299.8778 | 229.5792 | 269.0427 | 228.1203 | 288.7378 | 203.4213 | 204.8804 | 123.9702 | 181.9785 | 175.8941 | 248.6937 | 198.7151 | 180.0862 | 261.4072 | 163.7232 | 291.0929 | 223.3649 | 146.8513 | 179.7332 | 272.5791 | 139.681 | 290.0295 | 146.7682 | 113.14 | 362.2773 | 149.9737 | 109.393 | 161.5193 | 209.5136 | 134.5969 | 150.6192 | 211.5129 | 222.3985 | 287.4833 | 74.8051 | 186.5414 | 253.5679 | 193.516 | 76.477 | 192.4833 | 122.1036 | 370.155 | 74.5421 | 323.7821 | 191.242 | 414.6162 | 351.8219 | 90.3329 | 210.5589 | 236.998 | 167.9706 | 403.1582 | 154.7149 | 199.4401 | 304.7681 | 221.1833 | 253.0898 | 260.1314 | 104.9364 | 236.2763 | 219.7723 | 295.5766 | 186.5457 | 195.0411 | 254.3673 | 133.098 | 206.8203 | 143.5424 | 87.1824 | 257.2131 | 297.0209 | 237.8201 | 238.4123 | 327.1798 | 260.0971 | 225.8365 | 167.0228 | 194.0506 | 360.5528 | 174.5324 | 235.7123 | 280.7658 | 332.2215 | 251.9068 | 205.3631 | 188.7325 | 221.3063 | 123.4542 | 159.2255 | 182.8384 | 350.0713 | 251.5253 | 257.0972 | 141.745 | 133.9917 | 219.8677 | 227.1708 | 333.4995 | 315.669 | 258.7161 | 150.202 | 240.677 | 143.631 | 299.7631 | 140.1045 | 223.346 | 194.7424 | 239.0649 | 130.8483 | 83.1053 | 161.1867 | 131.4222 | 334.19 | 131.4814 | 261.3344 | 202.947 | 193.5165 | 134.3622 | 120.4367 | 116.2809 | 290.0478 | 257.281 | 238.8583 | 209.002 | 122.082 | 348.3439 | 229.0847 | 309.6565 | 295.0443 | 71.1417 | 395.2482 | 127.0584 | 158.725 | 225.8123 | 189.8817 | 207.4971 | 108.8875 | 255.4082 | 182.9327 | 137.9553 | 258.641 | 96.5577 | 167.4794 | 135.6758 | 158.4331 | 176.6512 | 276.8278 | 201.1683 | 150.079 | 142.2529 | 272.7688 | 98.4152 | 153.3759 | 221.3566 | 300.1006 | 180.8193 | 166.5706 | 260.0387 | 171.9773 | 241.2604 | 134.9578 | 102.0244 | 185.844 | 212.968 | 126.7816 | 127.0018 | 245.6915 | 178.675 | 269.9726 | 155.6538 | 130.1794 | 234.3949 | 126.4498 | 140.5337 | 169.5705 | 268.9006 | 109.18 | 178.6645 | 242.199 | 106.9934 | 122.6799 | 282.9333 | 233.0608 | 305.9538 | 240.059 | 116.2396 | 420.1667 | 380.1199 | 180.0983 | 150.4472 | 249.2678 | 163.7632 | 194.2763 | 222.1089 | 143.0655 | 410.23 | 289.9947 | 174.3696 | 350.8888 | 241.2396 | 163.8037 | 328.3274 | 174.0651 | 135.3534 | 102.4171 | 190.909 | 87.4662 | 318.5177 | 208.4646 | 100.5207 | 214.7701 | 212.2449 | 191.2163 | 103.317 | 152.798 | 181.539 | 205.9663 | 147.9512 | 214.4091 | 97.9897 | 144.1823 | 258.3371 | 106.1019 | 322.4268 | 243.0222 | 496.4336 | 166.5867 | 73.9607 | 108.0224 | 181.3802 | 192.3566 | 196.3189 | 94.0458 | 277.9569 | 235.6231 | 151.4512 | 249.6298 | 317.7591 | 118.2307 | 170.2291 | 159.3137 | 207.4915 | 239.4976 | 236.4182 | 250.4213 | 91.5141 | 116.4088 | 217.9466 | 112.0032 | 296.6129 | 195.095 | 198.2967 | 85.8691 | 129.0731 | 223.0546 | 113.2771 | 123.5949 | 162.8186 | 87.4658 | 252.0429 | 240.8563 | 118.9243 | 350.2105 | 128.402 | 268.894 | 375.0234 | 186.3055 | 304.8474 | 195.1931 | 85.8675 | 171.0815 | 231.2866 | 172.2075 | 206.2377 | 295.0284 | 196.9885 | 77.97 | 316.083 | 334.6451 | 162.4311 | 247.8143 | 148.0728 | 79.8643 | 166.132 | 182.3122 | 273.3674 | 191.0415 | 395.5473 | 269.7252 | 177.7068 | 176.6519 | 266.6653 | 199.5652 | 125.4228 | 116.0616 | 112.2643 | 153.5425 | 212.8559 | 171.7471 | 373.0958 | 162.2345 | 175.469 | 401.1298 | 303.4215 | 210.5775 | 164.2262 | 191.0915 | 111.9044 | 2.2418 | 165.3805 | 151.7365 | 275.7677 | 288.2439 | 142.6404 | 271.6599 | 200.3912 | 322.3639 | 209.2573 | 122.5941 | 261.133 | 292.7839 | 155.1156 | 207.9212 | 257.2226 | 119.0285 | 200.4451 | 141.8754 | 127.4654 | 385.1943 | 14.006 | 333.9495 | 220.7758 | 132.1089 | 226.265 | 245.5389 | 146.2554 | 142.2034 | 291.501 | 250.4905 | 152.5931 | 282.63 | 271.1275 | 129.2938 | 193.2443 | 108.1502 | 236.96 | 184.7237 | 138.413 | 177.937 | 114.0725 | 169.5712 | 170.2575 | 191.8534 | 233.7269 | 126.374 | 172.5497 | 89.1629 | 392.297 | 268.975 | 146.0495 | 254.3119 | 246.5994 | 172.3021 | 143.3541 | 179.1583 | 212.5467 | 234.5833 | 89.0775 | 136.2202 | 199.554 | 254.0921 | 218.4309 | 97.6371 | 320.0936 | 169.6987 | 185.6585 | 103.7799 | 134.1862 | 155.8728 | 279.3338 | 139.1439 | 191.6896 | 201.8156 | 74.1884 | 274.8084 | 96.6755 | 292.7083 | 198.9228 | 161.0594 | 321.9195 | 160.0977 | 190.9234 | 245.0473 | 194.9433 | 285.5368 | 129.8464 | 209.5228 | 497.9006 | 280.8647 | 191.0004 | 417.5743 | 158.1451 | 165.4238 | 115.9492 | 123.693 | 76.7699 | 135.3662 | 85.1443 | 256.7581 | 170.2493 | 124.6644 | 306.916 | 96.3821 | 222.4158 | 306.1835 | 248.5112 | 248.8044 | 133.2189 | 229.8096 | 240.1279 | 203.996 | 95.7459 | 229.894 | 160.4148 | 97.0971 | 287.0973 | 95.8564 | 144.0048 | 200.9115 | 95.8763 | 249.7221 | 170.1157 | 194.8439 | 280.4258 | 106.5832 | 323.8599 | 216.7808 | 266.1913 | 185.5658 | 92.6802 | 205.9289 | 240.5129 | 218.0298 | 201.1102 | 174.3478 | 178.3697 | 108.448 | 267.6188 | 286.8332 | 500.0475 | 86.578 | 155.3604 | 148.1054 | 322.9928 | 149.6195 | 166.1495 | 143.8689 | 357.4514 | 229.2423 | 109.3478 | 258.6434 | 158.4672 | 326.247 | 113.6693 | 351.6978 | 200.3829 | 140.5682 | 465.428 | 158.0291 | 217.2185 | 121.8041 | 200.0954 | 240.7205 | 113.9874 | 208.4395 | 140.8625 | 120.5403 | 304.6255 | 142.3479 | 307.4215 | 288.6245 | 160.8992 | 149.4282 | 224.9673 | 142.832 | 229.8008 | 343.84 | 310.9213 | 159.2626 | 136.4464 | 208.5797 | 146.115 | 258.2929 | 168.1119 | 164.0666 | 116.9369 | 168.4314 | 138.4226 | 120.477 | 145.0331 | 339.1831 | 253.2366 | 85.7268 | 215.3221 | 185.733 | 140.2569 | 126.4213 | 123.3383 | 244.0806 | 170.6845 | 171.9186 | 259.2797 | 381.9458 | 98.386 | 212.4904 | 189.8832 | 324.0698 | 148.2405 | 348.9062 | 76.4999 | 155.9238 | 288.7766 | 132.9787 | 309.6265 | 287.6558 | 153.6224 | 165.6223 | 268.0462 | 252.3302 | 143.9181 | 156.8887 | 160.3136 | 198.0545 | 297.3853 | 179.2708 | 247.9979 | 180.6564 | 178.6511 | 390.6995 | 337.9151 | 152.4924 | 226.9609 | 110.3961 | 183.8655 | 143.7167 | 510.1221 | 195.7534 | 270.658 | 118.315 | 153.5556 | 208.9106 | 209.0712 | 163.7543 | 294.9202 | 199.1732 | 174.4459 | 277.944 | 130.8142 | 259.7904 | 139.626 | 225.2281 | 73.754 | 188.6671 | 185.035 | 158.1632 | 138.9622 | 125.1728 | 233.5406 | 205.8917 | 232.888 | 173.4538 | 273.0229 | 220.4942 | 363.3901 | 112.1977 | 219.5387 | 208.2888 | 232.5695 | 146.976 | 133.2176 | 234.5023 | 224.7339 | 214.1679 | 357.1081 | 240.4336 | 205.7451 | 89.8658 | 299.2126 | 126.7739 | 127.7749 | 170.509 | 57.5141 | 250.3246 | 154.3985 | 205.9633 | 264.6736 | 103.7497 | 187.9366 | 202.8099 | 38.0595 | 154.6012 | 193.4353 | 140.2888 | 419.0897 | 106.8156 | 174.245 | 316.3474 | 178.5882 | 432.3666 | 243.7998 | 341.3089 | 144.8212 | 237.9587 | 164.4385 | 127.6493 | 187.9846 | 75.3647 | 228.3146 | 166.0166 | 111.8605 | 289.7213 | 196.1671 | 220.6429 | 329.5836 | 205.5692 | 234.3398 | 225.2425 | 126.9904 | 222.9233 | 238.6904 | 285.4365 | 300.7088 | 147.908 | 267.9325 | 138.5011 | 77.864 | 377.7383 | 134.6092 | 195.7124 | 237.8477 | 58.3705 | 129.7047 | 231.6779 | 181.952 | 113.9315 | 219.4733 | 239.9308 | 220.312 | 333.4885 | 344.0205 | 179.0207 | 153.4966 | 146.8164 | 496.6132 | 171.3548 | 218.4614 | 189.8595 | 424.8432 | 430.4693 | 175.5764 | 84.7277 | 133.8546 | 345.8778 | 185.8314 | 118.1762 | 80.1073 | 278.1897 | 244.0704 | 180.3797 | 224.6297 | 139.9943 | 156.2647 | 278.2586 | 195.7011 | 146.7953 | 195.3288 | 136.6614 | 186.1649 | 257.1775 | 147.3384 | 198.7837 | 197.197 | 154.8943 | 202.5025 | 223.968 | 150.005 | 115.2513 | 238.453 | 354.3723 | 80.1121 | 156.6692 | 183.1746 | 241.6003 | 163.5794 | 345.8837 | 144.658 | 381.4574 | 291.1664 | 255.8487 | 166.3701 | 141.8405 | 307.9577 | 122.2532 | 249.9347 | 356.3876 | 208.7072 | 187.2549 | 165.3808 | 125.9034 | 199.0904 | 173.9683 | 297.0473 | 152.853 | 162.7765 | 324.9848 | 223.3203 | 313.3066 | 120.2853 | 320.6103 | 279.2655 | 224.9782 | 188.296 | 294.1683 | 281.6775 | 191.3648 | 185.9878 | 87.184 | 333.2622 | 261.1196 | 236.3022 | 606.1702 | 276.677 | 137.1782 | 87.8165 | 152.8136 | 256.1635 | 119.5299 | 173.8592 | 315.1329 | 185.7501 | 331.617 | 154.8576 | 119.4702 | 117.424 | 118.0368 | 269.957 | 218.4127 | 142.7784 | 151.4803 | 180.6561 | 85.5323 | 104.9212 | 212.6442 | 117.1754 | 248.7171 | 278.6374 | 190.1636 | 207.9235 | 133.3375 | 181.1826 | 254.0248 | 172.2575 | 322.358 | 139.9601 | 204.0289 | 269.8908 | 231.1963 | 140.1444 | 128.1991 | 179.7872 | 115.3578 | 330.3345 | 188.6541 | 133.8576 | 162.529 | 176.4163 | 197.646 | 207.2782 | 335.2831 | 90.7738 | 179.3787 | 96.5558 | 119.0684 | 163.6643 | 187.1667 | 168.556 | 247.0887 | 237.8117 | 187.7357 | 174.3487 | 101.5384 | 189.1514 | 156.3922 | 148.8972 | 139.8613 | 136.2613 | 235.9334 | 190.9527 | 169.1751 | 152.4506 | 107.9007 | 130.4024 | 257.3086 | 158.6278 | 397.3044 | 87.223 | 194.4703 | 419.9731 | 307.724 | 235.1598 | 375.1068 | 302.8786 | 144.3811 | 160.3596 | 223.0499 | 192.3793 | 204.1951 | 292.6988 | 148.7321 | 162.3295 | 254.9403 | 120.7651 | 77.9487 | 225.4888 | 304.3673 | 144.8048 | 182.4051 | 203.4973 | 182.9153 | 117.1552 | 195.9964 | 164.334 | 155.6774 | 274.3387 | 214.6937 | 176.6953 | 159.0215 | 124.0637 | 177.7455 | 342.6584 | 312.9157 | 349.54 | 142.7277 | 203.4569 | 88.3362 | 191.4294 | 92.2485 | 238.6885 | 218.5331 | 188.5487 | 207.507 | 138.8192 | 210.2319 | 311.2648 | 137.0939 | 207.8801 | 301.4319 | 344.1948 | 187.021 | 272.536 | 194.9878 | 203.1114 | 290.0954 | 186.9199 | 143.2268 | 174.8598 | 93.2352 | 300.2013 | 169.7081 | 120.8794 | 292.6535 | 266.3015 | 193.0891 | 125.3207 | 63.292 | 340.5332 | 176.5104 | 105.7092 | 243.6894 | 169.7145 | 69.7541 | 198.0759 | 196.2089 | 246.3293 | 224.0488 | 186.8384 | 110.9211 | 112.3138 | 359.9297 | 88.0431 | 242.6181 | 135.7328 | 82.8638 | 163.2502 | 149.2536 | 119.0908 | 252.057 | 271.568 | 211.2559 | 169.9718 | 248.1196 | 272.1931 | 224.5088 | 249.6393 | 309.5958 | 229.3233 | 56.959 | 115.8525 | 137.0168 | 181.5762 | 175.3821 | 161.2747 | 204.7137 | 145.0003 | 272.6564 | 196.7419 | 121.0485 | 113.7032 | 141.767 | 262.3331 | 130.2202 | 223.9219 | 356.6132 | 190.6294 | 179.051 | 278.6474 | 190.7995 | 170.5135 | 273.5509 | 108.4612 | 176.6607 | 76.2107 | 187.7363 | 313.803 | 227.3946 | 91.4844 | 191.2676 | 117.674 | 170.7245 | 81.8363 | 200.984 | 270.2179 | 239.9802 | 393.9016 | 195.2659 | 266.3921 | 183.5347 | 115.0098 | 189.5665 | 208.1803 | 282.5914 | 516.1971 | 316.6154 | 242.8168 | 295.0639 | 208.9639 | 155.462 | 118.1742 | 257.7795 | 188.6101 | 309.75 | 168.8308 | 125.8116 | 158.9761 | 218.6219 | 281.0712 | 267.0249 | 373.4133 | 153.975 | 255.3611 | 218.263 | 115.0641 | 165.1885 | 281.9995 | 160.7208 | 251.3135 | 340.2988 | 95.5393 | 252.5798 | 168.8009 | 283.8125 | 196.7807 | 155.3533 | 146.4047 | 103.5501 | 159.7796 | 225.935 | 252.7524 | 164.0425 | 158.572 | 112.0177 | 77.1047 | 209.9363 | 348.8762 | 166.6794 | 164.5591 | 265.078 | 146.9781 | 234.6431 | 174.7112 | 163.2248 | 181.1217 | 23.2963 | 170.1194 | 263.3005 | 242.503 | 125.4019 | 316.9594 | 241.0761 | 136.4605 | 244.8658 | 143.2115 | 186.3752 | 213.1946 | 150.036 | 178.4353 | 238.5576 | 211.3817 | 388.2316 | 200.9234 | 130.6374 | 240.4683 | 345.812 | 127.2323 | 226.4333 | 309.7841 | 108.2157 | 348.2012 | 168.1565 | 216.5098 | 111.0257 | 151.8137 | 213.8025 | 193.432 | 277.0078 | 255.2772 | 156.9177 | 188.9503 | 296.6123 | 167.8892 | 402.4369 | 246.8715 | 123.6194 | 180.2775 | 314.7805 | 220.0349 | 107.4513 | 151.7582 | 179.7015 | 117.7984 | 119.9623 | 101.4853 | 186.892 | 298.9846 | 194.3074 | 388.5398 | 232.4334 | 159.0987 | 236.8461 | 169.0575 | 349.6515 | 185.565 | 211.3135 | 236.3677 | 248.4362 | 162.1202 | 407.9721 | 206.1828 | 241.2561 | 230.0861 | 178.2241 | 353.0264 | 160.1965 | 145.7722 | 532.9214 | 141.3673 | 128.4252 | 270.826 | 224.6153 | 221.3962 | 127.2241 | 140.7581 | 137.92 | 70.3487 | 243.3038 | 246.6461 | 269.5434 | 137.7078 | 76.8431 | 150.5344 | 326.5041 | 281.3498 | 226.9136 | 112.4936 | 193.6112 | 354.3885 | 495.631 | 156.7631 | 252.7414 | 285.219 | 275.1463 | 228.5401 | 317.7576 | 220.4628 | 135.5825 | 189.854 | 265.7272 | 131.7605 | 159.7837 | 110.6164 | 237.2134 | 169.16 | 183.3064 | 86.9473 | 144.6485 | 113.0897 | 245.7957 | 155.105 | 133.5573 | 102.6445 | 145.0028 | 281.2223 | 226.1899 | 193.5713 | 270.2345 | 159.8971 | 157.6794 | 183.8071 | 124.396 | 159.7499 | 46.4423 | 205.6628 | 128.6066 | 156.357 | 296.6607 | 108.212 | 158.644 | 280.1557 | 363.0481 | 166.4483 | 154.3804 | 184.2573 | 398.8281 | 142.0561 | 134.8917 | 264.2429 | 253.661 | 153.9437 | 187.039 | 248.1224 | 182.7764 | 202.4421 | 138.0262 | 161.2537 | 164.288 | 132.7143 | 268.5452 | 142.7056 | 118.3299 | 150.5966 | 201.5545 | 178.223 | 189.4774 | 475.7685 | 297.2845 | 373.5288 | 236.3703 | 297.7231 | 267.3728 | 134.638 | 142.8089 | 170.6623 | 58.3863 | 252.1613 | 170.8741 | 111.8322 | 343.6337 | 322.803 | 248.2029 | 355.5433 | 208.5763 | 226.3452 | 412.4671 | 238.4935 | 197.2489 | 59.6206 | 309.1114 | 200.9444 | 145.6394 | 114.0116 | 127.297 | 123.255 | 170.8367 | 106.862 | 311.3172 | 288.312 | 198.0936 | 170.2469 | 204.4925 | 341.3802 | 206.1995 | 286.7587 | 130.2631 | 179.4885 | 130.5879 | 179.7906 | 152.8505 | 366.915 | 148.5229 | 140.3628 | 128.3382 | 137.6492 | 90.3415 | 282.7984 | 244.4788 | 267.3983 | 142.785 | 406.3421 | 133.9228 | 127.6852 | 140.9679 | 177.2371 | 150.1014 | 96.9705 | 103.2447 | 180.472 | 128.1566 | 185.606 | 86.8089 | 399.8537 | 205.4787 | 357.4019 | 131.4824 | 325.6708 | 186.9177 | 256.2403 | 139.4759 | 248.1305 | 209.0682 | 256.0566 | 147.6598 | 102.0527 | 178.8602 | 147.1893 | 221.7476 | 203.9047 | 187.3568 | 236.2874 | 313.6765 | 308.0884 | 200.2259 | 178.7397 | 271.3302 | 170.9175 | 263.2536 | 184.3247 | 201.5217 | 188.6463 | 132.6605 | 167.5346 | 217.8214 | 262.0367 | 268.038 | 144.1009 | 146.284 | 230.0594 | 279.1705 | 219.8471 | 82.842 | 331.7675 | 232.9206 | 361.0747 | 204.2232 | 226.8712 | 234.1701 | 279.1702 | 132.5363 | 329.4922 | 130.8347 | 307.3853 | 238.4151 | 255.4273 | 129.6602 | 133.4064 | 154.4101 | 179.8234 | 318.5275 | 155.6704 | 225.7708 | 183.869 | 185.9925 | 324.6583 | 162.5788 | 214.2199 | 126.2881 | 83.1651 | 205.4722 | 201.654 | 454.9249 | 345.1596 | 304.1629 | 108.9765 | 131.5615 | 141.0611 | 230.4491 | 234.5525 | 85.7411 | 354.7648 | 220.0689 | 185.8163 | 124.1471 | 194.8717 | 261.2073 | 160.5205 | 149.6779 | 128.5679 | 242.346 | 125.7619 | 198.5479 | 188.9979 | 367.741 | 129.4147 | 183.9074 | 119.501 | 190.4039 | 111.6079 | 147.1481 | 273.6502 | 165.4038 | 247.9775 | 153.5559 | 166.2639 | 342.7036 | 211.5336 | 123.8843 | 111.4828 | 230.4506 | 169.2187 | 138.4507 | 141.7916 | 154.0046 | 179.5472 | 249.5108 | 189.23 | 124.2951 | 104.9408 | 96.0204 | 138.1551 | 137.1856 | 129.9459 | 303.5675 | 302.393 | 287.4481 | 103.516 | 223.2038 | 203.1912 | 150.3223 | 249.4751 | 278.825 | 164.6043 | 209.6927 | 176.369 | 145.779 | 120.2233 | 284.0849 | 243.6953 | 176.9037 | 185.8337 | 294.7942 | 203.3375 | 264.3682 | 166.6374 | 211.9411 | 331.1989 | 197.6874 | 145.4964 | 148.6713 | 78.5468 | 282.6926 | 203.9305 | 217.0025 | 282.5509 | 281.1059 | 178.4159 | 170.1008 | 165.449 | 295.7911 | 137.3995 | 239.5108 | 197.9489 | 349.6987 | 275.4768 | 144.5023 | 279.2501 | 117.0573 | 239.9455 | 290.3803 | 201.8534 | 235.879 | 137.2706 | 167.3051 | 291.7372 | 229.4613 | 150.5695 | 161.5312 | 115.543 | 329.0869 | 267.5649 | 135.3078 | 224.6254 | 273.0051 | 162.6919 | 183.2671 | 388.7882 | 399.7628 | 356.066 | 419.4788 | 203.1193 | 152.3644 | 157.6715 | 243.6541 | 161.3336 | 217.902 | 151.1424 | 259.3379 | 223.4869 | 288.8974 | 192.503 | 352.7601 | 185.3581 | 234.912 | 203.0984 | 111.8978 | 167.7128 | 191.8738 | 243.7432 | 122.6569 | 128.5784 | 153.6388 | 158.9647 | 366.0185 | 182.1367 | 195.105 | 99.7501 | 77.016 | 186.8434 | 363.6483 | 200.1738 | 251.4286 | 208.4143 | 228.2232 | 150.4532 | 209.879 | 101.5767 | 425.6376 | 206.3375 | 169.7129 | 164.4648 | 231.4971 | 160.9584 | 85.2642 | 314.6456 | 481.7362 | 126.4667 | 197.553 | 147.9161 | 162.6678 | 53.4403 | 212.9603 | 320.0755 | 339.95 | 138.2983 | 150.4064 | 196.2155 | 206.2186 | 132.4885 | 307.8936 | 187.9609 | 363.1582 | 68.1807 | 114.8634 | 339.5642 | 261.4735 | 149.7458 | 111.2768 | 214.6502 | 305.1661 | 223.3454 | 223.27 | 216.9726 | 216.6321 | 151.8846 | 255.7471 | 160.2762 | 119.9377 | 349.3246 | 165.0539 | 39.1682 | 198.4131 | 164.2206 | 264.1676 | 378.7531 | 114.0686 | 127.9803 | 279.0508 | 268.6199 | 277.4187 | 143.8811 | 283.8458 | 195.4612 | 176.1078 | 202.4769 | 268.4273 | 151.7768 | 257.9243 | 270.2532 | 224.8216 | 144.6925 | 141.5455 | 195.3397 | 211.6314 | 155.8788 | 113.2206 | 297.3429 | 231.561 | 126.6244 | 508.6569 | 343.1463 | 129.5263 | 93.2773 | 220.2767 | 174.9484 | 162.8681 | 139.7027 | 314.9231 | 203.0526 | 131.6084 | 107.397 | 339.1345 | 68.9158 | 274.8727 | 215.7402 | 321.5431 | 149.4059 | 364.3919 | 245.7503 | 129.963 | 183.6296 | 109.1494 | 144.0729 | 198.7666 | 195.4743 | 99.4626 | 186.2329 | 202.1513 | 529.468 | 253.388 | 212.4995 | 163.0756 | 254.368 | 233.6333 | 188.0856 | 112.0543 | 244.7542 | 172.6622 | 113.0389 | 221.371 | 229.8832 | 504.5794 | 235.2572 | 22.6098 | 270.4715 | 188.2203 | 200.1822 | 420.9128 | 183.341 | 234.2276 | 173.3822 | 267.1037 | 134.042 | 170.3348 | 447.4544 | 242.6987 | 290.3242 | 264.8005 | 255.269 | 149.8469 | 190.8349 | 118.7827 | 223.5627 | 343.6545 | 181.5898 | 135.8325 | 176.9902 | 204.4888 | 192.8087 | 180.7408 | 71.2783 | 397.5753 | 145.0751 | 306.264 | 124.094 | 235.2538 | 119.866 | 112.3756 | 181.2952 | 161.5403 | 246.5523 | 176.0924 | 216.3482 | 270.5759 | 79.5288 | 100.1842 | 293.2714 | 234.8563 | 114.197 | 146.9691 | 189.1127 | 189.5885 | 204.6835 | 277.6735 | 244.1128 | 134.2535 | 257.5648 | 167.8023 | 229.356 | 114.8048 | 116.3472 | 232.6241 | 167.9457 | 146.2596 | 195.3714 | 206.6285 | 252.8121 | 130.5212 | 135.5168 | 242.4017 | 167.9713 | 101.1726 | 189.2044 | 318.7652 | 166.2025 | 236.3137 | 81.1346 | 207.1699 | 174.3915 | 173.4405 | 228.4201 | 259.65 | 162.8646 | 179.6592 | 229.8188 | 276.6406 | 214.201 | 213.8089 | 137.7669 | 266.1169 | 280.5966 | 314.5602 | 126.5791 | 215.2442 | 176.3851 | 165.8353 | 225.1443 | 196.9235 | 210.2572 | 104.6204 | 208.4534 | 92.7709 | 165.9576 | 107.3197 | 209.377 | 175.1209 | 393.6281 | 121.7521 | 197.9625 | 228.7457 | 306.4634 | 193.1595 | 240.1126 | 235.8476 | 318.397 | 284.1388 | 195.5455 | 168.7156 | 186.1457 | 253.7257 | 96.7845 | 169.6703 | 115.1839 | 196.7533 | 343.6707 | 254.1239 | 79.2899 | 311.0418 | 302.6916 | 318.2773 | 221.9035 | 171.8436 | 322.8955 | 197.0216 | 98.7608 | 113.8118 | 210.8004 | 215.5679 | 121.008 | 228.3958 | 207.3446 | 178.8508 | 313.6644 | 212.6983 | 152.4834 | 253.628 | 301.968 | 190.7509 | 374.0647 | 103.4923 | 145.4455 | 176.8834 | 466.112 | 140.2052 | 331.45 | 177.5646 | 308.4086 | 444.4494 | 192.1266 | 207.8161 | 254.0212 | 183.5111 | 137.0272 | 94.9497 | 137.3347 | 186.7169 | 211.1282 | 117.8393 | 123.0711 | 198.3596 | 364.1805 | 217.8956 | 171.1859 | 398.8158 | 225.5602 | 225.1796 | 205.4154 | 137.8631 | 133.06 | 84.6951 | 287.4184 | 350.1187 | 59.5862 | 240.0654 | 105.3678 | 381.3246 | 151.2163 | 244.9541 | 163.169 | 299.0213 | 285.2311 | 107.3545 | 179.4187 | 140.4452 | 245.2816 | 293.2847 | 61.5067 | 211.0247 | 139.0333 | 421.7661 | 232.7483 | 255.1217 | 127.7154 | 238.1952 | 378.2679 | 142.7635 | 174.014 | 361.2408 | 171.2179 | 178.9795 | 205.4538 | 220.8383 | 188.7865 | 145.6489 | 415.0788 | 216.9171 | 178.0647 | 218.9012 | 488.6281 | 241.7337 | 97.7503 | 423.5479 | 191.7197 | 236.988 | 178.9151 | 201.7577 | 166.7608 | 145.0125 | 219.0192 | 386.4626 | 147.0923 | 136.5403 | 117.1179 | 467.817 | 124.391 | 234.6775 | 204.8056 | 214.5267 | 199.4725 | 263.9303 | 178.4674 | 174.6311 | 295.7502 | 254.3124 | 214.6835 | 208.2648 | 169.5101 | 427.792 | 251.4846 | 260.7796 | 243.2297 | 135.5388 | 292.9315 | 233.616 | 123.8567 | 424.2334 | 162.9632 | 180.1233 | 272.1296 | 342.6355 | 114.0776 | 98.517 | 133.6633 | 228.6688 | 133.8504 | 248.2084 | 119.0934 | 110.5621 | 209.9665 | 223.4804 | 211.598 | 203.618 | 462.7745 | 240.866 | 291.3695 | 82.0693 | 198.6586 | 190.7267 | 230.8702 | 181.9247 | 209.1189 | 106.1871 | 174.2494 | 225.1674 | 460.9479 | 150.5534 | 148.7234 | 150.971 | 310.1685 | 295.2542 | 248.2008 | 163.2187 | 209.7633 | 172.98 | 141.1926 | 215.2731 | 131.048 | 133.9863 | 243.7903 | 167.7036 | 94.2737 | 167.1685 | 252.1999 | 91.5623 | 114.2842 | 94.3328 | 200.0022 | 357.8679 | 176.125 | 149.1511 | 273.7452 | 147.7794 | 314.1801 | 146.981 | 227.1704 | 194.0888 | 124.6687 | 257.2175 | 102.3918 | 283.8836 | 86.6794 | 145.5344 | 72.2967 | 115.3666 | 265.8238 | 129.5082 | 246.7406 | 136.9329 | 126.029 | 173.3236 | 399.5146 | 374.9467 | 176.3762 | 264.4207 | 201.6308 | 429.9269 | 152.5229 | 187.3761 | 291.8519 | 105.1628 | 180.7492 | 301.5066 | 304.3963 | 87.9784 | 364.2641 | 208.3832 | 109.8847 | 161.6659 | 248.881 | 209.7902 | 226.0432 | 224.0475 | 246.8916 | 237.1491 | 186.8281 | 171.2956 | 177.9525 | 234.3354 | 221.6517 | 131.6369 | 261.609 | 193.0233 | 117.5243 | 163.7126 | 88.3728 | 299.7793 | 118.5924 | 33.9066 | 184.7284 | 304.9333 | 69.7567 | 62.1874 | 210.2136 | 250.8909 | 147.7944 | 171.4854 | 356.8774 | 145.4747 | 2.3984 | 224.6587 | 215.6819 | 122.8408 | 271.393 | 221.1803 | 208.6076 | 170.2221 | 186.3376 | 117.2032 | 127.4547 | 174.5134 | 350.4453 | 435.932 | 298.9532 | 233.9178 | 323.9819 | 200.8017 | 212.9956 | 155.9706 | 207.5029 | 110.0603 | 283.4078 | 154.4079 | 233.5874 | 188.3786 | 265.3217 | 94.1337 | 181.5409 | 104.1864 | 207.2385 | 166.47 | 135.1029 | 294.2997 | 188.3983 | 56.1016 | 291.3919 | 188.4488 | 226.7445 | 199.4259 | 109.4399 | 127.4998 | 366.4988 | 317.7361 | 170.492 | 121.1876 | 111.3802 | 77.1235 | 210.1392 | 99.1888 | 217.1447 | 226.0543 | 212.0157 | 169.219 | 257.3993 | 60.823 | 187.5452 | 209.76 | 117.5626 | 77.4046 | 136.1772 | 181.8976 | 191.1278 | 266.4772 | 287.8019 | 157.7066 | 248.5277 | 208.1326 | 354.9886 | 251.8925 | 280.234 | 243.7469 | 169.9577 | 337.0969 | 212.8236 | 141.7444 | 129.3733 | 111.8788 | 172.0163 | 195.5554 | 282.7131 | 160.1914 | 222.2517 | 107.7406 | 274.461 | 185.055 | 132.0974 | 211.893 | 170.0105 | 209.418 | 141.2674 | 72.6066 | 259.1719 | 258.2963 | 238.3353 | 164.2077 | 356.6624 | 92.723 | 270.8833 | 270.3983 | 137.266 | 158.6749 | 171.9223 | 189.2236 | 18.4394 | 123.5411 | 148.6805 | 170.5581 | 161.8 | 272.0053 | 132.4654 | 206.3998 | 191.7932 | 223.0902 | 141.5123 | 181.9327 | 135.9759 | 92.4526 | 109.5261 | 489.6249 | 117.1925 | 163.4905 | 76.5011 | 178.9868 | 81.5431 | 176.9729 | 168.8516 | 206.4099 | 183.4199 | 152.4304 | 355.3092 | 232.7253 | 116.4244 | 230.6264 | 227.5973 | 328.4853 | 92.4185 | 166.4208 | 160.8265 | 187.8017 | 235.278 | 97.3403 | 175.8169 | 209.7821 | 291.8235 | 164.2737 | 71.1002 | 188.8749 | 165.9843 | 143.4667 | 154.6452 | 188.1137 | 181.1218 | 331.0588 | 255.2208 | 177.6644 | 241.7812 | 294.3967 | 91.2293 | 163.4876 | 153.7528 | 249.9573 | 96.6297 | 143.5184 | 174.0486 | 140.852 | 254.8084 | 310.651 | 251.0605 | 119.4023 | 119.2274 | 149.2544 | 275.2317 | 246.0119 | 176.4248 | 289.1753 | 173.7927 | 98.4853 | 155.0766 | 158.1495 | 171.8959 | 294.2712 | 281.7158 | 157.6016 | 428.8197 | 224.5471 | 136.9436 | 255.65 | 139.7252 | 202.8055 | 199.4965 | 235.5498 | 315.0878 | 240.5599 | 224.291 | 298.5752 | 135.5478 | 168.5844 | 271.037 | 177.562 | 174.4409 | 198.9476 | 226.5743 | 145.1778 | 169.995 | 161.8056 | 148.7528 | 155.5196 | 273.6385 | 251.435 | 121.4121 | 215.5073 | 319.6528 | 109.0011 | 222.3253 | 239.7409 | 151.6501 | 160.6091 | 137.8819 | 125.0676 | 235.1491 | 167.9085 | 198.8952 | 171.4462 | 235.9765 | 288.9762 | 207.7892 | 300.2579 | 347.8141 | 217.6459 | 201.5812 | 326.3763 | 238.4851 | 212.5357 | 144.4217 | 231.6246 | 262.8482 | 104.4146 | 210.4055 | 215.4877 | 183.3056 | 247.2124 | 119.1367 | 267.7158 | 293.3784 | 234.7386 | 106.2926 | 113.1698 | 267.1479 | 176.2168 | 118.4023 | 226.0934 | 260.9418 | 169.65 | 204.4399 | 122.3396 | 148.2718 | 157.3116 | 225.4761 | 308.8428 | 292.0891 | 44.4409 | 102.38 | 265.7576 | 88.0381 | 112.7107 | 244.9868 | 285.8449 | 122.4673 | 116.8155 | 182.6548 | 93.1906 | 178.623 | 278.278 | 232.9144 | 222.8259 | 158.3071 | 197.8845 | 149.103 | 112.1654 | 199.6247 | 85.3547 | 105.4757 | 171.1813 | 91.2025 | 272.3175 | 181.1032 | 218.6775 | 221.2083 | 207.2836 | 136.9597 | 186.2883 | 272.6643 | 105.1274 | 173.197 | 208.3192 | 146.1465 | 178.0038 | 220.1001 | 112.3433 | 131.7854 | 113.2559 | 143.4823 | 260.2525 | 234.0337 | 144.6108 | 342.1493 | 175.2391 | 139.7882 | 276.448 | 179.205 | 222.9571 | 422.5905 | 317.3423 | 109.9409 | 114.7564 | 158.7079 | 379.6091 | 222.0784 | 147.5126 | 107.2314 | 262.125 | 182.114 | 360.8309 | 102.6132 | 135.88 | 198.0016 | 170.2272 | 226.9522 | 162.0731 | 232.5491 | 200.592 | 161.4202 | 207.9916 | 229.7309 | 185.8645 | 132.0529 | 325.1737 | 229.7788 | 280.7356 | 121.5181 | 112.9965 | 261.8631 | 246.085 | 266.5195 | 154.8305 | 177.3305 | 189.8368 | 257.922 | 120.6057 | 225.6628 | 189.3873 | 408.8287 | 189.6409 | 207.1954 | 120.5718 | 161.0061 | 233.9339 | 203.8997 | 184.8144 | 128.6754 | 189.5978 | 232.2476 | 181.2893 | 184.1191 | 163.4784 | 271.6975 | 229.6897 | 360.8551 | 158.7351 | 247.3778 | 159.6934 | 231.5958 | 72.7763 | 301.0889 | 88.6279 | 108.9572 | 123.0312 | 78.416 | 173.5471 | 167.9793 | 167.0145 | 209.5147 | 280.5193 | 182.9125 | 151.0459 | 426.873 | 415.0091 | 285.3876 | 229.6643 | 185.8319 | 129.6421 | 248.4234 | 131.6145 | 221.1586 | 92.2454 | 105.8241 | 249.7644 | 141.2595 | 222.9543 | 246.7513 | 347.3337 | 201.7748 | 127.9285 | 127.8745 | 171.3165 | 265.734 | 101.7875 | 120.8681 | 283.6418 | 156.3515 | 102.408 | 254.5638 | 164.9479 | 223.3855 | 154.1987 | 173.3498 | 186.9769 | 281.1647 | 244.735 | 69.6838 | 130.0421 | 200.5037 | 155.951 | 232.6638 | 220.4357 | 257.5023 | 102.1201 | 232.2689 | 198.7704 | 155.9239 | 154.6397 | 148.3681 | 226.7948 | 162.9877 | 196.4591 | 143.9933 | 253.9164 | 179.5253 | 168.8243 | 221.513 | 185.534 | 249.3227 | 330.8635 | 150.0114 | 172.9839 | 122.9831 | 97.723 | 222.9756 | 326.9361 | 227.6185 | 299.5225 | 192.8585 | 304.4627 | 241.8055 | 91.8702 | 125.2734 | 201.1418 | 186.1727 | 207.6688 | 163.6872 | 301.7461 | 331.7269 | 344.1523 | 179.4095 | 280.9772 | 149.8619 | 200.9517 | 336.1475 | 173.6605 | 479.2237 | 328.1528 | 249.6648 | 185.9025 | 165.9443 | 210.4188 | 206.526 | 126.2734 | 219.3067 | 220.706 | 178.7037 | 223.3173 | 139.6403 | 242.2077 | 492.1902 | 149.0747 | 145.1999 | 176.3814 | 203.1767 | 161.6373 | 564.2957 | 155.1394 | 111.2549 | 203.7424 | 194.6068 | 196.5291 | 113.9248 | 310.3212 | 91.1526 | 120.9474 | 260.3606 | 376.0765 | 173.4198 | 139.5838 | 342.9442 | 251.5133 | 290.6857 | 375.275 | 156.682 | 261.6828 | 231.2016 | 96.4763 | 317.7193 | 111.2518 | 366.6077 | 223.1406 | 117.211 | 396.2698 | 225.6457 | 246.1653 | 235.0022 | 525.416 | 189.5579 | 268.1313 | 132.5552 | 125.2377 | 280.3301 | 137.1298 | 361.7601 | 190.5252 | 115.2163 | 145.9672 | 221.9028 | 334.9042 | 210.6316 | 144.4377 | 200.2377 | 213.1227 | 160.9494 | 177.2979 | 146.84 | 207.7211 | 213.3454 | 250.9506 | 180.0587 | 245.7515 | 140.6763 | 164.2743 | 211.9709 | 203.7478 | 97.7043 | 269.3572 | 172.6072 | 89.7992 | 182.4398 | 147.1998 | 138.0488 | 113.2914 | 118.9122 | 67.6846 | 205.1619 | 249.3271 | 195.2814 | 259.1421 | 334.092 | 183.4445 | 150.4156 | 230.7508 | 272.5944 | 234.0691 | 188.8736 | 230.029 | 34.7134 | 236.5735 | 136.1754 | 195.425 | 175.7992 | 237.8735 | 179.9059 | 435.9093 | 161.8456 | 110.2313 | 299.3916 | 325.8093 | 130.8626 | 200.3231 | 290.2555 | 142.2277 | 102.3134 | 335.8527 | 205.3694 | 240.4267 | 166.2404 | 86.5603 | 252.1202 | 97.7535 | 255.7739 | 231.6783 | 109.3142 | 123.3937 | 156.8972 | 361.377 | 165.8407 | 295.5479 | 234.7566 | 121.6456 | 198.139 | 112.0696 | 184.9866 | 148.9417 | 133.4723 | 206.4799 | 196.4063 | 156.0326 | 87.096 | 147.1216 | 191.5771 | 150.855 | 169.6526 | 188.9618 | 177.2885 | 192.0915 | 189.4065 | 131.1018 | 266.0893 | 103.9675 | 112.9744 | 175.2233 | 248.1511 | 356.1809 | 163.1138 | 343.5027 | 134.2427 | 224.9006 | 294.0101 | 172.8182 | 212.9769 | 201.6868 | 253.9841 | 150.1918 | 202.9668 | 217.8239 | 245.4376 | 58.4981 | 153.9151 | 146.5155 | 133.5422 | 206.0287 | 221.6929 | 323.0231 | 181.2046 | 103.7734 | 190.8043 | 187.9974 | 256.1656 | 263.3733 | 268.6237 | 193.2033 | 166.5564 | 452.5604 | 205.7693 | 198.3227 | 154.6695 | 209.7925 | 125.7012 | 303.2788 | 173.9072 | 330.1917 | 193.114 | 228.4611 | 178.1621 | 347.0079 | 105.7278 | 189.5074 | 205.1779 | 167.1445 | 224.4324 | 176.5146 | 270.8083 | 135.739 | 153.6536 | 233.9831 | 111.6505 | 92.0337 | 203.5133 | 198.6771 | 150.8615 | 148.1917 | 353.2679 | 128.3702 | 274.7306 | 240.3367 | 205.5357 | 409.8014 | 118.6537 | 160.6134 | 371.9094 | 305.8204 | 122.2639 | 279.685 | 161.9825 | 281.7652 | 217.1008 | 187.3298 | 155.1543 | 212.0476 | 309.2605 | 137.2013 | 189.079 | 108.3476 | 199.7658 | 125.0352 | 285.5365 | 91.1205 | 147.4095 | 112.1273 | 221.2288 | 154.8253 | 290.7267 | 132.4194 | 237.4517 | 43.7589 | 211.9114 | 163.487 | 143.7192 | 231.4162 | 120.9916 | 345.9981 | 201.5191 | 137.0889 | 108.6398 | 240.3139 | 278.6841 | 145.5197 | 223.6451 | 315.3576 | 331.1982 | 191.932 | 205.0755 | 279.6061 | 192.6937 | 163.1884 | 256.0354 | 286.9708 | 289.1484 | 165.3432 | 98.6595 | 230.3324 | 261.935 | 256.6407 | 128.7556 | 176.3868 | 364.0577 | 117.6071 | 182.8465 | 124.2147 | 240.4114 | 196.3693 | 234.1895 | 57.8993 | 103.2186 | 112.7409 | 84.2076 | 350.4071 | 196.6994 | 196.8674 | 124.0768 | 255.1448 | 157.6095 | 69.7313 | 200.5674 | 138.3999 | 184.5067 | 236.8923 | 321.9433 | 184.722 | 196.4462 | 99.5404 | 229.0326 | 182.0988 | 202.7214 | 176.5448 | 159.1047 | 393.8258 | 128.4701 | 221.6135 | 92.0081 | 224.3868 | 193.6608 | 288.9125 | 76.0524 | 271.7975 | 318.9319 | 169.4304 | 364.0578 | 189.1865 | 130.4431 | 270.7578 | 192.2557 | 128.2643 | 337.2436 | 125.0258 | 248.0216 | 166.5044 | 102.7081 | 138.5034 | 283.8858 | 75.4972 | 100.6944 | 153.8752 | 444.399 | 164.686 | 291.1356 | 170.1827 | 215.6099 | 125.8154 | 165.8193 | 162.6389 | 252.5754 | 136.5925 | 97.6353 | 340.3904 | 167.7746 | 249.1675 | 165.9306 | 281.625 | 178.649 | 132.1769 | 149.6403 | 151.2319 | 201.2495 | 250.3873 | 199.7472 | 260.9435 | 129.515 | 184.3924 | 192.4279 | 169.6143 | 77.1009 | 207.793 | 137.874 | 236.7717 | 202.2366 | 175.3959 | 191.5186 | 274.5311 | 237.2735 | 239.4194 | 229.7254 | 181.9215 | 152.7489 | 298.7115 | 182.9403 | 476.8153 | 176.0793 | 183.0031 | 166.5128 | 130.898 | 272.0921 | 132.0287 | 227.0731 | 243.1605 | 284.3816 | 197.7381 | 137.9931 | 450.3274 | 166.1474 | 126.5485 | 133.2387 | 271.793 | 335.825 | 154.9255 | 187.5589 | 341.1996 | 172.0155 | 251.7477 | 232.9121 | 310.331 | 137.7602 | 188.9902 | 219.712 | 138.503 | 272.6815 | 234.0303 | 303.2482 | 171.8233 | 252.3277 | 50.6459 | 136.4812 | 235.1357 | 218.8792 | 284.3452 | 177.9878 | 123.186 | 203.0363 | 168.5276 | 256.0568 | 352.356 | 102.6637 | 153.815 | 145.7696 | 114.8168 | 217.0866 | 223.0296 | 149.8571 | 260.6214 | 196.173 | 152.9833 | 100.0194 | 211.1925 | 345.6765 | 220.4464 | 288.546 | 275.3991 | 97.2252 | 305.4527 | 127.6396 | 164.6588 | 165.881 | 126.1234 | 209.4437 | 234.9493 | 376.3261 | 114.8948 | 21.7091 | 177.1144 | 192.436 | 236.6922 | 237.9921 | 234.7734 | 130.4393 | 291.0652 | 409.3589 | 337.2903 | 131.9275 | 393.5461 | 192.305 | 108.8704 | 158.2099 | 137.4457 | 139.6172 | 120.362 | 173.2725 | 198.6404 | 126.0033 | 82.1353 | 181.2735 | 240.5269 | 225.9939 | 168.007 | 206.3506 | 218.5263 | 206.3504 | 167.2985 | 121.564 | 173.6102 | 219.1738 | 282.2889 | 150.5188 | 278.2261 | 99.4404 | 158.8431 | 248.0867 | 362.0636 | 213.5245 | 118.7123 | 191.023 | 142.4101 | 124.76 | 233.4519 | 248.5298 | 330.5347 | 89.8023 | 198.7398 | 278.0533 | 199.0588 | 173.7581 | 246.9857 | 160.2279 | 312.1071 | 288.9395 | 191.7651 | 158.5404 | 170.8613 | 201.9592 | 209.1427 | 261.4461 | 300.3233 | 261.9831 | 130.6626 | 358.6687 | 215.1538 | 173.8595 | 179.3075 | 139.4083 | 136.9248 | 119.9288 | 223.0819 | 106.9354 | 252.2561 | 16.5216 | 236.7243 | 234.8052 | 157.3684 | 310.8018 | 71.3597 | 163.745 | 123.4747 | 217.2289 | 112.3742 | 211.9672 | 337.1666 | 104.8343 | 291.4779 | 122.1114 | 218.133 | 307.5426 | 123.4051 | 203.9869 | 149.7244 | 106.1225 | 113.7198 | 271.9859 | 178.6959 | 310.9338 | 232.5991 | 240.1205 | 237.5085 | 169.5955 | 272.4234 | 245.6956 | 232.1583 | 132.1849 | 356.5117 | 89.6177 | 237.4188 | 200.1586 | 180.5033 | 155.2978 | 130.8531 | 199.7106 | 235.7274 | 253.5177 | 129.859 | 381.1604 | 207.266 | 305.9635 | 147.3385 | 194.712 | 228.6248 | 289.3823 | 113.6845 | 131.7223 | 176.3998 | 312.3055 | 351.5355 | 173.3616 | 210.955 | 159.0565 | 78.9366 | 134.7569 | 396.9306 | 261.5255 | 116.2038 | 170.2505 | 227.5801 | 268.0893 | 293.1675 | 124.9056 | 206.1156 | 212.2608 | 286.2555 | 160.7846 | 192.7861 | 92.7264 | 236.5668 | 143.842 | 150.4411 | 160.2897 | 90.5197 | 78.9826 | 147.4877 | 169.2348 | 87.6697 | 117.1541 | 182.8985 | 435.8974 | 172.0009 | 106.9591 | 314.0394 | 308.1821 | 294.7914 | 229.2874 | 148.0764 | 232.6417 | 348.7027 | 131.6455 | 230.1202 | 208.2437 | 119.6702 | 222.9174 | 347.6234 | 180.7828 | 366.6882 | 85.3935 | 255.2517 | 204.3889 | 261.5796 | 139.9517 | 286.7321 | 156.5002 | 179.0103 | 211.5901 | 205.6527 | 69.0455 | 400.8079 | 161.7385 | 76.6997 | 272.7709 | 113.7018 | 409.1941 | 213.0345 | 187.2423 | 317.2395 | 188.0151 | 270.0305 | 226.5289 | 182.4814 | 277.2234 | 93.7559 | 239.2974 | 120.9858 | 164.7347 | 212.4122 | 153.4582 | 267.7346 | 132.7264 | 180.3583 | 240.338 | 162.7555 | 211.2888 | 226.1496 | 273.7006 | 210.6664 | 209.1163 | 352.2229 | 103.577 | 230.3798 | 254.0217 | 212.6748 | 84.4083 | 148.9325 | 109.9488 | 259.6913 | 192.9096 | 131.0635 | 294.8013 | 158.9804 | 275.8685 | 139.7071 | 452.8089 | 209.3697 | 87.3605 | 154.5114 | 173.1627 | 130.2201 | 173.1697 | 200.7393 | 232.4509 | 149.0778 | 271.1749 | 222.8864 | 241.8925 | 227.1829 | 166.5816 | 217.0813 | 107.8661 | 159.669 | 288.3594 | 224.5864 | 190.4994 | 339.2567 | 331.4148 | 168.6109 | 254.4161 | 124.6127 | 258.5022 | 204.304 | 308.3783 | 182.2094 | 251.7169 | 239.3945 | 131.3024 | 279.5152 | 172.5872 | 160.8725 | 214.9771 | 108.2346 | 340.0005 | 138.6245 | 250.7218 | 124.9651 | 155.7427 | 231.1843 | 229.2531 | 210.1538 | 253.5647 | 198.6616 | 223.76 | 260.3455 | 115.4376 | 212.7552 | 213.3638 | 299.0044 | 137.2985 | 266.0293 | 231.1903 | 98.8553 | 195.0274 | 206.7392 | 255.9294 | 124.0962 | 308.7325 | 207.7447 | 171.3172 | 160.7575 | 170.4497 | 110.3312 | 139.6855 | 264.7657 | 260.5489 | 330.9344 | 258.62 | 139.9842 | 442.2028 | 197.3662 | 238.0428 | 256.619 | 207.7685 | 109.8109 | 285.0973 | 236.4733 | 196.2822 | 365.2446 | 239.4192 | 194.7372 | 60.8692 | 386.3472 | 406.7451 | 272.6163 | 218.9847 | 96.5228 | 134.8526 | 105.0907 | 188.9959 | 247.6077 | 318.2211 | 200.5506 | 139.0027 | 354.079 | 205.2757 | 108.9121 | 114.8665 | 332.6375 | 153.6209 | 109.5394 | 132.9468 | 143.4883 | 265.4419 | 119.9698 | 196.3251 | 146.1673 | 190.6778 | 163.4913 | 206.5709 | 214.1486 | 127.3142 | 390.192 | 121.8431 | 88.6254 | 100.2731 | 168.2397 | 161.3018 | 201.135 | 129.5792 | 112.3439 | 239.9874 | 182.0663 | 156.6528 | 117.2234 | 118.7122 | 157.0624 | 396.6265 | 152.6476 | 133.4417 | 259.1315 | 147.2089 | 212.4822 | 161.0827 | 268.3702 | 194.2847 | 266.5501 | 138.6735 | 207.0886 | 267.9613 | 251.2426 | 219.7466 | 204.9032 | 130.7438 | 209.706 | 118.1804 | 242.1519 | 304.299 | 255.1973 | 268.4315 | 205.9286 | 363.2887 | 163.1991 | 195.2118 | 153.9826 | 195.0465 | 112.253 | 215.2649 | 153.397 | 315.8926 | 229.587 | 171.5354 | 281.1248 | 210.1809 | 137.4884 | 160.6491 | 149.3595 | 176.2275 | 150.2834 | 133.2298 | 326.6309 | 346.2251 | 195.2535 | 286.3581 | 236.1202 | 333.503 | 253.5068 | 162.1686 | 389.6725 | 191.5003 | 242.5656 | 118.4728 | 88.311 | 180.3973 | 329.4198 | 287.694 | 157.1559 | 402.4173 | 122.1809 | 141.9179 | 270.4439 | 136.4711 | 213.6474 | 222.712 | 87.0749 | 190.0098 | 180.6018 | 240.4939 | 174.741 | 163.209 | 159.9073 | 239.0364 | 540.7395 | 168.9704 | 269.8171 | 193.8827 | 184.5926 | 225.1969 | 125.7668 | 215.4822 | 276.4645 | 362.3273 | 111.425 | 124.6938 | 184.4733 | 147.7565 | 253.6929 | 148.7191 | 198.3032 | 154.8964 | 254.8996 | 376.3775 | 190.8271 | 120.707 | 230.0486 | 277.9621 | 158.7815 | 106.5634 | 247.4221 | 159.0057 | 147.0248 | 167.0226 | 246.4947 | 160.4378 | 248.6608 | 316.8609 | 189.9781 | 208.3771 | 189.3655 | 241.8957 | 116.4898 | 117.6052 | 152.7451 | 307.7399 | 185.7958 | 237.6849 | 154.9924 | 191.6796 | 116.9098 | 247.5621 | 180.7655 | 135.0417 | 124.2275 | 117.6408 | 118.7865 | 109.1173 | 192.3988 | 213.6563 | 194.8862 | 245.924 | 262.3372 | 231.514 | 132.7335 | 291.3382 | 172.5338 | 139.8961 | 225.4802 | 236.0428 | 409.1923 | 185.2054 | 114.577 | 207.181 | 116.7435 | 188.3696 | 168.7815 | 198.02 | 204.9152 | 229.149 | 232.5026 | 213.9311 | 94.3704 | 195.4487 | 138.4333 | 181.0347 | 134.4726 | 132.0089 | 204.6369 | 322.1578 | 295.3604 | 145.7929 | 163.7388 | 125.5293 | 176.0674 | 170.4086 | 333.489 | 177.4145 | 147.5294 | 76.1509 | 236.7843 | 172.1982 | 307.693 | 97.4016 | 113.7799 | 258.8987 | 90.442 | 206.8481 | 359.2023 | 157.1934 | 118.0664 | 135.5182 | 154.0114 | 486.0575 | 278.9132 | 183.5956 | 236.7813 | 257.7175 | 179.9877 | 83.0265 | 111.735 | 301.5363 | 200.284 | 245.5597 | 267.9773 | 219.9139 | 158.3785 | 169.7881 | 250.0034 | 268.373 | 165.7386 | 334.3534 | 115.7631 | 120.0949 | 217.8706 | 141.8587 | 212.0394 | 171.5245 | 176.6393 | 177.1866 | 169.8597 | 186.5373 | 112.7984 | 288.316 | 129.7507 | 178.3547 | 199.6211 | 94.2666 | 123.3149 | 310.2839 | 200.9847 | 291.2986 | 96.1503 | 135.3385 | 216.8387 | 303.604 | 177.837 | 338.2821 | 247.304 | 309.8967 | 105.3545 | 195.0287 | 206.0069 | 263.0511 | 263.0526 | 119.6573 | 21.7179 | 273.1046 | 180.1841 | 172.5376 | 171.8958 | 225.6076 | 221.6376 | 116.1941 | 230.6298 | 256.2429 | 139.8824 | 303.7282 | 505.4682 | 142.115 | 215.4171 | 114.8876 | 150.1648 | 153.0159 | 270.5781 | 194.989 | 276.3001 | 275.8741 | 201.3109 | 155.3208 | 150.8823 | 197.8122 | 262.5803 | 345.954 | 307.9305 | 164.6015 | 233.6741 | 160.8498 | 209.7865 | 173.2486 | 217.8524 | 211.7914 | 298.289 | 125.1957 | 221.9016 | 146.8847 | 120.7846 | 145.2643 | 144.3966 | 145.5736 | 123.9061 | 84.7829 | 217.9838 | 216.9511 | 246.7574 | 157.372 | 344.2066 | 84.9099 | 257.3287 | 185.6615 | 369.8198 | 208.0023 | 279.4421 | 159.8798 | 77.4438 | 93.0555 | 238.5154 | 237.3173 | 169.8331 | 201.234 | 209.1973 | 173.9886 | 289.4103 | 167.4522 | 199.0665 | 282.9863 | 66.5701 | 129.8889 | 237.7476 | 253.7634 | 202.413 | 228.8063 | 198.0999 | 126.3904 | 307.7258 | 179.9874 | 179.5425 | 238.9103 | 203.373 | 279.1475 | 237.6987 | 257.8173 | 162.3654 | 165.0433 | 137.3941 | 202.8211 | 158.4319 | 227.3076 | 204.5205 | 277.1816 | 167.9913 | 131.4264 | 361.9368 | 353.7946 | 252.1647 | 266.243 | 302.1254 | 191.4902 | 218.8109 | 121.8116 | 143.4838 | 184.6549 | 304.626 | 118.3278 | 190.0612 | 256.7079 | 282.3488 | 175.5351 | 49.0316 | 260.7969 | 88.3552 | 151.858 | 69.3 | 227.1829 | 154.5236 | 217.0594 | 136.9809 | 104.2863 | 197.3295 | 336.9481 | 122.0433 | 328.2764 | 110.0069 | 172.8617 | 147.1205 | 246.1141 | 212.6247 | 146.7017 | 277.7735 | 264.0504 | 255.5676 | 179.5414 | 122.5908 | 131.9572 | 325.8761 | 134.2561 | 260.7272 | 103.2704 | 277.8414 | 225.2494 | 180.2445 | 194.1998 | 206.3103 | 83.5924 | 178.86 | 351.5495 | 246.6669 | 246.9847 | 308.869 | 250.1282 | 286.541 | 143.3371 | 187.8689 | 166.6359 | 148.0194 | 149.3829 | 205.336 | 301.6265 | 198.604 | 175.5605 | 268.943 | 122.3853 | 185.8299 | 228.4564 | 190.7479 | 106.9124 | 308.3264 | 172.0945 | 99.1551 | 165.0167 | 248.1865 | 128.6433 | 135.8062 | 204.1076 | 148.3797 | 179.2706 | 220.559 | 159.7075 | 154.3144 | 140.8239 | 227.7154 | 138.7819 | 293.7608 | 274.2593 | 156.8681 | 168.9148 | 159.0584 | 234.2487 | 419.9982 | 179.2002 | 318.985 | 122.7829 | 295.274 | 69.8711 | 287.4499 | 162.891 | 221.805 | 248.93 | 279.5564 | 157.2181 | 236.75 | 215.11 | 226.6637 | 128.996 | 277.6179 | 368.4273 | 206.3689 | 323.5935 | 166.0815 | 159.9857 | 130.1945 | 377.8117 | 152.629 | 108.6041 | 244.9549 | 127.0416 | 136.0474 | 130.1444 | 222.5875 | 178.1076 | 146.2724 | 233.0189 | 187.2918 | 122.9547 | 151.1183 | 266.3603 | 318.4851 | 193.9017 | 270.5847 | 229.8285 | 154.9642 | 219.5347 | 128.389 | 130.0374 | 209.2414 | 183.7074 | 385.7989 | 136.7017 | 154.2601 | 125.1556 | 250.7611 | 101.0682 | 150.8427 | 126.052 | 207.6388 | 174.5267 | 111.0099 | 239.3171 | 273.1308 | 208.9688 | 285.0468 | 170.4831 | 409.0365 | 143.4006 | 208.0445 | 213.0005 | 161.3499 | 196.7234 | 100.1464 | 167.0122 | 339.247 | 103.1219 | 108.0075 | 195.5471 | 162.246 | 149.22 | 107.6826 | 283.09 | 231.1413 | 157.6631 | 156.5249 | 111.809 | 203.5986 | 394.1608 | 304.341 | 214.9984 | 207.4573 | 132.6729 | 227.7302 | 234.7361 | 201.712 | 173.7349 | 211.8249 | 232.8962 | 280.9987 | 235.1703 | 231.4438 | 126.1249 | 357.7574 | 202.5856 | 227.506 | 207.8348 | 155.3747 | 160.7959 | 159.0094 | 179.2273 | 353.1252 | 125.9159 | 218.7039 | 243.4075 | 107.8513 | 105.7978 | 434.7973 | 126.7825 | 211.3781 | 250.6121 | 234.8136 | 175.5613 | 208.1583 | 107.6589 | 132.442 | 314.0555 | 191.459 | 167.9926 | 121.3975 | 194.8251 | 227.0304 | 153.8281 | 268.2241 | 176.0221 | 140.726 | 217.4524 | 244.7365 | 230.0038 | 123.357 | 192.9245 | 330.8129 | 116.6135 | 159.9378 | 229.8422 | 140.8723 | 179.1254 | 174.245 | 160.5886 | 167.5119 | 114.9317 | 265.5794 | 118.0512 | 160.0505 | 180.0367 | 84.1597 | 157.2048 | 167.4477 | 182.7083 | 108.5785 | 108.5838 | 188.9352 | 126.0932 | 254.8213 | 160.486 | 124.7527 | 320.1247 | 146.468 | 131.5209 | 245.2774 | 236.5426 | 299.4643 | 227.6261 | 210.4701 | 286.5217 | 293.0429 | 102.7526 | 372.0852 | 334.4338 | 231.2969 | 228.2872 | 181.798 | 137.3059 | 191.2608 | 326.1809 | 94.43 | 209.441 | 263.3652 | 171.9896 | 139.2171 | 225.2494 | 154.9985 | 182.3842 | 255.8906 | 154.7625 | 519.3578 | 266.3466 | 130.1961 | 144.4357 | 92.2034 | 225.1359 | 148.331 | 99.2124 | 155.7237 | 162.7693 | 262.1817 | 257.2496 | 135.5265 | 388.497 | 303.5504 | 198.9597 | 276.5044 | 119.6947 | 152.7222 | 173.9612 | 202.4632 | 194.3509 | 255.1155 | 138.178 | 217.2555 | 161.6166 | 288.6874 | 167.0616 | 313.3529 | 302.6782 | 149.4894 | 114.8648 | 214.3239 | 210.5576 | 194.0248 | 150.0387 | 203.2278 | 229.549 | 337.9341 | 80.7167 | 220.8623 | 141.2582 | 244.1572 | 193.0395 | 334.1047 | 183.6995 | 150.8818 | 268.6841 | 252.0102 | 212.1788 | 194.9989 | 213.9189 | 160.9722 | 353.0849 | 288.597 | 252.7234 | 103.8204 | 205.972 | 278.083 | 152.7133 | 250.5551 | 170.3686 | 294.7216 | 171.5174 | 181.2936 | 175.7679 | 260.9173 | 164.4474 | 137.9338 | 174.6247 | 96.9794 | 168.1347 | 325.8364 | 71.4514 | 206.7755 | 126.7081 | 342.4567 | 253.1115 | 266.04 | 157.5634 | 175.5314 | 98.8597 | 443.6118 | 234.5859 | 267.4695 | 181.8952 | 143.4972 | 304.6911 | 162.5925 | 260.7571 | 179.7015 | 277.8103 | 201.3564 | 141.6253 | 173.2947 | 138.9733 | 214.9491 | 221.9476 | 169.4515 | 124.8471 | 242.5549 | 133.5461 | 188.0321 | 157.9767 | 160.9446 | 138.5232 | 248.0888 | 208.9649 | 217.768 | 182.1893 | 16.5639 | 242.2461 | 88.918 | 134.519 | 422.2121 | 191.7889 | 182.6547 | 223.0073 | 134.9745 | 169.2952 | 190.5137 | 261.2655 | 149.5254 | 139.9838 | 364.9575 | 164.0897 | 224.9348 | 5.5388 | 110.0258 | 196.1224 | 200.0973 | 358.2492 | 282.7995 | 179.8222 | 138.0916 | 116.6874 | 108.1214 | 438.2483 | 294.0716 | 138.7734 | 141.4635 | 158.5133 | 136.6007 | 174.7934 | 146.9052 | 157.8824 | 128.3304 | 96.5722 | 289.9264 | 284.5126 | 157.9788 | 238.4922 | 191.9443 | 283.5664 | 205.3666 | 169.5986 | 235.3197 | 324.9682 | 142.8071 | 243.492 | 154.1387 | 96.8992 | 238.3499 | 272.8321 | 269.42 | 272.1551 | 162.9448 | 181.128 | 267.0654 | 194.6501 | 266.7315 | 277.9198 | 300.1815 | 248.1111 | 111.3028 | 125.9527 | 251.3886 | 92.1349 | 138.9553 | 226.1 | 122.6174 | 125.5256 | 155.8333 | 171.7662 | 262.5902 | 189.4207 | 130.7706 | 466.0343 | 206.697 | 136.7037 | 104.5879 | 212.7384 | 221.4263 | 137.5316 | 417.4212 | 118.8137 | 146.5447 | 89.3356 | 187.1687 | 114.4657 | 127.9941 | 132.3426 | 194.3438 | 214.7078 | 170.5143 | 301.5382 | 60.0849 | 336.6365 | 152.6661 | 94.5831 | 134.2092 | 151.3138 | 239.1177 | 258.3833 | 113.2555 | 262.6368 | 136.136 | 188.4305 | 94.181 | 214.8716 | 149.5826 | 331.3127 | 122.8332 | 271.4563 | 119.0421 | 203.4617 | 315.3332 | 244.0745 | 428.1523 | 106.4781 | 216.9111 | 170.0621 | 206.6126 | 653.3878 | 170.938 | 163.6988 | 145.3453 | 247.7677 | 166.8583 | 242.0021 | 203.2266 | 270.0317 | 390.5053 | 208.987 | 234.5294 | 346.5729 | 121.5629 | 221.1147 | 167.3075 | 455.8412 | 109.9533 | 183.13 | 265.1427 | 133.2816 | 163.0508 | 97.7195 | 355.9928 | 188.3905 | 93.0286 | 79.0263 | 244.5448 | 108.2343 | 99.7416 | 125.5791 | 131.1785 | 228.7033 | 287.9226 | 137.6126 | 307.8084 | 301.972 | 223.9114 | 118.332 | 254.6825 | 179.4803 | 93.5188 | 119.587 | 172.9666 | 288.3535 | 217.4974 | 169.8271 | 191.2687 | 77.696 | 521.024 | 200.3325 | 126.0895 | 91.5339 | 215.399 | 175.2976 | 214.1444 | 220.0254 | 192.5186 | 193.9092 | 253.9994 | 216.7125 | 189.9519 | 396.1516 | 225.4568 | 65.7271 | 208.8836 | 201.6133 | 263.974 | 214.1336 | 170.2439 | 112.6862 | 135.5765 | 198.5065 | 84.9724 | 287.4595 | 268.9525 | 160.9571 | 172.5723 | 207.5589 | 69.2166 | 158.8784 | 228.5307 | 360.9576 | 206.6165 | 217.5595 | 122.8521 | 56.3399 | 70.6128 | 489.0399 | 246.0965 | 148.5373 | 230.0667 | 213.5002 | 60.5233 | 203.1612 | 112.0383 | 118.4 | 155.794 | 87.2482 | 131.9974 | 220.7524 | 116.7031 | 123.1153 | 197.5763 | 285.7992 | 126.1176 | 253.65 | 155.552 | 222.3103 | 216.9616 | 87.2952 | 235.4704 | 207.5838 | 285.9092 | 182.6775 | 120.7943 | 181.4149 | 239.5496 | 255.2423 | 214.9146 | 187.9332 | 131.6993 | 395.3473 | 142.4501 | 123.1194 | 242.9398 | 175.5722 | 201.2261 | 157.0347 | 136.6061 | 95.7262 | 151.0119 | 185.5561 | 252.6564 | 126.0623 | 207.9024 | 151.6613 | 178.6558 | 305.8708 | 105.5423 | 104.86 | 373.2314 | 190.9905 | 137.4446 | 278.6936 | 119.497 | 213.917 | 400.831 | 185.0931 | 188.2086 | 197.6792 | 165.8538 | 117.2968 | 114.1584 | 112.8377 | 178.7721 | 180.8737 | 183.3645 | 127.0961 | 131.871 | 157.7587 | 219.4616 | 421.1913 | 226.9656 | 170.2452 | 135.6949 | 464.6026 | 179.1385 | 137.061 | 255.244 | 113.7541 | 169.0033 | 164.4451 | 115.8046 | 160.8783 | 99.2026 | 240.7676 | 278.6212 | 216.1908 | 34.2428 | 201.7811 | 366.7349 | 92.4627 | 221.5131 | 215.6823 | 110.8915 | 175.6943 | 105.7822 | 280.1997 | 219.1573 | 142.8756 | 183.6368 | 116.676 | 206.4058 | 259.3653 | 190.7952 | 220.6435 | 509.802 | 288.0385 | 146.6455 | 269.7912 | 257.0502 | 155.4459 | 148.2292 | 90.6127 | 247.7941 | 277.9897 | 151.6288 | 175.7469 | 336.6235 | 174.3137 | 160.6411 | 140.1213 | 175.9274 | 283.5705 | 325.386 | 212.243 | 196.0265 | 260.3267 | 374.9793 | 138.8021 | 313.555 | 141.7164 | 102.2093 | 157.7963 | 226.1697 | 328.4981 | 176.1187 | 137.0756 | 179.6465 | 109.1791 | 161.6862 | 172.8044 | 179.8013 | 321.655 | 281.9709 | 213.3177 | 398.4645 | 331.1202 | 142.245 | 176.3774 | 325.909 | 144.5904 | 229.088 | 199.3984 | 31.7808 | 191.0911 | 210.0365 | 58.8681 | 221.8933 | 257.5944 | 150.0046 | 108.6227 | 137.4102 | 97.1456 | 138.245 | 288.8915 | 275.1006 | 227.8829 | 204.758 | 113.0613 | 189.8648 | 198.1502 | 246.8594 | 292.3909 | 297.881 | 188.7633 | 239.5209 | 209.878 | 43.4524 | 172.3845 | 331.1474 | 161.8976 | 217.304 | 260.1757 | 178.9329 | 193.7176 | 182.1212 | 231.662 | 225.9639 | 263.109 | 311.1791 | 208.423 | 126.0737 | 176.0154 | 177.7065 | 5.3844 | 231.0602 | 180.2486 | 108.9065 | 215.5164 | 198.9937 | 228.0218 | 316.5023 | 304.1098 | 140.9582 | 477.8365 | 188.838 | 105.6107 | 189.4694 | 140.253 | 356.0555 | 280.8227 | 166.9077 | 194.2416 | 113.2493 | 222.8613 | 253.4682 | 243.0762 | 352.9857 | 241.0627 | 164.7796 | 314.8058 | 198.2299 | 131.9495 | 159.9813 | 82.4954 | 236.857 | 126.1288 | 187.0255 | 196.7252 | 185.468 | 213.3189 | 141.4057 | 171.9373 | 206.87 | 102.2063 | 266.9316 | 248.753 | 219.8155 | 324.2443 | 99.6215 | 164.4368 | 133.4405 | 201.9622 | 200.8997 | 315.0362 | 217.2044 | 265.4005 | 198.8775 | 203.1665 | 342.9306 | 160.6624 | 260.2718 | 253.9934 | 263.5814 | 128.8292 | 264.7127 | 213.927 | 225.856 | 189.716 | 171.5037 | 222.6075 | 154.5792 | 109.4552 | 238.8993 | 97.113 | 113.7292 | 244.3495 | 201.3247 | 251.4991 | 180.1456 | 171.2307 | 219.6965 | 169.2846 | 99.7433 | 162.4438 | 144.7742 | 344.8908 | 115.5617 | 432.393 | 400.4718 | 261.7954 | 171.4915 | 152.7993 | 216.3878 | 147.4172 | 162.412 | 167.0002 | 207.2655 | 287.0875 | 196.8096 | 135.7674 | 293.1597 | 247.0795 | 156.3094 | 158.2036 | 224.8675 | 134.6329 | 254.0625 | 134.6436 | 213.9743 | 220.3497 | 161.3753 | 305.7876 | 204.9141 | 243.4808 | 165.4439 | 365.7469 | 229.6377 | 157.5247 | 305.6125 | 212.7837 | 110.038 | 256.0818 | 283.908 | 216.2811 | 258.1424 | 159.2562 | 116.2027 | 219.693 | 133.455 | 253.1273 | 183.0141 | 253.615 | 193.0876 | 143.3983 | 97.637 | 164.6961 | 353.2854 | 233.9575 | 173.4439 | 209.8308 | 189.3723 | 160.3476 | 245.2798 | 215.2076 | 224.7553 | 139.6668 | 227.786 | 134.2637 | 214.1867 | 168.1234 | 185.3961 | 224.5588 | 168.1127 | 242.9951 | 147.695 | 190.6903 | 151.5361 | 162.7259 | 170.9095 | 153.3463 | 310.8543 | 270.3208 | 156.7842 | 181.964 | 266.2641 | 108.1711 | 211.7445 | 231.1066 | 259.4302 | 154.9345 | 116.2359 | 493.0302 | 367.0688 | 241.4554 | 249.0295 | 156.2069 | 121.7271 | 242.4918 | 130.9267 | 237.5149 | 258.797 | 302.2258 | 410.4842 | 165.5835 | 120.6187 | 248.5692 | 76.59 | 107.2885 | 187.2631 | 160.9401 | 236.2824 | 411.1476 | 126.237 | 135.3006 | 139.1942 | 226.7725 | 107.9751 | 359.7122 | 125.919 | 394.0495 | 322.8332 | 188.343 | 234.5271 | 322.5032 | 200.1053 | 152.2412 | 258.8888 | 85.2872 | 166.8174 | 190.5066 | 199.8434 | 167.4523 | 144.8425 | 258.1477 | 349.3054 | 340.2787 | 117.7593 | 311.3917 | 128.0311 | 179.1642 | 139.2992 | 165.6827 | 224.8235 | 157.1895 | 147.9177 | 126.2844 | 192.1947 | 313.9615 | 272.0456 | 165.2707 | 174.5352 | 170.8575 | 306.3079 | 229.8831 | 148.6647 | 194.4923 | 153.5579 | 286.6423 | 182.9967 | 227.8965 | 158.5437 | 122.0053 | 290.8058 | 153.1721 | 232.8829 | 196.9606 | 219.8361 | 146.3733 | 120.6842 | 239.759 | 289.8208 | 189.4445 | 275.8149 | 188.5903 | 217.5339 | 150.9995 | 202.6879 | 292.5321 | 113.7731 | 182.377 | 226.7876 | 207.479 | 321.6712 | 181.3349 | 197.4489 | 134.8931 | 212.6423 | 228.4501 | 276.5455 | 113.3344 | 149.6454 | 301.1615 | 173.0854 | 174.6099 | 120.3344 | 155.1617 | 253.268 | 118.1132 | 154.7803 | 81.4834 | 119.6345 | 179.3234 | 95.2473 | 161.9099 | 115.6852 | 240.9739 | 160.0428 | 189.5241 | 258.4635 | 290.824 | 238.787 | 186.2054 | 114.8353 | 112.4855 | 272.3373 | 156.908 | 139.5841 | 113.498 | 136.3967 | 72.6638 | 121.1778 | 223.322 | 118.1073 | 135.7227 | 139.1829 | 123.8587 | 322.9653 | 91.3863 | 129.251 | 309.306 | 212.1244 | 330.8932 | 206.5741 | 86.9707 | 377.5901 | 238.6983 | 267.7249 | 104.6966 | 267.628 | 189.656 | 116.2368 | 149.4809 | 187.7292 | 212.5503 | 168.1367 | 314.2976 | 150.1913 | 179.486 | 170.6178 | 159.2226 | 211.6023 | 71.8649 | 152.4532 | 124.6285 | 122.3034 | 145.3676 | 206.2409 | 138.959 | 165.2312 | 226.6146 | 425.9241 | 152.2782 | 164.0997 | 265.614 | 174.4622 | 193.6735 | 287.1758 | 178.7908 | 71.4116 | 300.4244 | 212.3768 | 181.2591 | 79.5793 | 594.0283 | 185.7987 | 349.3233 | 191.4491 | 210.6181 | 149.7421 | 175.0661 | 101.9205 | 355.3507 | 389.724 | 111.7455 | 89.9475 | 115.0773 | 233.4109 | 146.7216 | 273.633 | 179.6546 | 331.8656 | 241.0557 | 144.9351 | 125.3475 | 183.2802 | 147.7758 | 214.7273 | 116.5219 | 116.6256 | 227.6137 | 303.5135 | 279.7915 | 155.4267 | 217.909 | 255.9708 | 81.3927 | 338.3553 | 204.0642 | 182.2148 | 128.8661 | 253.1296 | 146.8027 | 94.3643 | 116.0554 | 305.9104 | 68.1724 | 131.6865 | 103.5063 | 156.329 | 206.2576 | 374.6288 | 375.6552 | 279.8556 | 163.3725 | 288.1225 | 257.0349 | 122.9299 | 103.4982 | 158.5854 | 235.9992 | 132.2465 | 207.0423 | 253.2563 | 289.6894 | 119.2247 | 357.2301 | 108.8126 | 347.0422 | 226.7843 | 188.6352 | 275.9061 | 87.2009 | 163.7607 | 297.263 | 156.5229 | 127.8372 | 228.2394 | 365.0292 | 265.7422 | 224.6318 | 222.2413 | 214.0827 | 215.8672 | 274.6528 | 168.5558 | 200.6043 | 180.4653 | 182.7698 | 229.7928 | 213.235 | 156.3469 | 185.5658 | 294.1176 | 235.91 | 280.2241 | 142.3824 | 108.1247 | 141.5347 | 324.8301 | 143.6379 | 214.4273 | 106.1428 | 195.7092 | 144.4971 | 202.1678 | 200.9194 | 136.7088 | 248.5066 | 139.8503 | 97.1439 | 186.1556 | 104.8919 | 205.7352 | 127.8822 | 309.4413 | 204.736 | 206.2749 | 256.2246 | 167.1269 | 166.2202 | 180.5285 | 214.1791 | 115.4113 | 114.729 | 137.2012 | 176.7652 | 137.9186 | 152.7946 | 172.0058 | 147.0473 | 106.9092 | 211.4732 | 148.5187 | 129.6319 | 271.5972 | 221.1592 | 256.6435 | 308.5106 | 295.695 | 228.8025 | 204.477 | 139.4153 | 280.9283 | 266.1818 | 463.3069 | 180.4616 | 312.2375 | 166.7031 | 100.4148 | 199.5905 | 196.918 | 199.2552 | 142.482 | 263.1659 | 292.7255 | 136.2618 | 152.5217 | 155.1646 | 220.3919 | 220.8714 | 152.277 | 185.0946 | 116.5039 | 308.3333 | 272.2439 | 405.8714 | 123.1194 | 200.4851 | 219.9789 | 124.9721 | 245.4517 | 210.7613 | 372.9586 | 143.1166 | 141.1855 | 206.5019 | 147.1413 | 203.1297 | 133.4736 | 196.0896 | 122.8217 | 232.7146 | 95.1698 | 182.528 | 350.6611 | 152.2669 | 252.5785 | 199.8109 | 330.5238 | 154.6381 | 186.3604 | 245.4234 | 179.6364 | 194.4347 | 162.3701 | 181.955 | 239.4576 | 231.5093 | 293.2927 | 149.9414 | 231.3598 | 265.5996 | 295.8476 | 376.5079 | 188.7271 | 148.1492 | 156.9496 | 302.7912 | 245.6801 | 309.1142 | 190.3703 | 328.6713 | 223.5521 | 137.408 | 29.9669 | 193.5933 | 300.3059 | 288.4225 | 180.9753 | 204.5937 | 263.2709 | 251.531 | 190.8054 | 116.851 | 102.2212 | 84.8867 | 192.5267 | 298.6556 | 141.4698 | 291.0149 | 139.188 | 248.8385 | 104.7385 | 247.3985 | 291.6643 | 184.2413 | 133.8086 | 114.3194 | 227.2462 | 130.1155 | 233.4582 | 182.5249 | 176.5667 | 294.3468 | 348.1479 | 144.3189 | 197.0132 | 144.6094 | 153.18 | 208.7487 | 117.4096 | 214.8915 | 279.6901 | 329.1971 | 386.1406 | 189.2863 | 355.7515 | 131.6244 | 280.6762 | 262.4674 | 353.9745 | 164.2781 | 222.4262 | 218.531 | 70.0743 | 225.6686 | 319.0642 | 93.5737 | 380.2517 | 274.1819 | 192.3971 | 130.8135 | 50.323 | 113.2011 | 308.3778 | 395.5442 | 199.3516 | 312.2282 | 180.2809 | 140.5212 | 225.7289 | 265.178 | 158.5083 | 104.6803 | 167.1992 | 214.3016 | 209.3132 | 118.0169 | 102.9083 | 331.5613 | 179.9361 | 233.7211 | 151.149 | 244.8819 | 271.2467 | 159.3777 | 151.8387 | 336.4077 | 185.0518 | 285.202 | 224.918 | 202.164 | 193.011 | 287.5351 | 144.9248 | 177.3021 | 127.5188 | 195.6466 | 130.4193 | 269.8384 | 180.5867 | 277.8412 | 212.8068 | 205.7439 | 213.9834 | 175.7556 | 314.1568 | 397.5446 | 156.4821 | 226.4297 | 198.9715 | 173.6075 | 254.4207 | 244.6496 | 239.5943 | 168.8888 | 176.7494 | 103.9253 | 196.7372 | 130.7352 | 169.8585 | 130.7818 | 186.7043 | 97.733 | 146.4084 | 165.2008 | 134.0287 | 283.9447 | 176.9568 | 180.6336 | 170.7451 | 387.2757 | 191.3969 | 172.1971 | 78.1931 | 128.9246 | 208.8885 | 219.0583 | 172.902 | 149.4595 | 117.8422 | 250.0854 | 206.5637 | 174.2364 | 78.6052 | 188.1378 | 273.6071 | 137.6682 | 124.2276 | 262.9185 | 121.0735 | 190.8395 | 124.1045 | 168.4887 | 324.2149 | 219.6703 | 162.7798 | 222.0997 | 122.3192 | 241.5405 | 184.4442 | 216.1729 | 276.5204 | 100.0876 | 163.5866 | 260.3095 | 190.7471 | 317.4933 | 227.0808 | 222.0124 | 89.0233 | 316.722 | 139.5511 | 240.3603 | 186.4605 | 246.5668 | 182.9356 | 214.867 | 114.532 | 185.5977 | 80.0004 | 122.3919 | 110.6086 | 144.378 | 209.3284 | 206.1885 | 192.8852 | 206.0921 | 242.9186 | 189.2635 | 159.5366 | 239.0311 | 154.7594 | 122.3196 | 181.6244 | 172.6567 | 61.214 | 139.8112 | 133.7145 | 336.4641 | 165.5297 | 135.9886 | 95.0068 | 204.331 | 83.0985 | 222.6905 | 240.9397 | 136.6087 | 245.4175 | 228.5969 | 139.712 | 106.6068 | 150.278 | 182.0722 | 205.4106 | 219.3481 | 222.0157 | 291.1059 | 17.9055 | 325.6897 | 168.9929 | 367.2464 | 249.1069 | 253.7154 | 287.5594 | 223.7187 | 369.0024 | 99.7405 | 330.4794 | 143.105 | 195.5855 | 134.4506 | 230.1134 | 229.2618 | 203.8403 | 183.1795 | 194.3815 | 173.7784 | 188.5226 | 251.6901 | 109.5373 | 90.0093 | 112.1331 | 156.8177 | 215.8597 | 202.0229 | 271.2016 | 209.5368 | 236.4748 | 109.9754 | 227.364 | 77.9254 | 142.5074 | 244.8969 | 234.8742 | 438.7935 | 353.6464 | 108.5905 | 182.7018 | 339.8993 | 213.9279 | 286.9784 | 203.6442 | 101.7113 | 101.8452 | 315.1892 | 292.1887 | 276.5113 | 102.8159 | 122.8199 | 229.9129 | 151.04 | 274.2165 | 184.0966 | 357.2011 | 303.8291 | 166.7431 | 129.5822 | 93.2376 | 141.5296 | 307.589 | 308.8746 | 122.6543 | 143.879 | 120.933 | 300.7034 | 103.768 | 138.7256 | 130.213 | 370.9873 | 279.8813 | 323.4478 | 197.6556 | 135.9738 | 156.1565 | 91.4856 | 153.2148 | 184.8 | 91.0782 | 212.1603 | 355.8463 | 255.0667 | 300.8744 | 151.0484 | 245.2807 | 310.6574 | 173.7543 | 174.7667 | 224.1783 | 224.2055 | 286.2305 | 215.8921 | 128.5723 | 239.548 | 250.2502 | 219.4085 | 148.9751 | 167.0043 | 168.3446 | 116.9316 | 338.8359 | 191.2544 | 228.8855 | 157.2719 | 162.5873 | 94.9846 | 162.9881 | 121.7485 | 103.9596 | 204.1483 | 267.1139 | 108.1481 | 198.2091 | 87.9768 | 319.221 | 306.7554 | 163.456 | 166.6542 | 263.1902 | 284.7659 | 220.0489 | 446.8819 | 170.3005 | 304.7462 | 162.5588 | 243.3404 | 150.526 | 143.0199 | 241.6372 | 192.6706 | 225.8973 | 156.4291 | 199.2149 | 292.6692 | 166.6482 | 257.3549 | 180.001 | 79.4098 | 205.5742 | 151.182 | 134.092 | 223.3498 | 185.6623 | 293.2374 | 284.6366 | 277.802 | 296.591 | 207.5079 | 154.8878 | 225.9909 | 209.1622 | 143.0866 | 105.0175 | 223.6721 | 129.5687 | 168.6602 | 195.8872 | 182.9455 | 306.1344 | 344.0381 | 220.0394 | 302.1252 | 212.9674 | 96.9351 | 201.2305 | 136.3803 | 137.7053 | 182.2474 | 199.9593 | 234.3698 | 281.2871 | 174.076 | 154.7922 | 120.3901 | 106.2955 | 156.8061 | 94.1199 | 519.7954 | 338.3527 | 200.0497 | 204.4393 | 148.4644 | 499.4627 | 201.9226 | 159.1629 | 270.8422 | 120.6925 | 209.2415 | 294.1402 | 202.7091 | 174.5171 | 178.1154 | 246.5982 | 105.7724 | 251.1154 | 168.6791 | 247.4377 | 177.0877 | 175.6223 | 233.6326 | 434.0084 | 190.0473 | 392.8036 | 108.6659 | 348.7972 | 193.7496 | 216.0427 | 148.0263 | 238.3254 | 106.9772 | 483.7158
Probability of infection | % | % |  |  |  |  | % | 4.039% | 1.155% | 1.627% | 4.493% | 2.455% | 5.384% | 2.099% | 5.919% | 0.5493% | 0.7361% | 2.628% | 1.436% | 3.452% | 3.811% | 3.134% | 1.875% | 5.638% | 2.22% | 0.5706% | 1.194% | 2.411% | 2.634% | 5.043% | 0.3782% | 0.8674% | 1.269% | 1.735% | 0.7153% | 1.212% | 0.6076% | 2.786% | 2.188% | 3.657% | 2.058% | 7.273% | 6.361% | 4.457% | 1.202% | 0.8578% | 3.804% | 5.949% | 2.914% | 0.6468% | 2.088% | 3.768% | 1.001% | 3.096% | 3.939% | 5.827% | 6.836% | 5.394% | 2.363% | 10.5% | 5.056% | 3.406% | 2.393% | 2.373% | 1.384% | 0.8156% | 2.525% | 0.9262% | 4.313% | 0.6897% | 2.239% | 2.374% | 2.136% | 2.767% | 2.399% | 4.195% | 1.607% | 2.092% | 1.002% | 2.307% | 0.7918% | 2.275% | 2.467% | 4.531% | 2.332% | 1.852% | 2.564% | 7.87% | 1.424% | 1.641% | 3.898% | 3.354% | 1.374% | 4.435% | 5.152% | 2.59% | 1.755% | 1.678% | 0.6856% | 4.973% | 5.031% | 0.8939% | 0.5757% | 2.362% | 3.783% | 3.859% | 3.772% | 0.9721% | 4.648% | 5.808% | 1.869% | 2.877% | 1.371% | 3.21% | 4.264% | 4.3% | 4.237% | 0.7056% | 2.606% | 3.18% | 8.069% | 2.378% | 1.149% | 0.6205% | 3.23% | 3.138% | 5.295% | 3.479% | 0.9403% | 6.298% | 0.901% | 0.5792% | 0.7818% | 1.163% | 2.387% | 2.932% | 1.999% | 1.917% | 2.928% | 2.892% | 6.649% | 2.163% | 1.921% | 3.143% | 7.523% | 2.639% | 3.484% | 1.45% | 2.578% | 1.649% | 0.9924% | 4.408% | 0.9473% | 1.681% | 3.697% | 3.261% | 3.882% | 4.414% | 0.9372% | 2.702% | 0.9287% | 4.438% | 1.996% | 1.559% | 1.987% | 4.94% | 2.546% | 8.105% | 5.027% | 4.356% | 2.623% | 2.138% | 4.431% | 5.05% | 1.342% | 3.385% | 4.056% | 2.357% | 4.598% | 2.694% | 2.962% | 2.83% | 1.848% | 2.603% | 5.62% | 1.479% | 2.954% | 2.923% | 3.481% | 1.475% | 0.4856% | 1.635% | 1.241% | 2.95% | 4.189% | 4.28% | 1.123% | 3.45% | 3.873% | 3.864% | 1.094% | 1.059% | 0.5834% | 6.746% | 2.624% | 0.3214% | 6.452% | 0.7008% | 2.628% | 0.4922% | 1.221% | 4.21% | 1.973% | 1.138% | 2.65% | 2.633% | 3.58% | 1.66% | 1.491% | 2.383% | 2.343% | 0.8417% | 4.119% | 1.346% | 3.171% | 3.283% | 4.235% | 1.054% | 1.999% | 4.149% | 4.451% | 2.271% | 6.265% | 5.183% | 1.04% | 8.295% | 3.27% | 1.616% | 0.783% | 1.815% | 3.614% | 4.278% | 5.656% | 2.868% | 3.398% | 1.895% | 2.737% | 3.241% | 7.939% | 3.419% | 5.584% | 0.9189% | 1.534% | 4.279% | 1.887% | 1.448% | 1.657% | 2.305% | 0.5219% | 4.168% | 2.903% | 6.602% | 6.325% | 2.023% | 1.811% | 1.591% | 2.9% | 2.281% | 3.99% | 5.907% | 4.765% | 2.538% | 1.736% | 0.5519% | 0.3849% | 2.273% | 1.883% | 0.9588% | 0.5189% | 1.039% | 0.7242% | 1.797% | 3.775% | 2.683% | 0.8938% | 2.167% | 4.497% | 0.5177% | 0.6552% | 2.514% | 3.962% | 3.484% | 1.521% | 2.003% | 3.532% | 4.263% | 0.6512% | 0.8108% | 0.7051% | 3.079% | 2% | 0.3832% | 3.836% | 1.197% | 2.163% | 1.291% | 3.862% | 3.002% | 4.842% | 3.57% | 3.693% | 1.245% | 2.523% | 0.9517% | 2.343% | 1.02% | 0.7975% | 1.313% | 1.21% | 1.427% | 3.666% | 0.5575% | 3.298% | 0.8122% | 5.103% | 5.07% | 3.037% | 4.08% | 2.59% | 1.354% | 2.385% | 4.025% | 1.598% | 0.9912% | 2.728% | 3.31% | 1.924% | 4.03% | 1.238% | 6.413% | 6.124% | 4.335% | 1.883% | 3.648% | 1.195% | 6.9% | 1.285% | 0.6318% | 0.5391% | 5.65% | 2.348% | 0.6046% | 3.255% | 1.167% | 2.458% | 1.851% | 0.7298% | 1.271% | 3.387% | 1.385% | 3.075% | 3.07% | 0.4982% | 2.542% | 2.176% | 2.616% | 1.983% | 3.358% | 3.907% | 0.7346% | 4.047% | 2.926% | 1.948% | 9.894% | 4.576% | 2.868% | 1.914% | 4.414% | 5.397% | 1.743% | 2.016% | 2.046% | 2.251% | 3.455% | 2.642% | 2.15% | 1.759% | 1.934% | 3.797% | 4.165% | 0.7376% | 1.115% | 1.929% | 0.6115% | 5.302% | 2.745% | 1.497% | 3.731% | 2.075% | 3.405% | 2.701% | 2.166% | 1.965% | 1.247% | 2.598% | 2.247% | 3.379% | 0.6985% | 3.061% | 0.7699% | 2.489% | 3.243% | 1.94% | 2.473% | 4.88% | 2.177% | 3.039% | 1.853% | 1.726% | 4.178% | 1.58% | 3.284% | 4.053% | 3.838% | 3.168% | 0.5959% | 3.365% | 7.843% | 3.58% | 3.65% | 1.177% | 1.651% | 1.003% | 2.881% | 1.615% | 0.9158% | 1.273% | 2.628% | 1.674% | 3.277% | 3.63% | 4.112% | 0.276% | 5.14% | 1.539% | 1.271% | 5.761% | 2.117% | 2.816% | 1.186% | 6.035% | 1.124% | 4.764% | 1.882% | 3.967% | 2.231% | 4.449% | 1.661% | 1.907% | 2.457% | 2.539% | 3.519% | 2.31% | 5.535% | 2.601% | 1.221% | 3.441% | 2.698% | 4.732% | 0.758% | 1.478% | 1.145% | 2.537% | 3.39% | 0.8226% | 1.86% | 4.12% | 1.635% | 0.9567% | 2.946% | 2.008% | 2.931% | 2.728% | 1.842% | 1.268% | 6.362% | 4.488% | 0.4151% | 1.359% | 4.025% | 2.777% | 1.075% | 0.9704% | 1.61% | 4.633% | 3.356% | 2.305% | 1.664% | 2.584% | 2.162% | 3.267% | 4.659% | 1.507% | 2.645% | 5.374% | 2.545% | 0.8743% | 3.163% | 1.061% | 0.831% | 4.308% | 2.961% | 2.235% | 1.438% | 1.963% | 2.674% | 2.548% | 0.6596% | 5.179% | 2.284% | 2.904% | 5.046% | 0.6215% | 0.4566% | 1.394% | 1.447% | 1.242% | 0.6691% | 4.052% | 1.762% | 2.146% | 3.692% | 5.189% | 3.28% | 6.742% | 0.515% | 0.7698% | 0.6708% | 1.763% | 1.553% | 1.829% | 2.356% | 2.219% | 1.876% | 0.9778% | 2.458% | 1.471% | 4.166% | 1.111% | 3.985% | 3.476% | 1.352% | 6.091% | 1.943% | 3.511% | 0.6191% | 1.865% | 0.8455% | 5.925% | 1.622% | 1.623% | 1.538% | 4.895% | 2.404% | 7.557% | 2.231% | 1.787% | 5.871% | 8.274% | 0.853% | 4.084% | 1.306% | 7.532% | 5.55% | 2.167% | 1.873% | 3.463% | 0.8435% | 1.827% | 5.373% | 3.45% | 3.055% | 2.302% | 1.814% | 3.862% | 5.667% | 2.604% | 2.38% | 1.465% | 0.5663% | 1.8% | 3.76% | 4.117% | 4.343% | 0.536% | 1.33% | 2.13% | 1.987% | 0.7403% | 0.1486% | 3.21% | 3.238% | 1.802% | 2.788% | 2.262% | 6.3% | 1.421% | 6.719% | 1.396% | 1.262% | 2.168% | 1.212% | 5.302% | 5.451% | 2.421% | 3.006% | 2.194% | 6.347% | 1.804% | 3.791% | 1.747% | 0.9953% | 0.497% | 2.402% | 0.995% | 3.13% | 1.799% | 2.378% | 2.863% | 1.768% | 1.721% | 6.502% | 4.261% | 1.747% | 0.3902% | 1.104% | 4.795% | 2.763% | 2.756% | 1.027% | 5.254% | 5.22% | 3.021% | 3.579% | 1.914% | 6.465% | 0.7653% | 5.319% | 0.7278% | 2.624% | 2.88% | 0.8504% | 2.637% | 2.025% | 1.24% | 2.998% | 5.111% | 3.533% | 4.5% | 2.015% | 3.548% | 0.8749% | 2.371% | 1.185% | 2.908% | 2.06% | 4.291% | 4.116% | 1.867% | 0.1286% | 2.104% | 3.549% | 2.534% | 1.209% | 2.224% | 4.937% | 7.523% | 2.712% | 2.363% | 3.182% | 0.8508% | 3.554% | 3.127% | 0.8226% | 2.417% | 1.679% | 0.8706% | 0.5804% | 1.425% | 1.143% | 2.502% | 5.652% | 1.392% | 4.983% | 3.166% | 0.9332% | 2.785% | 2.698% | 7.024% | 4.474% | 6.42% | 2.666% | 0.5989% | 1.128% | 1.219% | 2.616% | 0.334% | 3.975% | 6.23% | 1.448% | 0.3412% | 5.843% | 1.769% | 3.124% | 5.807% | 0.6519% | 0.2566% | 0.6478% | 0.5306% | 3.35% | 0.9925% | 3.685% | 1.378% | 0.9786% | 1.479% | 5.697% | 4.511% | 2.012% | 2.664% | 1.848% | 2.7% | 2.986% | 3.708% | 0.5307% | 7.229% | 1.843% | 2.7% | 4.065% | 2.677% | 3.127% | 1.091% | 0.6794% | 3.88% | 4.752% | 0.9151% | 1.308% | 2.09% | 5.58% | 0.3955% | 3.59% | 9.207% | 2.844% | 1.728% | 3.579% | 2.825% | 0.8541% | 2.435% | 2.538% | 1.066% | 2.917% | 5.572% | 1.562% | 2.907% | 3.289% | 1.966% | 3.663% | 4.971% | 3.673% | 6.241% | 1.908% | 1.662% | 2.276% | 0.302% | 3.816% | 1.487% | 3.278% | 1.947% | 1.601% | 1.701% | 1.209% | 2.605% | 1.174% | 6.669% | 3.252% | 3.759% | 1.694% | 2.982% | 1.747% | 1.308% | 2.73% | 0.5512% | 3.603% | 2.957% | 2.753% | 0.8863% | 3.249% | 2.716% | 1.767% | 1.272% | 2.839% | 2.69% | 3.919% | 3.598% | 3.218% | 2.254% | 0.4601% | 4.809% | 1.905% | 2.207% | 1.18% | 0.5991% | 0.7354% | 1.663% | 1.24% | 1.376% | 0.7114% | 3.6% | 1.453% | 1.707% | 2.597% | 1.185% | 2.754% | 3.614% | 2.496% | 8.204% | 2.418% | 2.255% | 0.6031% | 1.126% | 2.478% | 1.072% | 2.48% | 0.975% | 1.835% | 3.173% | 1.128% | 3.388% | 0.6038% | 3.965% | 1.947% | 1.095% | 1.034% | 6.434% | 2.661% | 4.758% | 2.564% | 3.438% | 2.259% | 1.277% | 2.414% | 4.371% | 0.6304% | 4.179% | 3.076% | 0.8693% | 2.775% | 4.007% | 6.29% | 2.69% | 3.707% | 3.106% | 4.573% | 5.181% | 4.797% | 4.622% | 3.791% | 2.387% | 3.285% | 2.958% | 5.536% | 0.2848% | 6.549% | 1.015% | 0.9851% | 3.753% | 3.078% | 0.8617% | 2.489% | 0.6152% | 3.179% | 2.842% | 7.716% | 2.734% | 7.531% | 1.567% | 0.1943% | 3.107% | 2.318% | 1.441% | 2.78% | 2.204% | 4.906% | 1.093% | 6.603% | 1.153% | 0.5901% | 0.631% | 3.593% | 2.566% | 0.3225% | 2.715% | 3.772% | 1.803% | 0.8108% | 1.864% | 2.254% | 1.584% | 1.012% | 0.4456% | 4.62% | 4.893% | 3.453% | 2.869% | 2.276% | 5.963% | 2.554% | 1.568% | 4.074% | 2.333% | 5.629% | 4.053% | 4.252% | 2.64% | 2.727% | 4.95% | 1.473% | 0.9433% | 2.684% | 3.191% | 1.194% | 1.207% | 2.888% | 1.138% | 1.856% | 4.034% | 2.408% | 5.592% | 1.032% | 2.466% | 1.686% | 5.013% | 4.259% | 3.112% | 0.7948% | 0.9792% | 7.901% | 4.046% | 0.8369% | 3.601% | 2.021% | 1.781% | 2.661% | 4.956% | 1.392% | 1.615% | 1.006% | 5.329% | 3.277% | 2.373% | 2.263% | 1.126% | 3.124% | 0.896% | 4.973% | 0.639% | 2.263% | 10.45% | 4.077% | 4.428% | 1.535% | 1.657% | 5.198% | 0.6534% | 0.8558% | 3.66% | 3.72% | 2.874% | 0.8384% | 0.4006% | 1.736% | 2.726% | 6.371% | 3.994% | 1.544% | 0.9551% | 1.793% | 3.277% | 3.877% | 2.542% | 4.281% | 2.313% | 2.291% | 1.657% | 0.6688% | 0.7978% | 3.6% | 3.496% | 0.6371% | 1.251% | 1.269% | 3.395% | 2.937% | 2.07% | 4.257% | 2.615% | 5.61% | 0.5164% | 3.669% | 2.492% | 0.7671% | 1.84% | 1.576% | 0.8408% | 2.08% | 3.987% | 4.324% | 2.822% | 6.941% | 1.909% | 1.353% | 1.19% | 2.757% | 2.787% | 2.578% | 1.77% | 0.8084% | 2.681% | 6.557% | 0.625% | 1.362% | 1.403% | 6.301% | 1.259% | 0.4298% | 2.076% | 4.025% | 4.76% | 1.27% | 6.139% | 3.552% | 2.633% | 5.107% | 3.462% | 1.549% | 3.377% | 2.857% | 1.361% | 0.4253% | 6.407% | 2.166% | 3.853% | 0.5111% | 1.826% | 4.409% | 2.383% | 4.827% | 2.283% | 0.5186% | 1.874% | 2.163% | 3.803% | 3.662% | 1.275% | 2.595% | 1.777% | 1.961% | 5.29% | 1.724% | 5.484% | 2.8% | 1.451% | 0.5216% | 2.569% | 5.594% | 3.287% | 2.424% | 3.328% | 2.42% | 2.629% | 1.434% | 3.953% | 0.1632% | 2.379% | 1.78% | 3.77% | 1.379% | 4.297% | 0.6445% | 2.988% | 4.588% | 3.313% | 2.29% | 3.488% | 2.654% | 2.903% | 1% | 0.8406% | 2.206% | 1.338% | 1.115% | 4.892% | 4.665% | 1.613% | 1.644% | 2.809% | 3.732% | 2.581% | 3.768% | 5.923% | 3.896% | 7.39% | 4.232% | 4.436% | 2.755% | 1.175% | 1.621% | 2.497% | 1.882% | 1.854% | 5.781% | 1.529% | 7.977% | 5.711% | 2.308% | 4.178% | 4.132% | 4.371% | 2.703% | 1.978% | 2.399% | 1.211% | 1.405% | 2.637% | 1.835% | 4.768% | 0.8545% | 2.89% | 3.94% | 1.777% | 2.514% | 1.399% | 4.195% | 1.269% | 2.481% | 0.6611% | 3.681% | 3.957% | 2.595% | 1.132% | 1.348% | 2.187% | 6.33% | 4.049% | 2.259% | 1.662% | 1.588% | 5.368% | 5.277% | 1.493% | 1.968% | 5.542% | 3.011% | 1.566% | 0.7917% | 0.8018% | 0.7846% | 4.285% | 3.189% | 0.3692% | 1.156% | 3.15% | 1.702% | 0.6639% | 1.961% | 4.248% | 3.738% | 5.164% | 4.351% | 0.9191% | 0.8855% | 1.888% | 3.506% | 0.5548% | 1.321% | 0.3466% | 1.481% | 1.055% | 1.327% | 3.277% | 1.17% | 6.087% | 2.717% | 2.738% | 4.133% | 6.002% | 4.549% | 8.54% | 4.633% | 3.89% | 2.805% | 3.652% | 4.545% | 2.553% | 1.25% | 0.6046% | 5.39% | 0.6169% | 2.12% | 2.478% | 3.502% | 2.486% | 4.788% | 4.588% | 1.711% | 1.511% | 2.72% | 0.5373% | 1.174% | 1.859% | 3.11% | 3.646% | 2.797% | 1.134% | 4.859% | 0.2902% | 1.328% | 0.9432% | 2.4% | 1.818% | 1.666% | 5.388% | 0.6998% | 4.643% | 3.463% | 6.047% | 1.786% | 3.248% | 1.593% | 6.281% | 2.524% | 0.5479% | 4.175% | 4.713% | 1.411% | 1.575% | 4.81% | 5.092% | 2.128% | 3.254% | 0.6145% | 3.245% | 3.174% | 0.5763% | 5.089% | 5.318% | 5.158% | 1.09% | 2.67% | 3.081% | 1.058% | 3.078% | 0.3944% | 2.521% | 0.4136% | 3.915% | 1.769% | 1.102% | 10.71% | 6.88% | 7.521% | 3.483% | 4.374% | 4.239% | 3.915% | 1.552% | 4.289% | 2.7% | 2.383% | 7.369% | 0.7916% | 2.688% | 0.6279% | 1.199% | 0.4722% | 2.837% | 4.582% | 1.159% | 4.357% | 3.901% | 0.7499% | 1.13% | 5.75% | 1.663% | 1.642% | 4.729% | 2.599% | 0.3086% | 0.6205% | 1.269% | 4.755% | 1.116% | 6.304% | 3.316% | 1.339% | 2.618% | 2.896% | 2.818% | 3.21% | 2.134% | 1.644% | 1.923% | 3.465% | 3.26% | 1.758% | 1.354% | 0.7187% | 2.097% | 2.86% | 4.373% | 1.32% | 1.234% | 7.414% | 3.754% | 0.6997% | 5.374% | 4.784% | 8.231% | 1.269% | 1.119% | 2.151% | 2.165% | 0.3666% | 0.6073% | 3.229% | 0.9857% | 2.861% | 0.9976% | 3.733% | 3.556% | 3.753% | 2.62% | 0.4509% | 1.81% | 2.018% | 1.633% | 3.976% | 0.8252% | 2.41% | 1.27% | 1.816% | 4.056% | 2.64% | 1.517% | 5.044% | 3.111% | 0.833% | 1.52% | 4.268% | 0.7369% | 3.738% | 3.835% | 1.432% | 1.982% | 3.786% | 0.4493% | 1.613% | 2.702% | 3.696% | 3.73% | 10.06% | 1.115% | 0.5347% | 2.551% | 0.7282% | 3.911% | 2.102% | 3.276% | 2.072% | 1.92% | 0.2098% | 2.442% | 3.318% | 5.065% | 2.608% | 1.325% | 2.472% | 6.404% | 0.443% | 3% | 1.456% | 2.439% | 1.172% | 2.485% | 0.734% | 1.764% | 0.742% | 1.581% | 5.878% | 1.62% | 1.597% | 3.531% | 0.7763% | 1.917% | 5.036% | 2.643% | 0.8259% | 3.149% | 4.858% | 1.575% | 6.346% | 3.95% | 1.487% | 2.992% | 1.59% | 2.62% | 3.535% | 1.732% | 0.6868% | 5.911% | 0.3807% | 2.475% | 0.5671% | 1.292% | 2.091% | 1.713% | 0.9535% | 2.996% | 6.563% | 3.243% | 2.74% | 2.212% | 3.224% | 2.783% | 3.007% | 1.342% | 0.5459% | 0.7683% | 2.551% | 8.489% | 0.7939% | 1.066% | 1.056% | 3.382% | 1.837% | 2.47% | 3.764% | 0.5326% | 2.474% | 5.17% | 5.049% | 1.181% | 4.045% | 4.347% | 3.597% | 0.8725% | 0.6177% | 1.632% | 7.298% | 0.5332% | 2.229% | 1.878% | 4.875% | 5.854% | 3.237% | 2.077% | 3.409% | 1.474% | 0.9189% | 3.541% | 3.287% | 5.312% | 1.553% | 4.582% | 2.234% | 1.591% | 3.667% | 4.646% | 1.443% | 2.96% | 2.7% | 7.768% | 2.373% | 4.506% | 3.628% | 1.238% | 1.826% | 3.932% | 0.5965% | 2.678% | 3.714% | 4.075% | 3.06% | 4.222% | 1.596% | 1.418% | 3.271% | 0.6074% | 2.942% | 2.003% | 0.5752% | 3.525% | 0.8791% | 3.674% | 0.7889% | 7.31% | 0.4555% | 3.024% | 1.169% | 4.028% | 1.058% | 0.7791% | 5.056% | 1.15% | 1.918% | 1.69% | 2.332% | 7.533% | 0.8258% | 1.717% | 4.223% | 2.395% | 2.317% | 2.3% | 0.999% | 2.186% | 3.795% | 4.198% | 0.6321% | 0.7975% | 3.237% | 1.677% | 1.149% | 3.601% | 4.874% | 4.316% | 3.517% | 0.7764% | 4.744% | 0.4359% | 3.725% | 5.241% | 4.054% | 4.247% | 2.407% | 3.938% | 3.498% | 1.427% | 4.533% | 4.245% | 0.8324% | 4.067% | 1.536% | 4.443% | 4.099% | 5.229% | 0.8401% | 3.008% | 5.088% | 1.306% | 4.511% | 3.369% | 1.1% | 7.606% | 1.244% | 2.493% | 3.442% | 5.989% | 4.711% | 0.692% | 0.5057% | 2.669% | 3.292% | 1.507% | 5.495% | 2.153% | 2.07% | 0.6937% | 1.068% | 2.387% | 3.584% | 4.259% | 1.121% | 1.783% | 1.282% | 1.387% | 2.253% | 4.487% | 1.073% | 1.978% | 4.048% | 3.826% | 1.064% | 3.123% | 1.515% | 2.217% | 3.287% | 1.196% | 3.157% | 0.9934% | 0.6868% | 0.8527% | 0.8543% | 3.147% | 2.456% | 2.047% | 6.119% | 4.592% | 2.165% | 0.9185% | 4.507% | 0.5705% | 3.78% | 0.8686% | 2.377% | 3.76% | 3.798% | 2.809% | 1.168% | 1.229% | 1.891% | 5.415% | 3.105% | 2.076% | 1.633% | 2.466% | 1.278% | 2.194% | 5.093% | 2.391% | 2.483% | 3.567% | 6.633% | 0.8853% | 3.622% | 3.09% | 3.11% | 3.541% | 2.751% | 1.714% | 3.541% | 2.662% | 1.01% | 1.331% | 0.7534% | 1.774% | 0.5526% | 3.135% | 0.8288% | 2.605% | 4.999% | 0.8739% | 1.035% | 3.006% | 1.975% | 0.7422% | 3.304% | 6.552% | 3.86% | 0.6475% | 6.547% | 4.158% | 1.706% | 1.529% | 1.243% | 3.603% | 1.554% | 0.8069% | 1.265% | 1.109% | 3.363% | 2.639% | 2.674% | 7.044% | 3.72% | 0.7756% | 1.553% | 5.081% | 1.412% | 4.679% | 1.584% | 1.243% | 2.371% | 2.888% | 4.833% | 5.609% | 5.342% | 5.135% | 2.878% | 1.411% | 1.323% | 2.07% | 2.005% | 4.027% | 3.033% | 1.015% | 1.916% | 4.369% | 2.04% | 4.849% | 4.533% | 1.63% | 1.469% | 1.635% | 1.749% | 3.766% | 0.5677% | 2.168% | 4.942% | 2.954% | 1.622% | 6.113% | 5.306% | 5.595% | 2.072% | 6.155% | 2.533% | 7.71% | 1.486% | 1.521% | 1.467% | 1.917% | 2.564% | 6.552% | 1.242% | 1.498% | 1.871% | 3.073% | 1.434% | 1.79% | 2.129% | 1.573% | 5.377% | 2.554% | 6.448% | 5.474% | 2.719% | 1.358% | 4.236% | 4.615% | 4.974% | 4.256% | 2.56% | 3.706% | 1.178% | 3.303% | 7.481% | 3.903% | 3.646% | 0.8618% | 0.915% | 2.253% | 3.753% | 4.447% | 3.201% | 6.181% | 0.8752% | 3.757% | 3.467% | 2.687% | 3.003% | 0.68% | 1.071% | 3.62% | 0.9236% | 2.672% | 1.776% | 2.131% | 6.704% | 2.518% | 0.6589% | 0.5095% | 0.5059% | 0.8991% | 0.9625% | 4.929% | 0.5868% | 1.588% | 4.673% | 1.132% | 0.7694% | 0.8499% | 1.079% | 1.483% | 1.173% | 5.72% | 0.8322% | 4.106% | 2.721% | 2.107% | 2.866% | 0.9084% | 1.544% | 1.761% | 9.03% | 1.046% | 2.754% | 1.602% | 3.622% | 3.198% | 3.866% | 2.641% | 0.904% | 0.8244% | 2.363% | 4.649% | 0.8715% | 0.6274% | 1.822% | 2.853% | 3.926% | 4.038% | 2.874% | 1.48% | 2.1% | 1.685% | 0.3113% | 1.895% | 1.63% | 3.047% | 0.6189% | 0.3561% | 2.893% | 2.998% | 1.144% | 0.6163% | 0.6076% | 1.584% | 4.793% | 2.451% | 1.54% | 3.024% | 3.666% | 2.483% | 2.032% | 3.356% | 0.6904% | 3.73% | 2.073% | 8.268% | 1.35% | 1.745% | 0.2896% | 2.231% | 1.389% | 3.298% | 6.238% | 4.879% | 8.043% | 1.776% | 1.619% | 1.879% | 0.7663% | 2.638% | 3.518% | 2.119% | 1.37% | 7.348% | 2.235% | 1.089% | 0.861% | 6.555% | 2.819% | 6.046% | 2.815% | 4.606% | 1.554% | 1.475% | 0.5172% | 0.8758% | 2.52% | 1.262% | 3.452% | 3.778% | 0.4166% | 3.11% | 1.611% | 0.771% | 4.21% | 2.148% | 1.577% | 2.094% | 1.096% | 4.642% | 1.73% | 1.616% | 2.423% | 4.547% | 4.699% | 2.903% | 1.24% | 2.451% | 2.985% | 9.599% | 3.212% | 4.444% | 5.003% | 5.36% | 3.647% | 2.46% | 1.135% | 0.7946% | 2.255% | 3.182% | 3.735% | 3.034% | 1.004% | 2.268% | 2.235% | 1.44% | 1.764% | 3.189% | 2.991% | 0.9481% | 1.23% | 3.69% | 1.039% | 2.037% | 0.4984% | 5.166% | 1.615% | 1.574% | 4.518% | 2.982% | 4.103% | 1.584% | 4.911% | 0.4947% | 6.838% | 0.5776% | 2.424% | 1.015% | 1.07% | 1.71% | 1.106% | 3.621% | 3.527% | 2.136% | 3.169% | 5.795% | 3.025% | 4.047% | 1.514% | 10.93% | 3.957% | 4.544% | 2.195% | 5.617% | 0.006458% | 2.878% | 1.897% | 1.567% | 0.9566% | 2.58% | 0.3396% | 6.371% | 1.848% | 0.4608% | 0.7995% | 2.2% | 2.328% | 1.814% | 5.079% | 3.837% | 7.187% | 0.7019% | 1.097% | 1.102% | 1.696% | 6.291% | 3.161% | 2.268% | 1.881% | 2.272% | 3.576% | 1.388% | 1.837% | 3.168% | 4.594% | 2.072% | 3.359% | 1.656% | 1.873% | 2.395% | 0.7599% | 0.9219% | 2.675% | 2.85% | 2.284% | 4.672% | 5.004% | 3.28% | 0.5846% | 6.929% | 2.436% | 0.789% | 1.454% | 1.584% | 0.9746% | 2.502% | 1.305% | 1.321% | 1.648% | 3.563% | 2.598% | 2.843% | 1.457% | 8.082% | 1.463% | 0.637% | 3.096% | 4.483% | 5.951% | 3.725% | 2.36% | 0.7199% | 0.898% | 2.576% | 5.144% | 1.871% | 4.145% | 1.623% | 0.8729% | 0.6563% | 7.083% | 2.776% | 0.3821% | 5.604% | 1.6% | 1.152% | 4.232% | 0.9182% | 4.602% | 1.003% | 1.368% | 2.1% | 0.6885% | 1.974% | 0.4158% | 3.547% | 0.643% | 4.971% | 2.217% | 2.428% | 1.703% | 1.751% | 2.485% | 2.609% | 2.614% | 6.893% | 7.39% | 3.514% | 1.403% | 0.6207% | 4.386% | 2.309% | 3.705% | 3.853% | 1.08% | 0.6701% | 3.085% | 2.261% | 6.859% | 1.968% | 3.643% | 2.25% | 5.209% | 2.184% | 2.287% | 2.454% | 4.834% | 3.24% | 2.249% | 1.606% | 1.268% | 2.172% | 1.747% | 4.15% | 8.332% | 6.871% | 3.517% | 3.307% | 6.588% | 2.629% | 2.52% | 2.998% | 0.7234% | 1.904% | 1.071% | 0.8005% | 1.088% | 6.334% | 2.889% | 2.536% | 0.6433% | 3.199% | 3.502% | 4.747% | 3.522% | 0.6851% | 0.8176% | 3.619% | 2.536% | 5.404% | 0.9609% | 1.122% | 2.688% | 5.243% | 0.6852% | 2.531% | 3.478% | 1.038% | 0.7872% | 1.558% | 0.8331% | 1.867% | 1.214% | 3.158% | 2.771% | 2.2% | 4.736% | 1.715% | 0.6289% | 4.756% | 0.547% | 1.229% | 2.566% | 5.783% | 0.9528% | 4.178% | 5.042% | 1.825% | 3.599% | 2.598% | 1.312% | 2.312% | 5.792% | 3.653% | 0.3868% | 1.348% | 0.2782% | 1.502% | 4.067% | 3.146% | 3.26% | 1.533% | 0.9082% | 3.627% | 6.255% | 3.228% | 5.914% | 3.247% | 4.214% | 0.8906% | 1.054% | 2.986% | 3.221% | 1.916% | 4.847% | 2.038% | 1.999% | 3.377% | 1.932% | 3.36% | 1.816% | 3.482% | 0.7025% | 2.741% | 2.527% | 0.9906% | 3.881% | 4.105% | 4.581% | 3.744% | 4.886% | 2.086% | 2.135% | 1.116% | 2.412% | 3.392% | 2.625% | 1.82% | 1.453% | 7.231% | 0.7824% | 0.4023% | 2.573% | 9.302% | 3.818% | 0.5406% | 2.622% | 4.903% | 4.178% | 1.442% | 0.9667% | 1.347% | 1.954% | 3.605% | 1.31% | 3.16% | 3.282% | 4.159% | 0.7418% | 3.547% | 4.097% | 0.4234% | 3.359% | 2.448% | 3.87% | 2.852% | 3.652% | 0.5868% | 5.954% | 0.5271% | 4.701% | 5.357% | 1.957% | 0.685% | 1.299% | 3.843% | 1.044% | 0.9266% | 1.32% | 3.314% | 2% | 2.886% | 3.091% | 4.18% | 2.446% | 1.933% | 5.444% | 5.01% | 2.346% | 1.88% | 1.404% | 0.9923% | 3.684% | 1.01% | 1.37% | 1.357% | 4.852% | 2.424% | 4.255% | 1.678% | 5.068% | 0.5717% | 1.484% | 1.671% | 2.555% | 1.303% | 4.231% | 2.56% | 3.583% | 1.634% | 0.4733% | 3.171% | 0.5831% | 1.199% | 3.636% | 0.4251% | 3.027% | 2.067% | 4.808% | 2.756% | 1.026% | 4.796% | 0.4347% | 1.082% | 2.662% | 4.826% | 5.085% | 2.745% | 3.372% | 3.823% | 0.6401% | 8.214% | 1.274% | 1.829% | 0.3811% | 1.551% | 4.216% | 0.5412% | 1.577% | 1.076% | 5.707% | 2.167% | 4.294% | 4.546% | 4.159% | 2.274% | 3.121% | 0.7934% | 2.744% | 8.375% | 6.008% | 1.555% | 0.6938% | 1.664% | 0.6404% | 4.112% | 3.95% | 1.074% | 4.255% | 4.047% | 3.332% | 3.4% | 2.506% | 1.203% | 1.261% | 2.747% | 3.042% | 3.158% | 1.31% | 0.7165% | 2.288% | 0.7833% | 2.409% | 3.996% | 2.04% | 2.243% | 7.037% | 2.113% | 3.334% | 1.348% | 6.7% | 2.032% | 3.752% | 1.546% | 3.453% | 2.609% | 6.577% | 0.9235% | 1.405% | 1.805% | 3.215% | 1.627% | 2.214% | 3.653% | 3.465% | 1.012% | 1.95% | 3.842% | 3.754% | 2.782% | 6.076% | 5.182% | 1.312% | 0.9858% | 2.302% | 1.968% | 3.163% | 1.409% | 6.583% | 1.668% | 3.194% | 1.872% | 5.656% | 1.188% | 0.748% | 0.8725% | 2.126% | 2.347% | 4.008% | 1.121% | 6.339% | 0.7286% | 5.247% | 4.761% | 3.545% | 3.19% | 0.7225% | 0.7569% | 1.869% | 0.5828% | 2.896% | 6.965% | 0.5386% | 1.551% | 1.391% | 0.613% | 2.373% | 2.599% | 2.282% | 0.8118% | 1.555% | 1.086% | 1.494% | 2.727% | 1.126% | 0.8319% | 1.312% | 1.037% | 0.8118% | 5.908% | 6.513% | 4.479% | 2.279% | 1.386% | 2.568% | 4.181% | 8.99% | 2.193% | 1.306% | 3.378% | 1.133% | 3.962% | 3.985% | 3.598% | 5.296% | 0.3178% | 0.5922% | 2.142% | 2.002% | 2.597% | 10.34% | 1.868% | 3.13% | 2.955% | 3.623% | 1.295% | 4.211% | 0.4114% | 4.571% | 2.015% | 2.388% | 5.636% | 1.278% | 1.111% | 4.628% | 3.961% | 1.05% | 2.764% | 5.102% | 4.374% | 6.612% | 1.578% | 2.769% | 3.334% | 2.523% | 2.79% | 3.089% | 1.258% | 3.431% | 3.883% | 0.7387% | 2.692% | 1.071% | 3.401% | 0.938% | 1.278% | 2.642% | 1.582% | 1.068% | 2.889% | 2.12% | 0.4718% | 2.82% | 6.193% | 1.741% | 1.735% | 3.126% | 1.509% | 1.643% | 1.204% | 5.846% | 6.161% | 5.87% | 0.607% | 4.64% | 1.277% | 0.8899% | 2.157% | 1.105% | 1.452% | 3.705% | 2.822% | 1.251% | 0.8502% | 1.4% | 1.599% | 1.456% | 1.042% | 1.769% | 2.732% | 1.643% | 1.786% | 3.298% | 3.802% | 3.663% | 1.258% | 2.403% | 2.256% | 1.333% | 10.72% | 4.939% | 5.128% | 1.511% | 2.69% | 1.499% | 1.825% | 2.62% | 1.886% | 1.236% | 2.463% | 1.873% | 2.927% | 1.458% | 4.341% | 4.299% | 1.607% | 2.733% | 7.848% | 3.532% | 0.9262% | 1.002% | 1.634% | 1.55% | 2.462% | 7.444% | 1.367% | 3.228% | 1.614% | 7.282% | 6.536% | 3.522% | 4.259% | 5.019% | 0.9305% | 4.94% | 4.041% | 3.321% | 6.313% | 1.612% | 1.664% | 2.928% | 2.704% | 1.666% | 4.263% | 2.666% | 1.918% | 1.37% | 1.754% | 1.804% | 2.891% | 2.683% | 3.359% | 1.719% | 4.18% | 1.642% | 1.67% | 4.19% | 4.162% | 6.298% | 3.468% | 1.775% | 0.4351% | 2.483% | 3.757% | 3.266% | 0.8344% | 4.162% | 6.426% | 0.8805% | 3.636% | 2.926% | 0.4087% | 2.638% | 2.755% | 2.769% | 1.436% | 4.858% | 1.839% | 1.355% | 0.6007% | 3.471% | 2.494% | 6.426% | 4.155% | 0.9184% | 3.327% | 3.658% | 0.8116% | 0.4556% | 6.386% | 0.6139% | 0.7762% | 4.672% | 5.102% | 2.504% | 4.269% | 1.368% | 0.7941% | 2.393% | 1.509% | 0.6795% | 0.8494% | 8.228% | 5.139% | 4.438% | 3.584% | 2.056% | 5.979% | 2.191% | 1.179% | 1.205% | 3.791% | 6.386% | 2.672% | 0.8882% | 3.524% | 0.591% | 1.295% | 1.755% | 4.052% | 0.6093% | 3.093% | 0.3199% | 2.012% | 2.163% | 2.635% | 4.097% | 3.872% | 3.524% | 1.73% | 2.616% | 2.418% | 1.83% | 1.246% | 1.544% | 2.927% | 4.688% | 1.378% | 1.675% | 4.837% | 6.105% | 1.837% | 0.7629% | 3.314% | 5.401% | 1.757% | 0.9401% | 2.897% | 0.6481% | 2.825% | 4.102% | 3.182% | 1.951% | 3.015% | 3.914% | 2.644% | 2.657% | 0.8933% | 2.905% | 4.804% | 3.864% | 1.278% | 3.098% | 3.312% | 0.4977% | 4.279% | 2.331% | 8.211% | 3.648% | 5.501% | 1.685% | 1.36% | 0.6162% | 2.657% | 4.247% | 2.039% | 0.4313% | 2.488% | 2.292% | 5.393% | 2.538% | 0.5908% | 0.926% | 0.3633% | 1.506% | 2.094% | 4.517% | 0.8651% | 1.302% | 3.522% | 1.686% | 2.842% | 3.428% | 3.351% | 4.635% | 0.9012% | 4.979% | 7.944% | 1.835% | 2.217% | 2.253% | 0.5409% | 3.321% | 1.541% | 2.212% | 4.111% | 2.043% | 0.3685% | 7.897% | 0.7321% | 3.073% | 4.151% | 0.9061% | 3.714% | 0.4111% | 1.129% | 3.657% | 1.506% | 1.6% | 1.879% | 3.4% | 2.632% | 2.306% | 0.5287% | 1.886% | 1.033% | 3.421% | 1.629% | 4.477% | 0.4073% | 3.372% | 1.099% | 3.772% | 2.596% | 1.768% | 4.497% | 2.259% | 1.214% | 1.703% | 4.22% | 4.454% | 1.268% | 3.921% | 0.9133% | 1.159% | 3.351% | 4.635% | 1.803% | 2.35% | 3.262% | 1.271% | 3.344% | 3.023% | 0.6957% | 3.546% | 3.932% | 2.011% | 5.446% | 4.716% | 6.515% | 1.053% | 2.052% | 3.596% | 2.418% | 0.8692% | 5.626% | 1.882% | 3.733% | 4.564% | 1.238% | 3.253% | 3.691% | 2.563% | 3.141% | 1.514% | 7.47% | 3.694% | 3.497% | 0.6034% | 5.843% | 7.883% | 1.672% | 3.345% | 2.326% | 3.334% | 3.374% | 1.042% | 1.807% | 1.641% | 4.846% | 2.024% | 1.851% | 2.319% | 3.197% | 4.249% | 3.549% | 2.975% | 5.212% | 3.768% | 2.608% | 0.8498% | 3.813% | 3.219% | 4.059% | 5.45% | 3.748% | 0.3906% | 3.111% | 6.696% | 2.205% | 1.21% | 5.285% | 6.286% | 0.6733% | 1.253% | 3.624% | 2.292% | 2.573% | 3.991% | 1.096% | 1.213% | 4.132% | 6.522% | 0.5238% | 2.201% | 0.9168% | 2.795% | 4.209% | 1.208% | 0.9649% | 0.8183% | 1.04% | 3.553% | 1.85% | 4.932% | 4.355% | 3.02% | 3.926% | 3.348% | 0.6268% | 5.377% | 1.739% | 1.952% | 3.685% | 3.46% | 3.076% | 3.7% | 0.5449% | 0.4436% | 0.7786% | 1.578% | 2.561% | 1.7% | 0.8785% | 2.038% | 4.654% | 1.687% | 1.383% | 1.558% | 3.089% | 9.444% | 4.027% | 1.234% | 3.358% | 3.79% | 1.181% | 1.292% | 3.746% | 2.426% | 2.508% | 1.196% | 2.166% | 1.707% | 2.821% | 0.4727% | 5.386% | 2.814% | 2.454% | 0.4496% | 2.493% | 2.4% | 2.519% | 5.76% | 1.889% | 4.792% | 0.8995% | 0.6449% | 3.416% | 3.106% | 0.3805% | 4.772% | 6.229% | 3.968% | 1.765% | 2.412% | 2.525% | 2.528% | 2.871% | 4.033% | 7.053% | 3.358% | 2.631% | 1.099% | 0.4683% | 2.568% | 1.905% | 0.8942% | 6.182% | 4.861% | 6.837% | 2.787% | 5.092% | 1.099% | 1.484% | 3.629% | 2.967% | 2.112% | 1.508% | 4.652% | 1.153% | 0.8312% | 2.311% | 3.865% | 1.071% | 1.314% | 2.171% | 2.425% | 3.074% | 2.079% | 1.734% | 1.354% | 4.014% | 1.457% | 1.737% | 2.903% | 1.166% | 1.142% | 1.789% | 5.032% | 2.208% | 4.267% | 1.24% | 4.352% | 1.196% | 5.502% | 2.615% | 4.669% | 4.088% | 0.7254% | 1.876% | 2.774% | 0.9147% | 1.724% | 4.473% | 0.6901% | 5.168% | 1.585% | 4.887% | 1.431% | 1.282% | 1.321% | 2.606% | 2.512% | 4.106% | 5.023% | 1.18% | 4.377% | 4.398% | 0.9417% | 3.173% | 4.657% | 0.3111% | 1.818% | 0.2379% | 3.468% | 10.23% | 3.34% | 0.7116% | 3.172% | 2.565% | 1.974% | 1.145% | 0.8958% | 2.724% | 8.659% | 4.858% | 6.334% | 2.25% | 3.037% | 3.769% | 1.691% | 4.357% | 0.5492% | 2.897% | 0.5468% | 3.202% | 3.782% | 5.96% | 9.177% | 6.764% | 1.849% | 1.869% | 3.501% | 5.724% | 5.951% | 0.6376% | 4.244% | 2.623% | 0.9547% | 2.878% | 4.225% | 5.709% | 2.15% | 2.125% | 4.586% | 2.27% | 4.271% | 3.315% | 2.523% | 2.623% | 0.4315% | 4.649% | 2.38% | 1.796% | 2.754% | 4.191% | 1.195% | 1.969% | 1.527% | 2.878% | 3.836% | 3.41% | 2.907% | 5.984% | 2.081% | 4.229% | 6.569% | 7.009% | 1.573% | 1.901% | 4.203% | 1.223% | 0.9153% | 8.828% | 3.385% | 4.073% | 1.112% | 4.827% | 1.46% | 2.687% | 3.963% | 1.972% | 2.608% | 7.081% | 0.9591% | 0.6634% | 2.305% | 1.545% | 2.203% | 2.676% | 2.4% | 1.248% | 1.725% | 1.75% | 1.617% | 3.552% | 0.5566% | 2.441% | 0.881% | 2.57% | 3.667% | 6.772% | 3.193% | 5.028% | 3.056% | 2.049% | 2.434% | 2.176% | 4.325% | 1.7% | 1.735% | 1.14% | 0.4543% | 1.719% | 2.304% | 2.594% | 1.128% | 2.133% | 2.653% | 1.742% | 3.445% | 7.129% | 4.582% | 2.244% | 3.909% | 3.546% | 1.65% | 3.075% | 2.683% | 1.941% | 4.193% | 1.435% | 3.219% | 2.583% | 2.254% | 4.794% | 1.919% | 4.145% | 4.719% | 0.3996% | 1.68% | 3.845% | 2.638% | 1.773% | 2.219% | 1.821% | 0.4202% | 2.83% | 1.76% | 3.888% | 1.98% | 2.658% | 2.97% | 1.477% | 0.4992% | 1.877% | 3.132% | 2.217% | 1.194% | 2.951% | 2.226% | 2.319% | 4.381% | 2.692% | 2.891% | 0.8956% | 1.892% | 4.845% | 2.82% | 4.713% | 0.745% | 1.438% | 4.343% | 0.7484% | 0.8321% | 4.544% | 2.198% | 1.146% | 0.49% | 0.6413% | 0.4459% | 2.276% | 2.38% | 2.237% | 1.168% | 1.606% | 1.668% | 0.8606% | 2.508% | 4.787% | 2.261% | 1.576% | 3.846% | 1.133% | 1.897% | 2.718% | 1.003% | 3.432% | 3.375% | 1.386% | 0.7171% | 2.384% | 7.233% | 1.277% | 2.114% | 2.541% | 5.701% | 6.114% | 2.717% | 0.8597% | 5.806% | 0.9927% | 0.748% | 0.8486% | 5.071% | 2.75% | 0.8771% | 2.13% | 1.496% | 2.118% | 4.128% | 1.878% | 0.705% | 3.422% | 4.69% | 2.06% | 1.71% | 2.069% | 4.534% | 3.019% | 3.552% | 2.152% | 4.747% | 1.087% | 5.677% | 5.105% | 1.395% | 3.044% | 2.618% | 0.6588% | 4.813% | 2.199% | 3.812% | 1.188% | 1.091% | 3.262% | 4.568% | 10.18% | 0.2819% | 0.7938% | 5.41% | 6.472% | 1.932% | 3.491% | 2.097% | 0.4004% | 2.962% | 2.194% | 1.364% | 1.463% | 0.9352% | 2.234% | 4.872% | 0.8541% | 4.684% | 3.693% | 1.276% | 3.922% | 0.8874% | 3.409% | 1.231% | 1.176% | 4.184% | 2.768% | 3.42% | 2.165% | 2% | 1.896% | 2.06% | 1.606% | 5.064% | 1.293% | 2.85% | 1.898% | 0.5448% | 2.922% | 0.6069% | 2.183% | 3.257% | 3.915% | 2.509% | 4.566% | 3.981% | 3.79% | 4.744% | 6.183% | 0.9013% | 2.271% | 1.746% | 5.499% | 2.468% | 2.179% | 4.289% | 3.604% | 0.3945% | 2.403% | 0.8103% | 3.384% | 0.9958% | 1.245% | 2.473% | 1.076% | 4.168% | 0.561% | 6.888% | 3.696% | 1.31% | 3.827% | 0.8278% | 0.08215% | 3.27% | 3.502% | 1.535% | 5.227% | 4.586% | 3.578% | 3.302% | 2.455% | 4.975% | 0.7421% | 7.712% | 3.89% | 3.392% | 1.701% | 1.904% | 0.3303% | 0.6646% | 4.288% | 5.057% | 1.743% | 3.872% | 2.798% | 1.274% | 3.706% | 2.073% | 1.909% | 2.627% | 3.113% | 4.347% | 2.394% | 1.76% | 0.5549% | 1.77% | 4.022% | 1.708% | 1.63% | 2.923% | 4.107% | 1.51% | 1.618% | 1.02% | 2.153% | 2.448% | 1.199% | 1.338% | 2.301% | 1.592% | 1.818% | 1.413% | 2.364% | 2.488% | 8.798% | 2.31% | 4.474% | 5.649% | 5.517% | 0.6157% | 5.059% | 3.252% | 1.145% | 1.97% | 6.893% | 5.2% | 5.495% | 1.208% | 3.055% | 4.12% | 3.564% | 2.631% | 4.716% | 6.388% | 1.064% | 3.059% | 3.991% | 5.153% | 5.667% | 0.8848% | 1.244% | 0.3862% | 1.572% | 1.142% | 0.3338% | 3.543% | 2.903% | 0.9827% | 1.545% | 2.428% | 4.541% | 5.582% | 0.2664% | 1.954% | 7.123% | 2.314% | 0.6978% | 3.171% | 2.949% | 2.667% | 2.523% | 4.94% | 3.108% | 0.9494% | 4.633% | 3.946% | 4.676% | 3.083% | 4.294% | 3.91% | 1.704% | 2.629% | 2.301% | 2.447% | 3.632% | 1.424% | 4.095% | 4.009% | 3.865% | 2.572% | 4.26% | 3.471% | 2.9% | 4.225% | 1.97% | 2.927% | 4.658% | 1.52% | 1.977% | 6.817% | 2.949% | 5.201% | 0.5029% | 0.3039% | 0.6061% | 3.693% | 4.286% | 1.774% | 1.242% | 2.202% | 0.995% | 3.483% | 4.724% | 3.299% | 5.843% | 2.324% | 1.15% | 1.17% | 3.159% | 3.383% | 1.016% | 1.69% | 1.332% | 3.819% | 4.401% | 0.5431% | 6.175% | 1.222% | 1.299% | 0.6454% | 4.46% | 1.633% | 4.573% | 1.644% | 3.245% | 0.6604% | 2.892% | 2.421% | 1.756% | 2.306% | 2.376% | 1.787% | 2.936% | 3.106% | 4.125% | 1.279% | 1.072% | 1.126% | 3.047% | 0.8033% | 2.774% | 3.631% | 3.941% | 1.357% | 1.803% | 3.788% | 1.234% | 3.42% | 5.062% | 2.422% | 0.7258% | 3.402% | 2.631% | 2.757% | 4.077% | 1.84% | 1.487% | 4.248% | 4.526% | 1.738% | 4.544% | 2.223% | 1.268% | 1.935% | 4.845% | 1.808% | 0.4702% | 4.259% | 0.8649% | 4.978% | 0.7119% | 3.711% | 4.044% | 3.573% | 0.6747% | 2.844% | 2.183% | 7.674% | 4.317% | 2.562% | 1.38% | 1.786% | 2.834% | 2.14% | 2.44% | 0.7016% | 0.4787% | 1.549% | 3.604% | 5.611% | 2.427% | 1.084% | 4.03% | 1.678% | 1.772% | 0.9313% | 1.118% | 6.296% | 0.6652% | 4.802% | 3.286% | 4.822% | 1.681% | 1.768% | 1.101% | 0.9579% | 0.333% | 3.082% | 5.924% | 1.514% | 0.3143% | 3.03% | 5.864% | 0.9267% | 2.038% | 1.326% | 5.285% | 4.406% | 1.717% | 1.965% | 2.546% | 2.621% | 6.948% | 4.139% | 7.05% | 3.065% | 6.101% | 2.986% | 4.394% | 3.901% | 0.8433% | 3.908% | 4.224% | 3.699% | 2.002% | 0.4997% | 2.566% | 3.957% | 1.766% | 0.5075% | 3.448% | 1.065% | 3.433% | 0.4779% | 2.596% | 2.519% | 4.569% | 1.549% | 1.71% | 0.9399% | 5.676% | 2.202% | 0.6643% | 1.285% | 0.8668% | 2.384% | 1.908% | 0.7808% | 3.485% | 6.275% | 4.017% | 1.92% | 3.446% | 0.3938% | 3.766% | 2.836% | 1.097% | 2.096% | 2.563% | 2.96% | 4.946% | 1.694% | 1.135% | 1.077% | 0.5226% | 0.8011% | 1.28% | 6.293% | 0.6019% | 1.223% | 2.172% | 1.915% | 4.237% | 3.037% | 7.695% | 2.29% | 2.61% | 1.721% | 2.268% | 1.479% | 3.478% | 0.9018% | 1.255% | 0.6845% | 2.393% | 3.786% | 3.073% | 4.497% | 3.257% | 1.6% | 3.128% | 1.709% | 2.187% | 1.608% | 3.201% | 3.155% | 4.749% | 1.948% | 6.464% | 2.221% | 0.9827% | 3.111% | 2.081% | 5.567% | 5.651% | 6.2% | 1.222% | 1.113% | 3.366% | 2.249% | 1.705% | 2.882% | 6.619% | 2.16% | 3.936% | 2.622% | 2.456% | 2.19% | 0.8385% | 5.19% | 2.477% | 6.45% | 2.171% | 2.398% | 1.753% | 0.4793% | 2.647% | 2.127% | 1.015% | 1.983% | 1.108% | 1.076% | 3.413% | 3.487% | 3.637% | 3.977% | 0.9904% | 0.04264% | 3.404% | 0.9184% | 2.376% | 3.646% | 1.007% | 4.683% | 2.596% | 2.256% | 0.9634% | 1.382% | 1.87% | 4.774% | 1.319% | 5.009% | 2.16% | 3.783% | 1.416% | 2.68% | 4.111% | 4.298% | 2.577% | 8.977% | 6.829% | 2.672% | 1.327% | 4.917% | 3.053% | 0.4287% | 4.694% | 3.787% | 1.462% | 2.601% | 3.732% | 2.377% | 5.975% | 1.953% | 2.53% | 3.408% | 2.308% | 5.541% | 2.075% | 2.878% | 2.122% | 1.203% | 3.146% | 2.591% | 3.244% | 1.992% | 3.573% | 1.803% | 0.4858% | 2.793% | 2.174% | 2.328% | 4.452% | 4.413% | 3.002% | 3.821% | 1.825% | 2.31% | 3.543% | 2.346% | 2.323% | 0.2942% | 2.283% | 4.971% | 1.857% | 3.281% | 1.695% | 3.916% | 6.273% | 2.472% | 5.134% | 2.634% | 3.902% | 1.294% | 1.697% | 4.418% | 1.15% | 1.368% | 4.98% | 1.664% | 0.7117% | 4.991% | 3.703% | 2.212% | 1.804% | 1.206% | 2.477% | 0.5864% | 3.657% | 1.215% | 1.882% | 3.751% | 5.669% | 2.269% | 0.5484% | 0.6891% | 2.482% | 5.291% | 3.337% | 2.276% | 2.94% | 2.209% | 1.636% | 2.644% | 3.197% | 2.52% | 1.082% | 1.968% | 1.59% | 0.888% | 1.824% | 0.8419% | 2.405% | 4.18% | 2.8% | 3.018% | 2.114% | 3.667% | 2.729% | 1.777% | 0.5908% | 2.575% | 2.788% | 1.304% | 2.664% | 1.411% | 1.613% | 1.415% | 7.728% | 4.976% | 5.57% | 2.942% | 3.809% | 4.489% | 0.4072% | 1.54% | 4.714% | 3.803% | 2.871% | 2.793% | 2.76% | 4.236% | 2.4% | 4.089% | 2.903% | 1.961% | 3.375% | 2.199% | 2.02% | 0.5401% | 0.651% | 4.046% | 1.883% | 2.092% | 1.302% | 1.6% | 0.8775% | 6.391% | 0.6147% | 6.879% | 2.291% | 0.6606% | 2.481% | 1.504% | 1.735% | 1.781% | 5.273% | 1.797% | 3.767% | 1.914% | 3.224% | 3.276% | 1.691% | 1.957% | 2.865% | 1.052% | 3.374% | 1.021% | 1.5% | 3.089% | 3.178% | 0.7686% | 2.783% | 0.7853% | 0.8575% | 3.813% | 1.707% | 3.266% | 0.3405% | 2.828% | 3.77% | 1.796% | 2.037% | 1.764% | 2.098% | 1.45% | 1.567% | 4.558% | 6.102% | 1.401% | 5.007% | 4.026% | 4.891% | 3.553% | 1.816% | 2.035% | 0.7622% | 2.612% | 2.835% | 1.293% | 2.812% | 2.601% | 3.819% | 3.779% | 2.612% | 2.907% | 0.5177% | 3.599% | 4.122% | 4.196% | 0.8017% | 2.415% | 0.733% | 2.444% | 3.487% | 1.754% | 4.473% | 4.552% | 0.9993% | 4.318% | 1.203% | 2.184% | 2.782% | 7.634% | 0.6062% | 2.419% | 2.287% | 2.513% | 2.63% | 4.45% | 3.663% | 3.535% | 1.87% | 1.814% | 4.8% | 2.401% | 1.819% | 2.455% | 1.971% | 0.9922% | 2.719% | 2.968% | 2.328% | 1.21% | 3.957% | 1.102% | 3.563% | 8.56% | 0.6031% | 2.285% | 1.705% | 4.088% | 1.438% | 2.436% | 1.329% | 2.128% | 1.943% | 0.3332% | 3.632% | 0.5074% | 2.666% | 3.309% | 1.153% | 1.948% | 1.41% | 4.305% | 1.728% | 6.062% | 0.7977% | 1.282% | 1.226% | 2.915% | 5.114% | 1.267% | 0.6272% | 3.997% | 4.119% | 1.729% | 1.667% | 1.923% | 3.647% | 2.773% | 1.204% | 4.19% | 1.119% | 2.606% | 1.856% | 1.955% | 5.039% | 3.555% | 2.676% | 2.092% | 1.395% | 4.381% | 3.906% | 2.12% | 1.239% | 3.65% | 3.94% | 1.451% | 4.594% | 4.516% | 3.117% | 3.625% | 2.081% | 2.906% | 3.794% | 1.264% | 1.195% | 2.093% | 1.977% | 3.855% | 1.595% | 0.4221% | 3.895% | 2.577% | 2.209% | 0.4838% | 2.927% | 0.95% | 1.684% | 3.004% | 2.971% | 3.1% | 3.568% | 2.951% | 1.246% | 0.6101% | 2.368% | 3.341% | 3.481% | 0.6685% | 0.718% | 2.046% | 4.543% | 2.926% | 4.888% | 1.111% | 1.685% | 0.862% | 1.214% | 2.094% | 3.556% | 1.731% | 3.626% | 0.9882% | 1.567% | 1.452% | 8.758% | 3.8% | 2.152% | 1.168% | 1.478% | 4.625% | 1.356% | 3.442% | 1.866% | 1.203% | 0.8777% | 2.039% | 1.947% | 2.177% | 0.9774% | 3.127% | 8.055% | 4.814% | 3.142% | 1.456% | 2.122% | 0.8417% | 3.298% | 0.8817% | 0.8779% | 3.08% | 1.473% | 9.079% | 1.594% | 4.786% | 3.227% | 2.921% | 5.108% | 0.8956% | 1.158% | 1.052% | 2.437% | 2.008% | 1.897% | 2.999% | 3.069% | 3.72% | 4.364% | 3.517% | 1.909% | 2.418% | 4.267% | 1.778% | 2.594% | 2.557% | 1.529% | 2.313% | 1.569% | 3.792% | 2.612% | 2.899% | 1.511% | 2.735% | 3.008% | 3.292% | 1.104% | 1.751% | 2.003% | 1.448% | 0.3861% | 1.441% | 1.291% | 4.514% | 1.867% | 1.847% | 3.495% | 1.86% | 8.316% | 1.091% | 0.06582% | 2.766% | 1.647% | 4.69% | 3.311% | 1.475% | 1.395% | 1.427% | 2.922% | 7.196% | 2.506% | 2.207% | 4.016% | 1.033% | 1.431% | 2.282% | 3.161% | 0.5561% | 6.004% | 4.579% | 2.668% | 0.9238% | 1.114% | 3.745% | 3.303% | 1.468% | 4.7% | 2.628% | 1.538% | 0.7651% | 0.5147% | 1.061% | 2.122% | 2.482% | 4.505% | 2.899% | 6.353% | 1.297% | 2.102% | 1.074% | 8.494% | 1.635% | 0.6503% | 0.9195% | 3.139% | 2.188% | 1.066% | 3.368% | 4.993% | 0.9668% | 6.067% | 3.583% | 2.71% | 0.924% | 5.531% | 1.773% | 5.116% | 4.132% | 4.166% | 0.7547% | 4.524% | 1.381% | 0.8976% | 4.913% | 7.61% | 3.32% | 7.664% | 1.703% | 0.9785% | 2.602% | 2.912% | 1.382% | 1.677% | 2.347% | 3.567% | 1.742% | 4.565% | 4.268% | 2.483% | 2.51% | 0.6016% | 0.7781% | 1.018% | 1.402% | 3.589% | 3.76% | 1.741% | 1.052% | 2.387% | 3.34% | 1.753% | 5.457% | 2.042% | 1.711% | 0.884% | 2.387% | 0.561% | 0.6674% | 0.8716% | 0.6152% | 1.555% | 3.955% | 1.927% | 3.476% | 0.8451% | 0.6932% | 0.6377% | 2.739% | 3.663% | 6.046% | 3.979% | 0.7068% | 0.3277% | 0.9701% | 3.149% | 2.511% | 3.748% | 3.387% | 7.06% | 1.539% | 1.764% | 1.158% | 2.961% | 1.132% | 2.432% | 4.158% | 3.248% | 4.733% | 3.812% | 2.921% | 3.296% | 2.402% | 3.294% | 0.9941% | 2.324% | 0.8896% | 2.701% | 3.839% | 4.049% | 3.238% | 2.361% | 2.162% | 1.65% | 2.131% | 1.355% | 4.405% | 2.714% | 2.48% | 1.72% | 4.176% | 3.301% | 1.618% | 1.946% | 2.643% | 2.191% | 2.728% | 1.437% | 0.5381% | 1.102% | 1.386% | 4.199% | 3.137% | 3.736% | 0.6572% | 1.103% | 0.5598% | 6.145% | 1.612% | 2.446% | 2.189% | 2.907% | 1.798% | 0.9285% | 8.213% | 0.9239% | 2.156% | 1.798% | 1.906% | 2.197% | 4.954% | 4.248% | 1.42% | 2.999% | 6.061% | 1.257% | 0.6113% | 1.473% | 1.058% | 5.028% | 1.918% | 2.664% | 0.9749% | 5.572% | 6.945% | 2.812% | 0.6379% | 0.6069% | 3.801% | 0.9151% | 1.51% | 0.3722% | 1.886% | 2.413% | 4.271% | 2.34% | 1.953% | 2.212% | 1.064% | 3.024% | 6.321% | 2.406% | 2.79% | 1.037% | 3.393% | 1.961% | 2.782% | 5.822% | 0.7537% | 5.009% | 0.8165% | 3.966% | 2.909% | 4.693% | 1.475% | 3.257% | 2.198% | 2.926% | 1.589% | 3.774% | 1.83% | 7.005% | 5.008% | 0.3342% | 2.365% | 1.714% | 0.2999% | 4.134% | 0.4448% | 4.176% | 11.14% | 1.386% | 7.155% | 2.481% | 0.6432% | 1.894% | 4.01% | 0.7469% | 1.732% | 8.124% | 3.387% | 0.8839% | 4.12% | 1.463% | 1.863% | 5.448% | 1.433% | 4.782% | 3.462% | 6.504% | 5.959% | 5.644% | 0.8966% | 0.8566% | 0.4945% | 1.161% | 1.821% | 4.263% | 2.875% | 5.385% | 1.033% | 1.588% | 4.349% | 0.7431% | 2.05% | 6.066% | 0.8143% | 2.806% | 1.924% | 3.045% | 4.142% | 5.647% | 3.113% | 1.225% | 3.217% | 0.8501% | 1.115% | 2.257% | 3.043% | 1.658% | 2.488% | 1.925% | 0.9031% | 1.369% | 1.121% | 1.668% | 1.319% | 4.373% | 2.145% | 6.189% | 3.212% | 0.888% | 1.353% | 2.071% | 2.542% | 4.041% | 2.412% | 4.062% | 1.843% | 0.6561% | 0.4193% | 2.591% | 0.6048% | 1.149% | 2.951% | 0.8512% | 7.398% | 6.621% | 2.479% | 0.4553% | 2.628% | 1.296% | 3.299% | 2.541% | 1.401% | 1.343% | 9.713% | 0.7899% | 2.781% | 7.965% | 4.915% | 0.9019% | 0.2519% | 1.176% | 1.638% | 2.474% | 3.762% | 1.106% | 2.579% | 6.245% | 5.6% | 3.935% | 3.684% | 1.118% | 0.5886% | 3.46% | 5.606% | 2.524% | 3.526% | 0.7504% | 4.452% | 2.263% | 2.4% | 1.716% | 4.192% | 3.141% | 5.642% | 1.277% | 7.718% | 0.9593% | 2.719% | 3.044% | 3.329% | 0.9339% | 6.582% | 2.367% | 0.4166% | 1.373% | 3.203% | 0.6688% | 2.832% | 6.519% | 3.543% | 1.454% | 3.125% | 0.7848% | 2.26% | 2.333% | 4.524% | 1.523% | 0.6995% | 3.932% | 6.106% | 3.229% | 1.703% | 0.5552% | 2.334% | 3.48% | 3.347% | 2.792% | 5.682% | 5.383% | 2.095% | 1.156% | 0.8269% | 0.5097% | 0.6071% | 2.074% | 4.46% | 3.847% | 5.001% | 4.073% | 1.284% | 0.4117% | 1.784% | 0.853% | 4.851% | 1.712% | 2.23% | 2.685% | 2.429% | 1.546% | 2.701% | 1.738% | 0.7845% | 1.669% | 3.586% | 1.276% | 7.188% | 2.641% | 1.609% | 2.805% | 1.842% | 1.051% | 5.09% | 2.197% | 1.104% | 6.08% | 0.8909% | 1.642% | 2.524% | 6.763% | 3.089% | 3.545% | 2.561% | 3.96% | 5.592% | 1.082% | 7.258% | 2.906% | 1.067% | 7.024% | 0.4873% | 0.9873% | 3.839% | 7.046% | 1.878% | 0.5046% | 3.247% | 4.871% | 2.989% | 5.511% | 7.24% | 4.441% | 2.93% | 2.103% | 4.357% | 1.173% | 3.189% | 0.5153% | 2.416% | 5.659% | 2.431% | 3.085% | 2.624% | 1.104% | 0.5916% | 2.965% | 3.107% | 3.634% | 6.714% | 2.955% | 1.357% | 5.142% | 2.599% | 2.939% | 1.24% | 4.559% | 1.718% | 1.492% | 2.224% | 0.7502% | 5.646% | 2.899% | 2.6% | 0.5418% | 1.769% | 3.872% | 1.725% | 1.596% | 4.031% | 0.8868% | 2.532% | 0.7502% | 3.937% | 5.539% | 1.012% | 1.907% | 3.188% | 5.399% | 3.155% | 3.356% | 0.6022% | 2.056% | 3.25% | 3.24% | 0.6795% | 4.516% | 2.758% | 6.813% | 4.541% | 2.591% | 1.826% | 2.118% | 2.211% | 4.926% | 2.895% | 1.973% | 2.611% | 4.328% | 3.585% | 1.985% | 5.419% | 4.047% | 6.758% | 2.756% | 1.954% | 3.226% | 4.612% | 5.228% | 4.454% | 0.584% | 4.69% | 4.708% | 1.448% | 3.961% | 1.54% | 2.636% | 0.761% | 1.118% | 0.3003% | 2.292% | 0.5634% | 4.391% | 2.547% | 1.43% | 1.717% | 2.665% | 2.457% | 2.095% | 3.47% | 2.534% | 4.343% | 0.5546% | 0.6903% | 2.897% | 1.398% | 1.774% | 2.505% | 0.9156% | 4.181% | 1.648% | 5.668% | 0.8642% | 1.953% | 6.44% | 1.944% | 2.446% | 2.018% | 1.342% | 2.401% | 1.196% | 4.592% | 4.902% | 2.076% | 1.105% | 3.073% | 4.593% | 1.734% | 0.9192% | 2.142% | 2.233% | 2.982% | 0.5202% | 6.938% | 1.845% | 4.376% | 6.06% | 1.605% | 3.773% | 0.5827% | 1.692% | 4.748% | 2.327% | 2.219% | 2.589% | 0.5921% | 1.397% | 3.455% | 1.196% | 5.042% | 3.054% | 4.036% | 3.536% | 1.04% | 2.734% | 1.563% | 3.991% | 3.017% | 1.188% | 2.181% | 3.362% | 3.875% | 3.563% | 2.929% | 2.139% | 5.033% | 2.664% | 1.674% | 1.669% | 0.4271% | 1.111% | 6.426% | 7.693% | 3.565% | 3.494% | 2.378% | 3.719% | 1.625% | 2.13% | 0.77% | 2.6% | 4.276% | 2.006% | 1.861% | 1.155% | 3.741% | 2.087% | 2.547% | 7.073% | 2.613% | 2.881% | 2.038% | 3.018% | 3.737% | 0.7317% | 4.579% | 4.246% | 5.507% | 1.767% | 1.371% | 1.108% | 1.321% | 1.247% | 0.486% | 2.867% | 3.859% | 0.7013% | 2.747% | 1.284% | 0.5676% | 2.279% | 1.849% | 3.166% | 3.561% | 0.8852% | 4.768% | 1.836% | 2.747% | 2.601% | 1.027% | 7.21% | 2.026% | 0.6615% | 2.056% | 1.456% | 4.666% | 0.5732% | 2.277% | 4.329% | 1.948% | 0.7487% | 2.053% | 2.148% | 1.738% | 0.6993% | 1.212% | 5.507% | 0.8981% | 3.258% | 1.783% | 5.756% | 1.856% | 0.9788% | 5.152% | 6.613% | 2.906% | 3.423% | 5.081% | 0.9039% | 4.447% | 0.693% | 1.978% | 3.478% | 2.323% | 2.279% | 0.609% | 2.896% | 2.517% | 5.379% | 3.703% | 2.877% | 4.102% | 1.856% | 0.8682% | 1.161% | 4.46% | 1.081% | 1.111% | 5.247% | 2.148% | 2.295% | 3.91% | 5.182% | 3.365% | 0.7521% | 2.009% | 1.456% | 1.201% | 1.7% | 2.922% | 4.842% | 3.269% | 4.599% | 0.6771% | 2.605% | 3.609% | 2.44% | 1.994% | 0.9351% | 2.58% | 2.401% | 1.523% | 0.4504% | 1.119% | 0.4651% | 0.4667% | 1.838% | 5.758% | 2.578% | 1.499% | 1.408% | 0.622% | 0.5112% | 2.334% | 3.185% | 4.224% | 3.779% | 1.757% | 2.867% | 1.753% | 3.017% | 3.189% | 2.519% | 2.301% | 3.43% | 4.404% | 0.462% | 1.728% | 0.7525% | 3.511% | 2.479% | 4.031% | 0.7054% | 5.4% | 1.659% | 1.394% | 1.666% | 6.824% | 1.914% | 3.87% | 1.574% | 2.486% | 1.872% | 1.461% | 5.834% | 0.6045% | 1.894% | 2.496% | 2.136% | 6.561% | 1.307% | 0.5603% | 1.714% | 2.648% | 2.422% | 2.574% | 0.5777% | 3.834% | 1.988% | 1.899% | 2.037% | 2.535% | 5.438% | 3.049% | 4.321% | 2.106% | 1.169% | 6.296% | 2.848% | 0.6773% | 3.852% | 4.329% | 1.558% | 3.876% | 1.388% | 4.427% | 1.715% | 2.434% | 3.606% | 0.9058% | 4.891% | 1.856% | 0.785% | 3.625% | 2.8% | 3.964% | 2.493% | 7.286% | 2.338% | 0.5926% | 1.044% | 3.336% | 3.426% | 1.211% | 1.986% | 0.827% | 2.929% | 2.356% | 0.4646% | 3.309% | 1.74% | 3.157% | 1.613% | 5.851% | 3.63% | 1.344% | 0.9032% | 1.507% | 0.04352% | 0.9325% | 1.212% | 3.28% | 5.249% | 1.386% | 1.298% | 1.537% | 6.214% | 1.855% | 2.239% | 1.548% | 6.086% | 2.909% | 0.7697% | 5.292% | 1.541% | 4.655% | 0.9027% | 1.674% | 6.557% | 0.3306% | 2.087% | 1.583% | 2.912% | 2.552% | 1.954% | 2.657% | 1.091% | 3.867% | 2.972% | 3.363% | 1.989% | 2.475% | 2.823% | 2.449% | 2.287% | 4.821% | 3.932% | 2.715% | 1.437% | 1.507% | 1.18% | 3.846% | 2.982% | 5.511% | 1.582% | 0.6086% | 1.705% | 5.109% | 5.648% | 0.5735% | 1.446% | 4.943% | 0.8192% | 2.248% | 1.261% | 1.492% | 4.299% | 2.075% | 2.777% | 4.249% | 1.664% | 0.8846% | 0.8903% | 2.692% | 0.8508% | 3.403% | 1.827% | 1.422% | 1.698% | 4.138% | 1.224% | 1.468% | 0.5692% | 1.375% | 3.427% | 0.3133% | 1.976% | 4.444% | 2.715% | 7.34% | 1.944% | 2.582% | 4.853% | 3.859% | 1.996% | 1.576% | 3.674% | 9.65% | 3.644% | 4.4% | 6.425% | 3.372% | 3.299% | 0.7067% | 2.136% | 0.7586% | 1.756% | 1.21% | 4.676% | 2.311% | 1.805% | 3.181% | 1.705% | 3.989% | 2.345% | 2.317% | 3.733% | 1.293% | 1.007% | 2.965% | 4.565% | 1.092% | 2.927% | 2.718% | 1.88% | 4.27% | 1.24% | 1.515% | 2.117% | 2.1% | 4.597% | 1.039% | 4.136% | 2.341% | 0.6187% | 6.778% | 3.439% | 3.372% | 2.719% | 1.777% | 4.844% | 1.931% | 1.357% | 2.997% | 0.629% | 4.097% | 0.8539% | 4.532% | 5.999% | 2.879% | 0.7949% | 3.307% | 3.217% | 5.066% | 1.301% | 0.4198% | 1.746% | 4.575% | 1.779% | 2.343% | 1.696% | 0.6014% | 6.877% | 1.089% | 2.069% | 3.118% | 2.518% | 2.474% | 0.8352% | 2.394% | 1.854% | 1.438% | 1.759% | 1.862% | 3.141% | 1.481% | 0.3408% | 5.29% | 0.8281% | 2.418% | 2.623% | 2.368% | 2.512% | 3.586% | 1.577% | 2.156% | 4.181% | 4.536% | 1.504% | 1.838% | 4.18% | 2.39% | 0.7521% | 2.198% | 1.501% | 1.848% | 3.432% | 0.6463% | 2.714% | 2.933% | 3.953% | 2.843% | 1.118% | 0.9346% | 1.457% | 1.976% | 2.641% | 0.7677% | 1.787% | 1.701% | 3.246% | 3.631% | 7.997% | 0.5346% | 3.751% | 1.347% | 6.013% | 1.161% | 1.763% | 1.314% | 1.618% | 2.623% | 0.4851% | 7.26% | 4.002% | 1.963% | 1.828% | 5.418% | 1.991% | 0.7082% | 1.833% | 3.43% | 1.003% | 4.522% | 2.263% | 3.716% | 2.159% | 1.837% | 7.174% | 1.212% | 3.461% | 3.697% | 0.6469% | 2.938% | 0.4073% | 4.11% | 3.979% | 3.056% | 1.047% | 1.841% | 2.172% | 3.063% | 0.9813% | 5.321% | 1.79% | 4.057% | 5.21% | 0.9496% | 1.521% | 2.899% | 3.103% | 1.658% | 4.19% | 1.644% | 2.068% | 2.61% | 2.67% | 3.034% | 2.909% | 4.796% | 3.148% | 0.8416% | 4.052% | 6.191% | 1.768% | 4.685% | 2.147% | 1.202% | 2.934% | 1.111% | 2.748% | 2.01% | 4.783% | 7.144% | 3.994% | 4.618% | 0.7288% | 1.739% | 1.935% | 1.308% | 1.327% | 0.867% | 2.029% | 2.243% | 2.226% | 2.828% | 1.837% | 1.861% | 3.123% | 0.1071% | 1.224% | 1.389% | 1.233% | 7.557% | 1.708% | 2.642% | 1.634% | 3.104% | 5.944% | 0.7487% | 2.754% | 2.401% | 0.8011% | 2.053% | 1.089% | 0.6639% | 1.622% | 1.48% | 2.944% | 0.7168% | 4.288% | 3.116% | 3.743% | 6.252% | 3.712% | 4.056% | 3.432% | 2.55% | 2.764% | 2.799% | 5.912% | 2.384% | 3.009% | 5.85% | 2.587% | 1.564% | 6.924% | 1.022% | 2.316% | 3.948% | 1.292% | 0.3379% | 2.981% | 3.684% | 1.792% | 4.264% | 1.238% | 3.314% | 2.71% | 1.995% | 3.31% | 1.197% | 3.179% | 7.626% | 3.37% | 4.427% | 1.837% | 7.77% | 4.997% | 3.623% | 0.3618% | 3.179% | 1.795% | 0.9965% | 2.042% | 1.372% | 6.414% | 0.6512% | 1.834% | 0.785% | 2.97% | 2.994% | 3.454% | 1.171% | 2.245% | 2.073% | 1.346% | 0.8675% | 0.6539% | 2.969% | 3.554% | 0.707% | 2.493% | 4.317% | 3.447% | 3.067% | 1.687% | 4.129% | 6.377% | 0.4786% | 3.28% | 2.206% | 3.89% | 1.593% | 3.533% | 0.6672% | 1.885% | 1.007% | 3.222% | 2.518% | 2.931% | 6.048% | 2.839% | 2.146% | 8.143% | 1.253% | 4.372% | 3.494% | 1.776% | 3.244% | 3.406% | 6.673% | 3.345% | 0.4951% | 3.902% | 5.156% | 6.476% | 0.9977% | 4.614% | 5.039% | 3.46% | 3.756% | 0.9901% | 3.706% | 3.132% | 2.998% | 1.432% | 5.411% | 5.086% | 5.04% | 9.995% | 3.004% | 2.687% | 0.3988% | 0.9855% | 3.455% | 0.5027% | 0.5593% | 7.248% | 3.445% | 1.085% | 2.858% | 1.415% | 1.715% | 1.493% | 0.8898% | 5.178% | 3.368% | 0.4428% | 3.372% | 0.5213% | 2.252% | 0.8756% | 1.758% | 5.099% | 1.364% | 2.495% | 1.013% | 1.375% | 0.6335% | 3.217% | 0.6667% | 1.976% | 1.596% | 0.6095% | 2.565% | 2.38% | 1.726% | 2.053% | 3.829% | 0.6374% | 5.526% | 3.847% | 0.7668% | 2.86% | 3.471% | 1.031% | 0.5206% | 2.77% | 2.071% | 1.707% | 0.8296% | 2.205% | 1.071% | 2.213% | 3.537% | 3.952% | 1.617% | 3.131% | 3.681% | 1.152% | 2.038% | 1.731% | 1.366% | 1.992% | 0.7522% | 1.229% | 3.145% | 3.795% | 0.4709% | 2.531% | 2.051% | 4.997% | 3.463% | 6.128% | 1.712% | 4.173% | 3.868% | 2.793% | 2.942% | 3.355% | 6.782% | 2.324% | 2.914% | 3.264% | 1.535% | 2.762% | 4.069% | 1.443% | 2.439% | 4.5% | 1.235% | 0.3192% | 2.355% | 6.025% | 0.9385% | 4.04% | 4.083% | 2.26% | 0.2872% | 2.998% | 3.613% | 1.954% | 5.534% | 2.795% | 1.811% | 3.199% | 2.458% | 1.694% | 4.82% | 3.749% | 1.898% | 3.313% | 1.323% | 1.527% | 0.7578% | 1.185% | 4.948% | 0.885% | 2.22% | 2.201% | 2.72% | 4.462% | 2.938% | 0.9175% | 4.168% | 4.299% | 1.399% | 0.9478% | 3.576% | 4.083% | 3.371% | 3.174% | 3.891% | 2.461% | 3.62% | 1.187% | 3.077% | 3.651% | 0.692% | 5.841% | 0.772% | 4.035% | 1.503% | 0.5039% | 3.511% | 2.75% | 0.7763% | 4.698% | 3.359% | 0.2472% | 3.324% | 2.388% | 2.119% | 3.872% | 0.7721% | 1.667% | 1.225% | 2.467% | 0.5545% | 4.131% | 2.809% | 1.342% | 3.01% | 2.515% | 0.596% | 5.581% | 5.546% | 4.867% | 2.63% | 5.63% | 2.326% | 5.127% | 3.938% | 2.561% | 2.231% | 0.9444% | 2.733% | 3.034% | 2.243% | 2.422% | 2.202% | 3.038% | 1.55% | 2.741% | 3.478% | 0.6191% | 1.785% | 2.456% | 3.656% | 1.563% | 1.292% | 7.477% | 0.9713% | 0.8733% | 3.515% | 1.027% | 1.873% | 3.98% | 2.241% | 2.48% | 0.4257% | 4.194% | 7.089% | 1.827% | 2.104% | 2.57% | 1.406% | 2.911% | 1.657% | 3.849% | 2.419% | 4.526% | 7.046% | 1.474% | 3.972% | 1.737% | 2.333% | 3.78% | 1.946% | 3.045% | 11.35% | 5.313% | 2.758% | 2.492% | 1.076% | 3.25% | 2.091% | 2.817% | 1.496% | 2.404% | 2.103% | 1.888% | 2.214% | 3.787% | 3.173% | 1.605% | 6.277% | 2.789% | 4.002% | 1.799% | 2.189% | 2.151% | 1.136% | 3.018% | 4.228% | 7.393% | 2.296% | 4.05% | 1.595% | 1.816% | 4.233% | 2.789% | 1.2% | 2.034% | 1.76% | 3.218% | 5.333% | 2.661% | 0.7266% | 1.944% | 1.225% | 3.036% | 7.44% | 2.078% | 1.58% | 6.161% | 1.674% | 5.091% | 2.436% | 1.362% | 1.447% | 0.2134% | 1.371% | 6.054% | 2.947% | 1.971% | 5.951% | 1.572% | 2.4% | 2.103% | 0.8014% | 1.435% | 4.225% | 3.5% | 0.9194% | 3.972% | 1.585% | 3.602% | 2.04% | 1.339% | 2.792% | 5.366% | 1.097% | 4.216% | 5.155% | 1.681% | 4.346% | 0.5368% | 3.609% | 0.463% | 0.798% | 3.547% | 3.512% | 4.787% | 2.853% | 3.231% | 4.468% | 2.167% | 1.321% | 7.194% | 5.321% | 1.698% | 2.413% | 2.738% | 3.698% | 0.7755% | 2.661% | 1.655% | 0.4104% | 2.175% | 0.3051% | 2.853% | 4.171% | 2.956% | 5.579% | 4.847% | 0.607% | 3.415% | 2.984% | 7.408% | 1.43% | 0.7897% | 2.468% | 1.024% | 1.307% | 9.338% | 1.99% | 2.752% | 4.471% | 3.814% | 1.325% | 2.348% | 3.187% | 7.785% | 0.6327% | 0.3811% | 1.914% | 1.048% | 3.447% | 1.371% | 0.8446% | 0.4879% | 0.9089% | 4.163% | 3.403% | 5.736% | 2.924% | 1.553% | 1.103% | 6.388% | 6.385% | 3.284% | 1.129% | 3.973% | 1.69% | 7.292% | 2.096% | 5.616% | 0.7062% | 4.955% | 1.203% | 4.508% | 4.25% | 2.25% | 1.043% | 6.085% | 1.657% | 2.909% | 1.652% | 4.711% | 0.528% | 3.753% | 1.167% | 2.131% | 1.791% | 5.422% | 1.694% | 0.6865% | 1.954% | 2.349% | 4.767% | 4.89% | 3.972% | 4.881% | 0.6098% | 1.931% | 4.103% | 0.758% | 1.697% | 0.574% | 4.183% | 1.308% | 3.721% | 0.9101% | 1.178% | 3.388% | 3.472% | 5.37% | 2.473% | 0.6503% | 3.564% | 4.83% | 2.565% | 1.973% | 1.95% | 4.05% | 1.228% | 3.127% | 3.032% | 2.234% | 2.155% | 1.307% | 3.731% | 2.098% | 1.023% | 4.665% | 3.064% | 2.762% | 1.11% | 0.9958% | 1.105% | 1.082% | 1.327% | 5.439% | 7.037% | 2.696% | 1.008% | 2.423% | 0.8889% | 1.689% | 3.883% | 0.2071% | 3.174% | 1.715% | 0.8879% | 3.519% | 2.083% | 5.011% | 1.786% | 2.045% | 4.4% | 6.56% | 0.7656% | 2.866% | 1.176% | 3.655% | 0.5754% | 2.307% | 0.7537% | 2.914% | 0.487% | 3.247% | 0.3851% | 2.789% | 3.141% | 4.04% | 2.347% | 1.18% | 2.731% | 0.515% | 4.137% | 2.893% | 3.714% | 1.858% | 0.5923% | 1.793% | 6.791% | 1.183% | 1.299% | 0.8782% | 2.745% | 0.3825% | 4.639% | 5.302% | 5.2% | 2.375% | 4.089% | 1.395% | 2.273% | 3.345% | 3.168% | 1.173% | 2.095% | 1.966% | 1.814% | 2.197% | 1.778% | 1.907% | 3.144% | 2.127% | 8.283% | 0.4894% | 4.749% | 4.11% | 3.268% | 1.473% | 4.858% | 2.893% | 1.118% | 2.705% | 2.09% | 2.05% | 2.906% | 2.756% | 4.125% | 3.492% | 2.265% | 2.353% | 2.612% | 2.816% | 2.267% | 5.712% | 0.7859% | 1.266% | 2.063% | 1.466% | 4.241% | 0.4412% | 2.308% | 3.88% | 0.8671% | 2.038% | 2.802% | 1.315% | 3.311% | 6.06% | 1.158% | 1.576% | 6.039% | 4.186% | 5.688% | 3.6% | 0.5934% | 5.047% | 3.34% | 0.7098% | 7.448% | 1.856% | 4.543% | 1.463% | 1.665% | 3.113% | 2.595% | 2.114% | 2.28% | 6.966% | 3.233% | 1.836% | 3.125% | 4.224% | 5.362% | 2.704% | 1.363% | 0.9238% | 0.6754% | 2.997% | 0.688% | 5.218% | 6.471% | 2.947% | 0.5891% | 0.9923% | 3.068% | 4.217% | 1.642% | 0.4272% | 4.65% | 4.035% | 1.752% | 1.147% | 2.921% | 3.56% | 1.518% | 3.346% | 0.7174% | 2.95% | 1.205% | 0.6852% | 0.5437% | 5.641% | 0.6367% | 0.8651% | 1.364% | 3.714% | 1.345% | 3.038% | 2.865% | 1.387% | 5.327% | 1.022% | 0.4558% | 4.922% | 2.168% | 1.841% | 0.5839% | 4.76% | 3.448% | 2.731% | 1.878% | 3.334% | 2.887% | 4.874% | 3.35% | 1.613% | 1.096% | 1.646% | 1.154% | 3.176% | 0.6892% | 5.061% | 2.035% | 1.548% | 1.289% | 0.5905% | 1.366% | 2.309% | 4.248% | 4.266% | 1.219% | 1.031% | 1.631% | 2.158% | 1.314% | 2.546% | 3.73% | 1.2% | 3.527% | 4.011% | 1.362% | 5.386% | 1.053% | 3.437% | 4.584% | 0.9861% | 2.96% | 2.843% | 0.6194% | 5.762% | 3.102% | 3.381% | 2.884% | 3.727% | 3.942% | 1.787% | 3.231% | 4.579% | 0.9465% | 1.935% | 4.08% | 7.504% | 5.614% | 3.082% | 4.94% | 1.221% | 4.73% | 5.292% | 1.532% | 3.891% | 2.045% | 2.085% | 5.494% | 5.079% | 2.992% | 3.163% | 0.2931% | 6.319% | 5.074% | 1.951% | 2.322% | 5.455% | 1.184% | 1.444% | 2.351% | 7.527% | 5.799% | 6.94% | 3.002% | 3.314% | 2.671% | 4.84% | 0.8466% | 3.212% | 1.448% | 3.577% | 4.457% | 4.716% | 1.059% | 5.439% | 1.693% | 1.822% | 3.036% | 1.236% | 3.362% | 3.241% | 1.44% | 2.593% | 2.329% | 3.403% | 2.059% | 1.868% | 2.078% | 2.3% | 0.7685% | 0.8339% | 1.037% | 4.096% | 1.928% | 2.225% | 3.434% | 3.871% | 1.972% | 3.339% | 1.252% | 7.197% | 4.024% | 2.906% | 0.9516% | 1.897% | 2.955% | 1.918% | 3.146% | 1.198% | 2.7% | 4.513% | 2.863% | 2.936% | 0.2617% | 2.957% | 1.716% | 3.193% | 2.836% | 3.037% | 0.9455% | 3.64% | 2.065% | 5.227% | 2.067% | 6.7% | 0.6663% | 0.6746% | 1.492% | 2.709% | 1.164% | 0.5904% | 4.598% | 2.844% | 4.154% | 4.418% | 3.005% | 1.065% | 1.864% | 3.85% | 1.741% | 1.239% | 4.98% | 0.4605% | 0.847% | 2.103% | 2.976% | 4.245% | 8.568% | 2.256% | 1.192% | 4.667% | 2.104% | 1.912% | 0.5204% | 1.243% | 0.8656% | 1.397% | 1.627% | 2.66% | 2.139% | 3.23% | 2.201% | 3.532% | 3.24% | 2.213% | 1.206% | 1.851% | 1.929% | 2.185% | 3.804% | 0.9434% | 2.304% | 3.154% | 3.326% | 2.616% | 1.705% | 3.417% | 0.5202% | 1.809% | 3.142% | 6.887% | 4.138% | 1.282% | 1.479% | 0.8433% | 1.02% | 3.313% | 4.273% | 7.487% | 1.17% | 5.29% | 1.962% | 2.157% | 3.491% | 1.147% | 2.537% | 2.067% | 1.074% | 2.012% | 3.631% | 4.66% | 3.845% | 3.002% | 1.992% | 2.726% | 5.026% | 2.356% | 2.789% | 2.131% | 3.118% | 2.688% | 1.489% | 1.755% | 1.047% | 11.22% | 2.023% | 0.1008% | 4.328% | 1.879% | 3.56% | 2.17% | 1.985% | 4.836% | 3.674% | 1.37% | 1.524% | 1.873% | 2.659% | 3.199% | 5.042% | 3.835% | 4.555% | 2.229% | 0.6708% | 1.208% | 4.607% | 5.736% | 3.742% | 2.066% | 0.5411% | 3.515% | 4.362% | 4.236% | 0.731% | 1.744% | 2.175% | 5.621% | 2.075% | 4.205% | 2.461% | 0.3961% | 4.029% | 2.608% | 3.682% | 3.203% | 4.78% | 1.938% | 0.2404% | 2.205% | 2.55% | 4.594% | 0.3344% | 0.5461% | 1.763% | 2.132% | 0.5503% | 0.9086% | 0.6373% | 1.428% | 2.842% | 1.642% | 2.227% | 0.4646% | 0.9048% | 4.405% | 1.574% | 1.853% | 0.6987% | 0.5752% | 1.123% | 2.679% | 0.5672% | 1.432% | 3.622% | 2.01% | 1.514% | 5.977% | 2.372% | 1.552% | 1.095% | 2.75% | 3.441% | 2.943% | 1.943% | 1.063% | 1.865% | 2.384% | 1.531% | 2.813% | 4.06% | 4.364% | 2.662% | 1.777% | 3.005% | 4.04% | 1.029% | 1.482% | 1.218% | 2.08% | 3.999% | 2.353% | 2.983% | 0.6251% | 2.783% | 1.577% | 2.151% | 1.253% | 0.786% | 3.254% | 7.331% | 2.763% | 2.464% | 5.353% | 2.532% | 3.99% | 2.403% | 5.083% | 1.18% | 4.515% | 1.307% | 1.863% | 3.889% | 4.356% | 0.5887% | 1.204% | 1.872% | 4.007% | 6.107% | 3.261% | 1.452% | 5.256% | 5.322% | 1.287% | 4.112% | 4.034% | 3.761% | 3.497% | 1.558% | 2.076% | 3.64% | 2.636% | 0.8973% | 5.267% | 4.686% | 3.902% | 5.29% | 4.983% | 2.794% | 1.981% | 6.7% | 2.166% | 7.845% | 0.4479% | 1.58% | 4.061% | 8.146% | 3.297% | 2.258% | 3.141% | 4.923% | 5.089% | 2.895% | 1.322% | 4.339% | 1.403% | 1.356% | 1.518% | 1.355% | 2.887% | 0.9612% | 2.346% | 1.967% | 0.9722% | 5.857% | 3.459% | 0.5308% | 3.043% | 3.192% | 2.892% | 1.012% | 0.7015% | 2.846% | 1.41% | 3.731% | 4.447% | 0.9498% | 4.929% | 1.72% | 8.312% | 0.842% | 3.557% | 0.8548% | 3.305% | 2.375% | 0.4082% | 2.573% | 1.708% | 1.157% | 2.814% | 0.4487% | 0.7264% | 3.322% | 7.642% | 1.86% | 2.023% | 1.242% | 5.395% | 4.942% | 3.119% | 1.153% | 7.942% | 2.749% | 3.828% | 2.823% | 3.321% | 4.496% | 2.531% | 5.419% | 3.695% | 1.643% | 4.115% | 3.558% | 4.737% | 0.7955% | 7.358% | 2.494% | 1.18% | 0.6968% | 1.787% | 1.146% | 0.9258% | 2.546% | 2.1% | 1.246% | 3.232% | 1.705% | 10.52% | 2.442% | 4.274% | 1.765% | 4.663% | 1.34% | 4.076% | 2.337% | 2.482% | 6.498% | 3.923% | 3.498% | 3.886% | 2.511% | 6.55% | 4.075% | 5.483% | 2.201% | 2.915% | 2.924% | 4.394% | 2.231% | 5.861% | 0.9227% | 0.8135% | 3.373% | 5.778% | 1.938% | 1.243% | 1.532% | 3.643% | 1.073% | 3.213% | 2.453% | 0.7251% | 2.349% | 2.54% | 3.088% | 1.474% | 8.314% | 1.276% | 4.879% | 1.224% | 3.873% | 2.535% | 1.281% | 2.131% | 0.7673% | 0.783% | 3.326% | 3.184% | 1.227% | 1.236% | 2.495% | 0.5672% | 3.146% | 2.906% | 2.692% | 1.596% | 3.414% | 1.236% | 2.344% | 2.068% | 1.362% | 2.548% | 4.148% | 3.2% | 1.42% | 2.552% | 2.313% | 0.7582% | 1.947% | 1.157% | 1.483% | 7.306% | 2.448% | 1.082% | 2.689% | 2.209% | 3.303% | 1.27% | 3.872% | 4.027% | 1.643% | 3.201% | 1.736% | 3.341% | 0.5483% | 2.413% | 1.34% | 1.681% | 5.122% | 2.925% | 3.388% | 0.4145% | 0.4047% | 1.697% | 5.476% | 3.728% | 3.897% | 3.351% | 2.905% | 1.352% | 0.7353% | 2.986% | 5.448% | 0.9956% | 3.2% | 2.504% | 5.067% | 0.6081% | 8.415% | 4.051% | 0.8524% | 2.144% | 4.172% | 1.013% | 4.639% | 2.959% | 1.937% | 4.93% | 1.184% | 2.479% | 1.414% | 1.847% | 2.072% | 1.475% | 2.509% | 3.915% | 0.4374% | 2.443% | 0.7272% | 1.68% | 0.9734% | 0.1184% | 4.368% | 6.638% | 0.6585% | 0.9672% | 3.23% | 4.525% | 2.347% | 3.399% | 6.097% | 1.544% | 0.01788% | 2.832% | 3.849% | 1.752% | 3.851% | 5.101% | 4.05% | 3.575% | 1.809% | 1.034% | 2.584% | 4.1% | 2.858% | 8.455% | 2.438% | 1.411% | 5.176% | 3.733% | 3.29% | 3.237% | 0.6245% | 2.011% | 1.851% | 2.488% | 3.325% | 4.069% | 1.744% | 2.187% | 0.5662% | 1.742% | 0.7694% | 1.202% | 0.9743% | 3.731% | 0.7522% | 0.2544% | 2.384% | 1.722% | 1.899% | 4.195% | 2.259% | 1.528% | 3.382% | 7.163% | 1.717% | 1.793% | 1.68% | 1.445% | 3.105% | 2.08% | 4.762% | 1.937% | 4.198% | 1.398% | 5.265% | 0.8175% | 1.062% | 0.8177% | 2.383% | 1.768% | 1.097% | 2.969% | 3.734% | 1.355% | 6.245% | 2.274% | 4.416% | 2.87% | 1.69% | 1.709% | 3.956% | 5.016% | 2.204% | 6.215% | 3.169% | 2.826% | 1.664% | 1.217% | 2.621% | 3.203% | 2.26% | 1.834% | 5.153% | 2.351% | 6.442% | 1.945% | 1.616% | 2.171% | 3.009% | 3.853% | 3.146% | 1.672% | 1.913% | 5.263% | 3.411% | 0.725% | 7.482% | 2.197% | 0.7513% | 0.6895% | 1.028% | 3.339% | 2.606% | 3.869% | 0.1555% | 0.8366% | 2.028% | 1.621% | 2.939% | 4.134% | 3.007% | 3.219% | 1.753% | 5.139% | 2.195% | 3.642% | 3.124% | 0.7315% | 1.082% | 9.918% | 2.183% | 3.413% | 0.4017% | 4.204% | 0.3524% | 4.105% | 1.357% | 2.305% | 4.225% | 1.756% | 1.284% | 4.468% | 1.17% | 2.519% | 1.729% | 2.067% | 1.33% | 0.7396% | 3.621% | 0.9001% | 2.624% | 1.784% | 3.832% | 2.794% | 4.899% | 2.424% | 1.619% | 1.792% | 0.7039% | 1.562% | 1.512% | 2.663% | 4.153% | 4.794% | 5.446% | 1.944% | 1.394% | 4.97% | 1.946% | 3.824% | 2.647% | 3.796% | 1.757% | 0.3774% | 3.196% | 2.912% | 4.623% | 1.728% | 5.92% | 1.97% | 0.4246% | 2.048% | 1.662% | 2.28% | 0.7097% | 1.619% | 1.416% | 0.4184% | 0.9567% | 2.099% | 2.416% | 3.705% | 3.34% | 3.326% | 6.903% | 4.587% | 2.143% | 5.998% | 1.438% | 4.366% | 2.756% | 3.665% | 2.604% | 4.693% | 3.958% | 2.175% | 0.9647% | 3.851% | 0.8706% | 2.395% | 3.966% | 2.309% | 2.735% | 2.176% | 3.529% | 1.88% | 1.747% | 3.221% | 2.14% | 2.039% | 1.278% | 1.265% | 1.272% | 0.9114% | 2.66% | 4.792% | 3.291% | 2.369% | 3.164% | 0.6534% | 1.803% | 1.426% | 1.139% | 2.141% | 3.865% | 3.647% | 4.679% | 5.619% | 5.457% | 1.211% | 1.899% | 2.027% | 5.374% | 4.468% | 1.691% | 1.655% | 2.172% | 1.244% | 3.599% | 0.8152% | 2.828% | 4.313% | 0.9473% | 3.046% | 6.391% | 2.771% | 1.299% | 1.717% | 2.417% | 2.908% | 0.9217% | 2.411% | 5.641% | 3.685% | 4.584% | 1.406% | 0.9948% | 3.356% | 2.774% | 3.423% | 5.068% | 0.6986% | 1.988% | 4.806% | 0.6533% | 2.67% | 2.051% | 5.666% | 1.201% | 1.563% | 1.269% | 1.625% | 3.553% | 3.607% | 2.732% | 3.126% | 0.7909% | 1.261% | 1.297% | 2.263% | 3.285% | 0.9323% | 0.8926% | 0.6289% | 0.8794% | 0.9054% | 3.487% | 4.342% | 3.189% | 4.337% | 2.779% | 2.49% | 4.157% | 0.7892% | 1.061% | 1.33% | 0.4126% | 1.946% | 3.39% | 0.2809% | 0.974% | 1.534% | 1.912% | 5.71% | 1.369% | 1.221% | 1.101% | 2.015% | 1.977% | 1.963% | 3.312% | 4.147% | 3.786% | 3.699% | 0.5486% | 0.6371% | 0.6143% | 8.361% | 2.473% | 0.4544% | 1.207% | 5.221% | 3.474% | 1.969% | 0.8141% | 2.748% | 2.948% | 1.08% | 0.6976% | 2.947% | 2.468% | 2.786% | 3.079% | 1.01% | 1.069% | 2.385% | 0.6377% | 4.973% | 3.161% | 5.898% | 1.812% | 1.367% | 4.289% | 2.873% | 4.569% | 3.688% | 3.957% | 4.332% | 1.884% | 2.477% | 0.6793% | 2.35% | 5.205% | 2.304% | 2.972% | 2.88% | 2.929% | 1.148% | 3.573% | 2.492% | 1.61% | 1.189% | 0.7005% | 0.5718% | 3.87% | 2.688% | 2.611% | 4.757% | 4.705% | 3.277% | 1.449% | 2.014% | 0.7054% | 0.7332% | 1.612% | 2.118% | 1.586% | 0.4475% | 0.6853% | 1.768% | 2.644% | 2.978% | 1.71% | 2.34% | 2.471% | 1.33% | 4.926% | 8.216% | 2.825% | 5.303% | 1.483% | 2.342% | 4.066% | 2.854% | 3.946% | 1.224% | 1.052% | 0.7871% | 2.788% | 4.885% | 2.885% | 5.214% | 1.83% | 2.721% | 0.339% | 0.6406% | 3.989% | 1.109% | 2.497% | 1.111% | 0.5473% | 0.7925% | 5.286% | 1.667% | 1.289% | 2.968% | 3.474% | 3.792% | 3.405% | 3.69% | 1.464% | 3.072% | 4.515% | 0.9274% | 3.786% | 3.898% | 2.119% | 2.052% | 2.34% | 4.134% | 1.268% | 1.136% | 3.342% | 1.659% | 0.9513% | 4.04% | 1.202% | 1.771% | 2.296% | 1.684% | 1.422% | 2.146% | 5.354% | 7.146% | 2.286% | 1.706% | 0.5424% | 0.9859% | 0.5721% | 3.609% | 1.055% | 4.744% | 2.453% | 5.731% | 2.714% | 0.5274% | 1.341% | 4.14% | 1.045% | 3.109% | 3.067% | 6.203% | 1.699% | 7.706% | 1.828% | 5.342% | 1.31% | 4.415% | 5.35% | 2.508% | 7.382% | 4.067% | 3.967% | 2.58% | 1.223% | 1.089% | 1.246% | 1.903% | 4.824% | 4.734% | 3.496% | 0.9698% | 3.316% | 3.388% | 4.925% | 1.018% | 2.625% | 3.089% | 1.149% | 3.348% | 12.81% | 3.601% | 1.667% | 2.142% | 3.928% | 3.816% | 0.4188% | 5.837% | 0.967% | 1.185% | 1.171% | 3.446% | 1.209% | 0.6462% | 5.101% | 1.982% | 1.623% | 2.683% | 2.142% | 4.473% | 4.312% | 0.9842% | 3.668% | 1.744% | 2.337% | 2.385% | 2.769% | 8.56% | 2.039% | 3.712% | 1.658% | 8.349% | 4.06% | 6.285% | 2.765% | 1.508% | 3.882% | 2.309% | 8.216% | 1.194% | 2.055% | 0.4056% | 3.879% | 2.381% | 2.021% | 0.8264% | 2.242% | 2.137% | 2.764% | 2.465% | 3.3% | 3.838% | 3.906% | 3.533% | 2.114% | 3.591% | 2.936% | 1.114% | 3.371% | 2.513% | 0.5512% | 4.679% | 2.569% | 0.2672% | 1.464% | 1.108% | 1.699% | 2.215% | 0.8994% | 1.576% | 4.589% | 4.185% | 1.723% | 4.703% | 0.9433% | 3.947% | 3.543% | 1.685% | 3.601% | 0.8502% | 0.6228% | 2.589% | 0.6495% | 2.946% | 2.183% | 1.117% | 2.206% | 4.142% | 3.137% | 8.276% | 2.683% | 0.9471% | 1.4% | 6.348% | 2.449% | 2.082% | 6.436% | 1.006% | 1.93% | 1.4% | 2.844% | 3.1% | 0.726% | 0.599% | 4.951% | 2.233% | 2.409% | 3.888% | 1.937% | 0.8271% | 2.023% | 8.191% | 2.486% | 5.587% | 5.564% | 1.556% | 2.962% | 1.571% | 2.223% | 3.317% | 0.5183% | 1.468% | 0.769% | 1.643% | 0.294% | 1.646% | 0.8714% | 2.302% | 3.047% | 2.822% | 1.5% | 3.876% | 4.013% | 1.408% | 5.88% | 1.817% | 2.355% | 1.201% | 1.231% | 2.358% | 0.8072% | 0.8686% | 1.185% | 4.047% | 4.589% | 3.71% | 2.283% | 4.045% | 5.601% | 3.373% | 4.664% | 2.38% | 5.183% | 1.343% | 2.606% | 2.041% | 0.7171% | 3.704% | 0.7268% | 6.41% | 3.576% | 0.8348% | 3.028% | 2.456% | 3.488% | 2.92% | 4.923% | 1.48% | 2.385% | 9.296% | 2.936% | 2.255% | 2.889% | 4.937% | 2.693% | 3.052% | 2.14% | 2.242% | 3.369% | 1.259% | 1.37% | 5.463% | 2.082% | 1.56% | 4.826% | 2.211% | 5.322% | 3.516% | 5.727% | 0.6186% | 3.125% | 3.782% | 1.337% | 1.122% | 4.806% | 3.071% | 1.24% | 3.483% | 1.294% | 2.011% | 1.592% | 2.398% | 3.233% | 9.43% | 0.542% | 3.438% | 8.353% | 3.087% | 2.869% | 4.51% | 1.812% | 5.309% | 5.14% | 1.359% | 2.39% | 4.942% | 3.068% | 0.6341% | 0.9984% | 1.875% | 1.459% | 1.18% | 2.699% | 1.585% | 1.171% | 1.828% | 4.956% | 2.846% | 3.985% | 2.451% | 2.674% | 0.8856% | 0.7559% | 2.015% | 1.221% | 5.332% | 1.83% | 4.225% | 1.185% | 2.582% | 1.758% | 4.787% | 2.462% | 0.5779% | 1.022% | 5.602% | 1.737% | 3.327% | 3.531% | 2.868% | 3.532% | 1.044% | 0.8114% | 0.9968% | 4.518% | 2.392% | 2.265% | 3.812% | 5.234% | 5.018% | 2.958% | 3.706% | 2.174% | 0.4492% | 1.202% | 0.6314% | 1.108% | 4.628% | 5.084% | 1.196% | 1.225% | 0.4009% | 0.815% | 5.711% | 1.94% | 4.635% | 2.863% | 4.198% | 2.325% | 1.526% | 4.613% | 1.104% | 1.493% | 5.287% | 2.131% | 2.371% | 0.857% | 1.784% | 2.957% | 3.924% | 4.343% | 0.544% | 3.524% | 6.837% | 1.68% | 0.611% | 1.38% | 1.059% | 1.075% | 5.732% | 1.355% | 3.014% | 1.247% | 2.919% | 2.601% | 3.164% | 2.924% | 5.497% | 1.553% | 2.635% | 6.994% | 2.235% | 2.348% | 3.59% | 1.778% | 0.7803% | 6.603% | 1.126% | 1.538% | 2.142% | 1.29% | 3.249% | 3.999% | 0.6997% | 4.337% | 0.4372% | 0.683% | 1.66% | 2.473% | 1.803% | 2.179% | 2.845% | 0.6599% | 4.365% | 2.095% | 5.057% | 3.037% | 0.8456% | 0.9039% | 2.081% | 2.392% | 5.769% | 3.26% | 2.875% | 2.074% | 1.807% | 3.517% | 2.764% | 1.193% | 0.6353% | 2.66% | 4.739% | 1.721% | 1.621% | 3.871% | 4.069% | 4.116% | 3.414% | 2.25% | 3.944% | 1.236% | 1.545% | 3.36% | 7.593% | 0.6398% | 2.701% | 0.4599% | 2.368% | 3.445% | 2.856% | 3.104% | 0.8441% | 1.862% | 1.403% | 1.829% | 7.258% | 1.847% | 1.466% | 1.915% | 3.885% | 2.814% | 2.867% | 3.943% | 6.243% | 2.214% | 1.135% | 5.337% | 6.114% | 3.207% | 2.283% | 3.458% | 0.936% | 2.724% | 5.191% | 3.515% | 2.523% | 1.712% | 1.141% | 1.239% | 3.248% | 3.051% | 5.612% | 1.783% | 2.124% | 3.528% | 0.7812% | 4.064% | 4.397% | 2.444% | 2.743% | 2.928% | 0.7981% | 2.437% | 2.256% | 2.748% | 1.25% | 2.725% | 1.163% | 0.4734% | 1.1% | 7.52% | 5.199% | 5.563% | 1.679% | 1.191% | 2.898% | 1.199% | 0.5819% | 3.061% | 1.844% | 2.409% | 2.265% | 1.766% | 0.689% | 0.07466% | 1.188% | 1.624% | 2.855% | 3.201% | 3.754% | 1.018% | 5.238% | 5.23% | 5.088% | 0.5676% | 4% | 2.906% | 2.183% | 3.286% | 2.439% | 0.5658% | 2.412% | 1.842% | 0.5248% | 1.191% | 1.13% | 3.506% | 1.183% | 2.725% | 0.4712% | 1.92% | 4.316% | 1.357% | 3.356% | 2.082% | 3.214% | 4.379% | 1.627% | 0.9987% | 4.352% | 1.539% | 1.732% | 1.574% | 8.058% | 1.475% | 1.186% | 4.193% | 0.5147% | 0.9836% | 4.829% | 5.522% | 7.014% | 0.617% | 3.24% | 6.422% | 1.248% | 0.8366% | 1.252% | 0.923% | 1.933% | 5.976% | 0.7216% | 3.722% | 2.017% | 1.34% | 0.6089% | 5.134% | 6.259% | 1.102% | 2.899% | 7.295% | 3.883% | 3.633% | 2.953% | 0.9615% | 2.526% | 2.088% | 0.9008% | 1.284% | 2.834% | 0.3445% | 4.044% | 3.621% | 0.9339% | 4.247% | 0.6334% | 2.843% | 1.64% | 2.206% | 1.51% | 4.224% | 6.68% | 2.034% | 1.519% | 0.6884% | 1.205% | 2.652% | 1.009% | 3.436% | 1.91% | 1.799% | 0.5347% | 3.426% | 0.6054% | 6.718% | 4.547% | 5.407% | 3.534% | 1.55% | 3.126% | 1.847% | 2.623% | 0.7994% | 7.021% | 2.03% | 2.461% | 4.678% | 0.757% | 1.779% | 2.907% | 1.35% | 2.229% | 2.708% | 1.111% | 4.998% | 3.582% | 6.45% | 0.4299% | 1.077% | 0.8722% | 5.184% | 1.582% | 2.931% | 1.885% | 6.076% | 4.388% | 2.146% | 3.003% | 3.129% | 0.9656% | 0.5346% | 4.88% | 4.213% | 0.763% | 2.729% | 2.674% | 3.533% | 5.074% | 1.764% | 3.063% | 4.437% | 1.307% | 3.064% | 0.7043% | 0.8071% | 2.501% | 2.343% | 2.182% | 2.657% | 0.7959% | 0.364% | 3.45% | 2.367% | 0.8686% | 2.152% | 1.522% | 7.339% | 1.895% | 1.41% | 7.236% | 1.019% | 3.432% | 4.22% | 3.332% | 5.315% | 1.008% | 0.4498% | 4.013% | 3.194% | 1.32% | 3.013% | 5.702% | 2.556% | 3.69% | 1.22% | 2.984% | 1.027% | 5.793% | 2.048% | 1.371% | 1.324% | 2.431% | 3.288% | 1.43% | 0.6747% | 7.366% | 2.41% | 1.076% | 2.621% | 1.322% | 9.211% | 1.866% | 0.4925% | 2.61% | 1.599% | 2.503% | 3.22% | 0.7107% | 1.516% | 1.572% | 5.421% | 1.894% | 1.519% | 2.628% | 2.135% | 1.948% | 1.812% | 2.78% | 5.536% | 3.112% | 4.642% | 2.745% | 2.052% | 0.6714% | 1.655% | 3.572% | 2.086% | 1.509% | 4.958% | 1.503% | 1.585% | 2.966% | 0.4071% | 2.652% | 2.237% | 0.4363% | 0.9642% | 0.5148% | 4.521% | 2.407% | 8.218% | 1.344% | 1.768% | 0.8025% | 1.74% | 2.732% | 3.547% | 4.379% | 0.8615% | 2.351% | 1.733% | 1.087% | 0.6357% | 0.7229% | 2.127% | 1.999% | 0.8566% | 2.204% | 1.146% | 1.264% | 3.75% | 4.092% | 4.228% | 2.728% | 1.183% | 2.666% | 4.323% | 2.694% | 6.898% | 3.86% | 5.867% | 5.441% | 1.326% | 5.53% | 0.9966% | 1.23% | 4.516% | 2.071% | 1.6% | 3.086% | 4.123% | 1.916% | 2.663% | 4.766% | 2.696% | 4.502% | 1.635% | 3.4% | 4.416% | 2.528% | 1.708% | 3.478% | 1.993% | 5.826% | 3.167% | 2.812% | 2.446% | 0.529% | 4.177% | 0.8481% | 5.423% | 2.046% | 2.408% | 3.405% | 1.835% | 2.37% | 1.739% | 1.932% | 0.4423% | 3.475% | 5.124% | 3.978% | 3.644% | 2.743% | 5.988% | 3.558% | 1.427% | 3.327% | 4.731% | 1.031% | 1.418% | 2.783% | 1.58% | 6.38% | 4.145% | 4.562% | 0.7193% | 6.881% | 9.38% | 4.232% | 5.129% | 1.213% | 1.792% | 1.542% | 1.219% | 2.059% | 6.635% | 0.5732% | 2.367% | 8.194% | 3.76% | 2.554% | 1.775% | 7.541% | 1.216% | 0.3864% | 0.556% | 1.437% | 3.538% | 0.4644% | 2.186% | 1.923% | 2.62% | 0.8874% | 3.107% | 4.047% | 1.175% | 2.195% | 2.542% | 0.4691% | 1.345% | 3.766% | 1.446% | 3.793% | 0.8054% | 1.549% | 3.192% | 4.072% | 3.741% | 2.327% | 2.704% | 1.75% | 4.801% | 3.206% | 1.14% | 5.887% | 0.7375% | 3.3% | 2.34% | 1.868% | 3.123% | 2.671% | 0.7624% | 4.515% | 2.134% | 4.694% | 2.828% | 1.783% | 2.032% | 4.582% | 0.7049% | 3.618% | 6.287% | 0.7361% | 5.169% | 4.779% | 3.459% | 1.1% | 0.4875% | 0.8613% | 1.904% | 2.076% | 3.917% | 1.121% | 2.571% | 4.819% | 3.925% | 4.645% | 3.777% | 2% | 1.018% | 1.334% | 3.38% | 0.3798% | 2.283% | 3.511% | 2.567% | 1.094% | 4.956% | 2.245% | 6.279% | 5.815% | 1.371% | 5.656% | 3.775% | 1.988% | 1.232% | 0.895% | 3.402% | 7.031% | 6.045% | 2.96% | 5.703% | 1.358% | 1.096% | 3.56% | 0.4388% | 4.887% | 5.198% | 1.452% | 0.6775% | 3.625% | 2.1% | 1.167% | 3.396% | 0.9454% | 3.383% | 4.756% | 1.313% | 4.64% | 3.626% | 0.7799% | 5.037% | 2.783% | 1.817% | 6.467% | 5.012% | 2.344% | 0.845% | 1.66% | 1.344% | 5.611% | 3.308% | 2.154% | 1.329% | 5.101% | 3.739% | 1.054% | 2.813% | 2.185% | 2.818% | 1.162% | 1.202% | 1.588% | 2.752% | 2.237% | 1.417% | 1.925% | 3.423% | 5.706% | 1.823% | 0.8691% | 4.945% | 3.182% | 1.944% | 1.54% | 1.792% | 0.9965% | 4.194% | 3.804% | 2.249% | 3.692% | 3.356% | 2.509% | 3.397% | 2.236% | 0.515% | 1.297% | 2.051% | 1.948% | 1.547% | 3.301% | 0.7837% | 4.113% | 4.468% | 2.142% | 3.428% | 1.512% | 6.158% | 2.788% | 2.003% | 3.738% | 1.512% | 6.259% | 3.242% | 0.3185% | 4.057% | 0.5568% | 3.676% | 3.817% | 1.924% | 4.287% | 1.386% | 3.352% | 2.111% | 0.3797% | 2.724% | 0.7044% | 1.778% | 1.411% | 1.675% | 4.105% | 3.349% | 3.712% | 0.4716% | 1.132% | 1.622% | 3.749% | 2.365% | 0.9904% | 3.507% | 2.12% | 0.554% | 3.444% | 2.75% | 2.397% | 2.322% | 2.031% | 2.289% | 2.087% | 3.073% | 7.239% | 2.32% | 0.3447% | 2.572% | 0.8663% | 5.277% | 5.754% | 2.697% | 4.418% | 3.813% | 1.436% | 0.5331% | 0.7852% | 7.058% | 4.627% | 3.457% | 3.557% | 2.252% | 1.317% | 1.08% | 4.16% | 1.251% | 2.605% | 2.956% | 0.9756% | 1.893% | 1.578% | 1.014% | 2.127% | 2.229% | 3.712% | 2.775% | 2.696% | 1.691% | 2.123% | 4.405% | 2.824% | 3.163% | 3.295% | 0.8182% | 0.9424% | 4.527% | 2.752% | 2.079% | 1.956% | 1.521% | 1.215% | 6.809% | 4.129% | 6.872% | 1.101% | 4.433% | 1.328% | 4.253% | 3.089% | 3.915% | 4.792% | 2.509% | 0.4685% | 5.736% | 3.927% | 1.535% | 0.8385% | 3.795% | 1.74% | 1.394% | 3.606% | 5.86% | 2.91% | 5.921% | 5.14% | 1.23% | 2.825% | 0.608% | 2.934% | 0.9601% | 2.188% | 3.072% | 2.785% | 3.843% | 2.767% | 3.338% | 3.342% | 0.5708% | 1.753% | 4.609% | 6.588% | 2.847% | 1.055% | 0.7486% | 3.103% | 2.66% | 3.064% | 1.757% | 4.589% | 1.11% | 1.192% | 2.928% | 2.393% | 3.047% | 3.274% | 0.9989% | 0.3311% | 0.9236% | 0.8378% | 3.426% | 3.896% | 2.379% | 5.824% | 0.6245% | 5.909% | 3.291% | 2.233% | 2.506% | 5.515% | 0.401% | 0.9539% | 1.928% | 1.193% | 5.274% | 0.5672% | 0.641% | 1.196% | 3.099% | 0.9269% | 3.964% | 1.311% | 2.189% | 0.5261% | 2.034% | 1.05% | 1.283% | 4.78% | 0.8088% | 1.687% | 0.4937% | 1.999% | 0.6472% | 1.029% | 4.443% | 2.135% | 6.055% | 2.565% | 2.951% | 3.767% | 3.033% | 1.261% | 1.192% | 1.923% | 1.274% | 4.035% | 3.389% | 3.845% | 2.425% | 7.258% | 6.361% | 4.035% | 3.274% | 4.203% | 4.146% | 3.639% | 2.809% | 1.028% | 2.507% | 1.967% | 1.902% | 1.233% | 0.6619% | 2.206% | 1.8% | 1.181% | 4.951% | 0.5399% | 3.595% | 1.183% | 4.885% | 1.213% | 2.647% | 0.4648% | 2.111% | 2.243% | 1.789% | 0.8826% | 6.515% | 0.3591% | 2.7% | 3.149% | 3.868% | 2.603% | 3.42% | 5.552% | 2.475% | 3.538% | 3.367% | 1.704% | 0.7364% | 3.823% | 1.221% | 5.255% | 2.422% | 4.285% | 0.6818% | 1.88% | 3.891% | 3.155% | 1.143% | 4.086% | 1.219% | 1.304% | 4.607% | 0.8436% | 1.01% | 6.338% | 2.283% | 1.486% | 1.465% | 0.8797% | 1.85% | 3.077% | 4.808% | 4.688% | 0.9874% | 4.385% | 1.152% | 2.105% | 0.9075% | 3.438% | 1.466% | 2.271% | 1.478% | 1.212% | 3.047% | 4.826% | 2.097% | 0.381% | 4.121% | 3.215% | 0.6304% | 2.839% | 3.325% | 3.689% | 0.3651% | 2.291% | 2.448% | 2.959% | 0.9416% | 1.445% | 1.964% | 1.793% | 2.928% | 4.743% | 3.355% | 1.74% | 1.667% | 1.455% | 0.8368% | 1.254% | 2.168% | 0.9141% | 1.318% | 1.596% | 1.199% | 1.79% | 0.5375% | 4.659% | 2.519% | 1.284% | 4.622% | 0.8515% | 3.931% | 3.172% | 0.6452% | 2.521% | 6.015% | 2.115% | 0.4863% | 2.875% | 1.392% | 0.8308% | 2.417% | 3.825% | 0.6307% | 0.9031% | 5.314% | 3.207% | 2.004% | 1.654% | 4.172% | 5.249% | 4.383% | 4.471% | 5.35% | 1.255% | 2.065% | 1.034% | 1.307% | 0.8847% | 2.232% | 1.06% | 2.263% | 3.016% | 1.846% | 1.867% | 0.3082% | 0.4261% | 0.8733% | 4.272% | 2.629% | 1.623% | 1.019% | 0.7411% | 2.823% | 6.557% | 2.585% | 3.504% | 3.338% | 1.214% | 1.898% | 2.653% | 4.636% | 1.602% | 3.766% | 4.172% | 2.449% | 0.9888% | 3.758% | 0.445% | 3.414% | 1.566% | 4.759% | 1.061% | 1.36% | 3.628% | 0.539% | 2.444% | 3.372% | 4.758% | 2.109% | 4.672% | 1.585% | 4.521% | 0.666% | 0.6387% | 4.141% | 4.599% | 4.608% | 3.376% | 2.873% | 1.784% | 0.9575% | 5.615% | 4.503% | 0.7879% | 3.651% | 2.775% | 1.942% | 1.302% | 1.965% | 2.764% | 2.72% | 2.071% | 2.871% | 0.6226% | 0.4645% | 1.68% | 1.777% | 0.7597% | 3.568% | 0.7647% | 2.826% | 3.941% | 0.8154% | 2.812% | 7.257% | 2.52% | 2.292% | 2.233% | 3.139% | 2.385% | 0.6388% | 2.595% | 2.918% | 2.084% | 1.957% | 3.152% | 3.377% | 1.912% | 1.751% | 5.062% | 2.542% | 3.245% | 3.925% | 1.74% | 3.314% | 2.187% | 2.401% | 1.885% | 2.691% | 3.066% | 2.646% | 0.7343% | 1.357% | 1.478% | 0.9135% | 3.987% | 3.144% | 2.417% | 2.109% | 4.126% | 1.42% | 0.8345% | 2.859% | 0.4173% | 2.23% | 2.104% | 1.75% | 5.057% | 2.527% | 3.049% | 3.153% | 2.478% | 1.238% | 1.26% | 1.357% | 7.075% | 1.534% | 0.7291% | 4.281% | 3.117% | 1.041% | 4.538% | 1.162% | 1.816% | 1.164% | 5.646% | 2.107% | 2.783% | 4.115% | 0.8206% | 2.452% | 4.057% | 2.032% | 5.996% | 5.167% | 1.273% | 2.948% | 0.2518% | 2.186% | 2.392% | 2.168% | 2.647% | 2.047% | 2.214% | 5.637% | 1.992% | 3.555% | 4.666% | 3.364% | 1.423% | 1.707% | 2.544% | 1.45% | 3.018% | 1.021% | 1.838% | 2.526% | 4.589% | 1.057% | 3.506% | 2.701% | 4.987% | 4.527% | 1.149% | 1.307% | 5.093% | 1.093% | 1.706% | 3.485% | 3.441% | 2.373% | 2.393% | 0.9024% | 1.703% | 2.577% | 1.266% | 1.202% | 4.2% | 2.996% | 1.28% | 3.136% | 3.764% | 4.348% | 0.576% | 3.485% | 3.362% | 3.127% | 1.17% | 3.967% | 0.8645% | 1.303% | 1.479% | 3.052% | 4.205% | 2.985% | 4.892% | 0.8904% | 2.968% | 2.392% | 2.509% | 2.483% | 3.189% | 0.8358% | 2.111% | 1.266% | 5.294% | 0.8618% | 0.567% | 0.5246% | 6.107% | 4.041% | 2.114% | 0.763% | 1.251% | 2.341% | 2.837% | 2.767% | 1.832% | 1.453% | 2.645% | 5.596% | 3.45% | 4.606% | 3.747% | 4.171% | 0.6508% | 2.728% | 1.339% | 2.834% | 2.117% | 4.556% | 3.256% | 1.686% | 3.5% | 1.321% | 1.481% | 3.54% | 1.691% | 0.5175% | 3.61% | 0.9081% | 3.881% | 1.559% | 0.3855% | 3.332% | 0.4174% | 0.464% | 6.89% | 1.749% | 4.064% | 2.96% | 1.126% | 1.905% | 0.5985% | 5.431% | 2.952% | 3.137% | 6.692% | 3.513% | 1.247% | 0.07235% | 1.431% | 2.672% | 4.17% | 7.723% | 0.9431% | 3.329% | 1.987% | 2.03% | 2.499% | 1.426% | 3.604% | 1.294% | 0.6411% | 2.488% | 3.245% | 1.298% | 2.91% | 2.007% | 1.684% | 1.676% | 5.143% | 1.516% | 2.249% | 3.324% | 3.244% | 5.206% | 2.039% | 2.576% | 1.987% | 3.313% | 0.6943% | 0.7423% | 1.051% | 1.342% | 0.6985% | 1.99% | 3.519% | 6.03% | 2.668% | 1.939% | 2.62% | 0.5619% | 3.859% | 6.158% | 5.997% | 1.747% | 1.545% | 0.7445% | 4.487% | 1.713% | 1.088% | 2.785% | 0.9605% | 1.64% | 2.622% | 1.775% | 0.6777% | 0.8166% | 1.687% | 6.575% | 0.6562% | 1.921% | 0.9299% | 4.017% | 4.023% | 0.909% | 3.372% | 1.466% | 0.7022% | 0.6897% | 2.539% | 1.946% | 0.6356% | 1.929% | 3.034% | 4.933% | 3.892% | 1.701% | 0.6391% | 2.074% | 0.4431% | 2.204% | 2.435% | 0.7711% | 1.45% | 1.477% | 2.347% | 2.934% | 0.7946% | 3.094% | 0.8082% | 3.45% | 1.309% | 2.821% | 2.232% | 4.081% | 2.104% | 4.08% | 6.667% | 2.641% | 5.824% | 1.369% | 4.398% | 0.6743% | 0.6929% | 9.023% | 1.626% | 1.206% | 3.108% | 2.612% | 0.5498% | 4.372% | 4.048% | 5.499% | 7.887% | 1.956% | 3.425% | 1.829% | 1.66% | 1.827% | 2.128% | 2.686% | 2.34% | 2.671% | 2.323% | 2.732% | 3.452% | 1.311% | 1.564% | 3.07% | 0.646% | 0.8017% | 5.516% | 0.8811% | 1.076% | 1.529% | 0.9041% | 4.759% | 5.498% | 0.7258% | 3.938% | 6.101% | 3.033% | 2.819% | 4.087% | 2.63% | 1.884% | 2.102% | 3.389% | 2.972% | 1.244% | 4.034% | 2.127% | 0.7082% | 2.42% | 3.262% | 0.7228% | 2.088% | 3.96% | 2.613% | 3.735% | 2.162% | 3.974% | 1.419% | 4.374% | 4.358% | 1.957% | 2.007% | 4.226% | 1.118% | 0.8965% | 2.44% | 4.556% | 3.776% | 2.778% | 1.761% | 0.607% | 2.541% | 1.014% | 2.21% | 4.422% | 3.361% | 3.007% | 3.599% | 0.6846% | 0.661% | 3.18% | 5.056% | 4.597% | 3.585% | 1.971% | 0.4843% | 0.7519% | 9.9% | 3.34% | 1.86% | 5.19% | 3.485% | 0.9889% | 3.225% | 2.077% | 2.004% | 0.908% | 1.447% | 0.338% | 4.63% | 1.957% | 2.567% | 2.243% | 3.457% | 1.738% | 5.328% | 1.551% | 1.402% | 1.947% | 0.8933% | 1.285% | 0.5277% | 4.946% | 4.241% | 0.6155% | 0.7979% | 5.412% | 1.806% | 2.289% | 1.448% | 3.138% | 4.73% | 1.135% | 1.457% | 1.793% | 1.484% | 3.533% | 0.4459% | 0.8365% | 1.333% | 1.113% | 2.749% | 4.005% | 2.678% | 0.9647% | 0.5094% | 3.256% | 2.058% | 2.262% | 0.9615% | 4.35% | 1.124% | 0.9693% | 4.788% | 2.219% | 2.648% | 5.889% | 0.591% | 3.624% | 4.523% | 0.5698% | 0.4653% | 2.111% | 0.4377% | 2.185% | 0.9246% | 1.26% | 1.421% | 1.944% | 2.801% | 1.826% | 9.338% | 5.312% | 0.4265% | 0.4073% | 10.19% | 3.171% | 0.6279% | 1.961% | 0.7853% | 0.5873% | 3.559% | 0.4227% | 2.306% | 1.83% | 5.014% | 4.337% | 1.427% | 0.3713% | 3.151% | 7.167% | 0.9356% | 2.243% | 1.168% | 2.233% | 2.075% | 1.915% | 0.8018% | 0.5505% | 1.337% | 1.975% | 2.68% | 4.651% | 5.365% | 1.026% | 1.737% | 5.367% | 2.537% | 3.042% | 6.225% | 5.702% | 2.44% | 1.435% | 0.2795% | 1.764% | 5.675% | 2.424% | 3.529% | 6.954% | 0.5429% | 2.77% | 1.927% | 3.538% | 2.669% | 3.911% | 4.753% | 3% | 2.038% | 3.499% | 2.973% | 4.743% | 1.78% | 0.4527% | 3.175% | 4.967% | 4.191% | 3.203% | 2.387% | 2.767% | 0.6339% | 2.442% | 1.341% | 3.494% | 6.729% | 1.08% | 3.735% | 1.419% | 5.431% | 2.236% | 1.314% | 1.259% | 2.492% | 3.18% | 2.652% | 0.5748% | 4.517% | 1.034% | 0.6914% | 3.664% | 4.283% | 3.045% | 1.674% | 2.677% | 1.071% | 1.62% | 6.272% | 6.034% | 4.048% | 2.801% | 1.358% | 0.4932% | 3.338% | 1.401% | 4.503% | 1.576% | 0.5453% | 1.44% | 1.21% | 0.2592% | 3.657% | 7.444% | 2.235% | 2.961% | 2.081% | 2.911% | 2.088% | 1.048% | 1.581% | 3.681% | 3.852% | 0.8772% | 1.779% | 1.627% | 1.1% | 1.692% | 0.08576% | 2.903% | 2.692% | 1.098% | 0.8822% | 3.846% | 5.137% | 1.988% | 3.798% | 1.435% | 9.993% | 3.075% | 2.168% | 2.573% | 3.344% | 5.752% | 3.2% | 3.38% | 4.566% | 2.36% | 2.413% | 2.615% | 3.559% | 7.115% | 1.382% | 1.326% | 5.437% | 2.792% | 1.612% | 0.452% | 0.4684% | 4.404% | 1.09% | 4.117% | 0.5468% | 4.183% | 3.457% | 1.114% | 1.19% | 1.42% | 0.4695% | 3.998% | 1.457% | 3.831% | 7.356% | 0.2756% | 1.997% | 1.517% | 1.338% | 4.505% | 7.363% | 1.992% | 1.681% | 1.92% | 4.619% | 3.438% | 2.361% | 1.8% | 3.461% | 2.477% | 0.3487% | 4.223% | 0.9945% | 4.655% | 2.926% | 1.206% | 3.762% | 1.116% | 1.098% | 4.228% | 1.623% | 1.949% | 1.702% | 4.25% | 5.938% | 3.203% | 2.488% | 5.101% | 3.246% | 1.826% | 1.442% | 1.477% | 2.112% | 1.363% | 7.992% | 2.181% | 5.478% | 3.012% | 2.902% | 4.179% | 1.558% | 2.903% | 3.608% | 2.914% | 5.5% | 2.256% | 1.151% | 2.088% | 3.051% | 2.998% | 1.958% | 3.086% | 1.151% | 1.511% | 0.8528% | 1.545% | 4.243% | 1.903% | 1.434% | 4.295% | 3.029% | 2.156% | 6.37% | 3.652% | 1.64% | 4.862% | 1.381% | 2.304% | 1.268% | 6.517% | 5.046% | 5.721% | 1.967% | 0.7532% | 1.836% | 0.9508% | 3.93% | 1.756% | 3.026% | 0.7138% | 0.8241% | 0.9915% | 3.541% | 2.537% | 1.426% | 2.492% | 0.8769% | 4.224% | 2.627% | 3.349% | 1.599% | 4.04% | 0.7928% | 1.229% | 1.494% | 4.523% | 2.233% | 4.065% | 1.299% | 2.757% | 2.676% | 3.146% | 2.619% | 3.08% | 1.771% | 2.835% | 1.598% | 7.003% | 2.007% | 1.869% | 1.438% | 4.391% | 1.936% | 2.586% | 2.418% | 1.511% | 0.3846% | 1.379% | 1.643% | 3.785% | 5.365% | 5.381% | 2.191% | 2.151% | 4.571% | 2.31% | 2.184% | 4.565% | 5.656% | 5.636% | 3.348% | 2.421% | 4.349% | 1.43% | 2.384% | 2.994% | 2.428% | 4.938% | 8.525% | 2.772% | 1.538% | 1.376% | 5.059% | 1.942% | 7.844% | 2.842% | 4.176% | 3.582% | 3.449% | 3.775% | 1.751% | 0.9983% | 1.59% | 5.134% | 1.368% | 2.282% | 1.15% | 1.431% | 1.24% | 1.074% | 5.555% | 3.269% | 0.871% | 0.6796% | 1.278% | 1.441% | 0.7754% | 1.063% | 0.415% | 3.453% | 2.286% | 2.653% | 0.4385% | 4.309% | 6.587% | 1.342% | 0.4063% | 0.4903% | 3.471% | 5.839% | 2.79% | 2.255% | 1.901% | 1.54% | 1.183% | 1.802% | 0.8778% | 1.42% | 2.125% | 4.535% | 1.739% | 1.243% | 1.436% | 0.7184% | 3.241% | 2.819% | 1.571% | 5.468% | 2.001% | 2.712% | 2.426% | 3.474% | 0.7251% | 0.5078% | 5.588% | 2.049% | 3.379% | 4.383% | 4.744% | 7.119% | 4.183% | 3.399% | 3.124% | 1.866% | 2.349% | 3.87% | 0.8301% | 3.12% | 6.955% | 0.7304% | 1.772% | 2.421% | 0.6733% | 3.872% | 2.606% | 1.173% | 0.4333% | 0.3376% | 3.245% | 0.2904% | 0.8706% | 0.5172% | 4.224% | 3.448% | 1.608% | 4.593% | 4.561% | 3.913% | 2.613% | 1.308% | 0.9762% | 5.312% | 2.243% | 1.489% | 2.565% | 1.144% | 0.8331% | 0.6943% | 1.971% | 1.424% | 1.562% | 0.7976% | 0.9519% | 6.365% | 1.16% | 1.906% | 3.194% | 3.726% | 3.483% | 3.163% | 0.5252% | 2.659% | 2.039% | 5.279% | 1.162% | 3.384% | 2.466% | 2.779% | 2.425% | 2.527% | 2.617% | 2.2% | 4.533% | 3.346% | 1.514% | 2.03% | 1.96% | 2.754% | 0.8207% | 1.577% | 2.674% | 2.934% | 2.205% | 2.871% | 0.8521% | 3.852% | 5.209% | 2.208% | 0.8599% | 3.084% | 2.678% | 1.775% | 0.7564% | 3.839% | 1.192% | 1.077% | 3.957% | 0.6364% | 3.589% | 1.471% | 10.25% | 3.745% | 4.681% | 2.093% | 1.232% | 0.814% | 2.524% | 0.2492% | 7.995% | 8.496% | 1.397% | 1.521% | 2.708% | 2.481% | 2.605% | 1.332% | 1.184% | 2.805% | 5.571% | 2.701% | 2.952% | 3.766% | 1.203% | 2.121% | 1.243% | 0.5549% | 3.172% | 4.851% | 2.677% | 1.057% | 2.287% | 3.966% | 0.4778% | 5.249% | 4.692% | 2.333% | 2.469% | 5.44% | 0.5938% | 1.814% | 2.513% | 5.677% | 0.5726% | 2.201% | 1.119% | 2.046% | 1.834% | 4.116% | 2.346% | 4.961% | 0.9296% | 6.228% | 3.05% | 1.703% | 1.857% | 2.254% | 1.375% | 2.631% | 2.854% | 1.133% | 4.16% | 0.7251% | 6.325% | 2.544% | 3.01% | 1.002% | 3.529% | 5.483% | 1.334% | 1.489% | 5.867% | 3.7% | 1.047% | 5.196% | 3.302% | 2.083% | 4.597% | 2.72% | 4.467% | 2.344% | 4.026% | 0.9269% | 2.17% | 3.14% | 1.996% | 4.614% | 4.562% | 1.595% | 2.666% | 2.562% | 3.653% | 6.379% | 1.436% | 2.412% | 1.99% | 7.383% | 2.171% | 2.068% | 1.802% | 2.314% | 2.836% | 3.891% | 1.539% | 1.508% | 4.012% | 0.8652% | 2.007% | 1.501% | 1.917% | 4.408% | 1.55% | 6.781% | 2.854% | 1.325% | 3.811% | 3.76% | 2.489% | 3.458% | 1.685% | 0.9903% | 0.4683% | 2.397% | 1.287% | 2.502% | 3.378% | 2.94% | 1.943% | 1.264% | 2.927% | 2.034% | 0.9643% | 4.364% | 3.587% | 5.352% | 5.097% | 2.191% | 0.8536% | 3.835% | 1.153% | 1.18% | 4.941% | 8.314% | 2.366% | 2.829% | 1.535% | 0.9054% | 2.984% | 2.489% | 2.545% | 3.347% | 5.252% | 2.245% | 2.682% | 2.05% | 2.985% | 3.767% | 1.005% | 2.628% | 2.603% | 0.3181% | 3.271% | 5.421% | 2.254% | 1.665% | 3.621% | 1.346% | 2.798% | 3.67% | 2.371% | 5.387% | 1.828% | 1.692% | 1.928% | 2.738% | 1.636% | 0.681% | 3.445% | 2.595% | 3.819% | 2.133% | 1.857% | 7.331% | 1.21% | 5.013% | 0.9855% | 3.44% | 2.303% | 2.368% | 0.794% | 0.799% | 2.691% | 3.799% | 3.361% | 1.539% | 1.379% | 6.726% | 3.313% | 2.489% | 1.233% | 5.295% | 6.849% | 2.982% | 2.58% | 1.04% | 2.318% | 5.292% | 4.539% | 2.536% | 4.921% | 3.496% | 3.047% | 0.4596% | 3.881% | 4.912% | 2.322% | 1.017% | 3.995% | 2.862% | 2.191% | 3.307% | 1.306% | 2.046% | 1.083% | 3.094% | 2.389% | 2.562% | 2.139% | 2.305% | 4.971% | 0.3285% | 4.635% | 1.802% | 2.54% | 2.769% | 2.436% | 3.533% | 2.901% | 2.316% | 0.7962% | 3.868% | 5.016% | 4.693% | 0.9035% | 2.255% | 1.75% | 3.48% | 4.838% | 2.72% | 0.558% | 1.436% | 5.859% | 6.923% | 2.448% | 5.166% | 1.072% | 5.875% | 3.057% | 6.883% | 3.863% | 2.26% | 0.9424% | 0.8855% | 4.753% | 5.655% | 1.675% | 6.492% | 5.187% | 4.229% | 0.8204% | 0.5263% | 2.516% | 2.407% | 4.584% | 3.866% | 1.393% | 4.177% | 0.8741% | 1.792% | 5.219% | 0.6248% | 0.6036% | 3.8% | 0.5584% | 3.206% | 1.002% | 1.571% | 6.488% | 2.092% | 2.931% | 2.573% | 4.748% | 6.349% | 1.97% | 3.132% | 4.565% | 1.242% | 1.962% | 1.129% | 3.44% | 2.99% | 2.017% | 1.809% | 2.063% | 1.516% | 2.691% | 2.562% | 5.534% | 3.392% | 3.887% | 1.424% | 4.826% | 4.025% | 0.5043% | 6.975% | 2.497% | 0.4653% | 1.156% | 0.6457% | 3.942% | 4.332% | 2.454% | 4.234% | 1.545% | 2.338% | 0.4417% | 3.632% | 2.725% | 1.172% | 3.023% | 3.423% | 0.2547% | 1.662% | 2.906% | 3.047% | 4.214% | 2.87% | 2.936% | 4.075% | 6.522% | 1.76% | 3.065% | 0.8559% | 1.348% | 1.615% | 3.306% | 2.551% | 3.061% | 1.436% | 1.188% | 2.4% | 3.991% | 1.277% | 1.203% | 3.647% | 0.8696% | 0.8084% | 3.267% | 2.232% | 2.571% | 1.562% | 0.9436% | 4.378% | 1.355% | 0.8949% | 2.159% | 0.7353% | 2.309% | 1.582% | 2.469% | 2.199% | 0.5893% | 0.3988% | 5.608% | 3.912% | 3.41% | 3.852% | 1.824% | 1.317% | 3.709% | 0.9075% | 2.846% | 1.086% | 1.401% | 3.155% | 2.271% | 1.537% | 2.951% | 0.3977% | 2.386% | 1.361% | 1.011% | 1.173% | 2.159% | 1.54% | 2.029% | 4.262% | 3.058% | 2.967% | 2.581% | 3.356% | 2.077% | 1.621% | 2.78% | 1.02% | 1.101% | 2.729% | 3.171% | 1.302% | 1.955% | 0.396% | 1.294% | 0.7587% | 3.048% | 5.133% | 2.775% | 1.609% | 3.875% | 2.901% | 2.563% | 0.5028% | 0.476% | 4.43% | 2.459% | 1.74% | 2.493% | 0.05344% | 5.546% | 0.6521% | 6.116% | 3.355% | 4.462% | 1.359% | 1.104% | 6.053% | 0.8223% | 5.869% | 2.751% | 0.6787% | 1.802% | 3.595% | 2.362% | 3.454% | 0.6058% | 2.795% | 2.175% | 3.1% | 4.461% | 2.118% | 1.484% | 2.313% | 0.6985% | 1.068% | 4.165% | 4.187% | 3.936% | 2.261% | 0.9491% | 3.486% | 1.2% | 1.637% | 2.564% | 2.784% | 1.375% | 2.782% | 1.995% | 2.868% | 5.076% | 1.145% | 6.489% | 2.397% | 0.9979% | 1.616% | 4.564% | 3.297% | 4.653% | 2.407% | 1.699% | 5.293% | 2.569% | 1.752% | 1.339% | 1.919% | 2.363% | 2.205% | 1.212% | 2.105% | 0.9812% | 4.228% | 5.305% | 1.288% | 3.341% | 2.275% | 5.513% | 1.806% | 2.393% | 2.509% | 6.617% | 5.339% | 1.288% | 1.071% | 1.735% | 3.004% | 1.072% | 3.398% | 4.276% | 0.9238% | 4.81% | 2.816% | 5.503% | 5.382% | 1.232% | 5.287% | 6.041% | 0.4921% | 1.604% | 1.067% | 3.953% | 6.119% | 0.8038% | 2.233% | 5.032% | 1.766% | 4.201% | 1.261% | 3.565% | 2.517% | 1.526% | 2.427% | 3.664% | 4.902% | 3.657% | 1.543% | 0.8921% | 3.522% | 0.6689% | 0.8626% | 3.311% | 1.25% | 0.411% | 2.528% | 0.8913% | 1.572% | 1.594% | 3.836% | 2.715% | 3.737% | 6.243% | 2.428% | 7.92% | 2.075% | 3.105% | 2.635% | 1.858% | 1.155% | 1.599% | 1.302% | 3.966% | 1.921% | 3.273% | 2.244% | 5.223% | 3.591% | 3.668% | 1.877% | 0.432% | 0.9427% | 0.655% | 1.42% | 2.138% | 4.116% | 3.403% | 5.466% | 4.945% | 1.289% | 2.995% | 3.156% | 2.533% | 3.538% | 0.9567% | 2.04% | 1.762% | 3.104% | 2.186% | 3.594% | 1.398% | 4.263% | 6.233% | 5.013% | 2.509% | 3.108% | 2.217% | 0.9913% | 3.158% | 0.9975% | 3.502% | 3.173% | 1.27% | 0.7813% | 3.684% | 2.351% | 1.914% | 1.671% | 2.682% | 0.9463% | 7.274% | 2.012% | 3.859% | 2.378% | 2.842% | 4.101% | 2.94% | 0.7024% | 4.024% | 0.3534% | 0.8959% | 6.246% | 2.426% | 2.818% | 2.934% | 2.414% | 2.239% | 5.267% | 3.258% | 0.7321% | 0.5094% | 2.812% | 3.938% | 5.863% | 3.327% | 3.546% | 1.121% | 3.761% | 1.613% | 1.431% | 2.673% | 3.524% | 0.4794% | 7.958%
| Σn | centile | REI |  |  | Results of Monte-Carlo analysis
2.5 percentile REI value | 84.4054 | 2.5 | 0.43961 |  |  | Note that the value for the number of genome copies depositing in the respiratory tract is entirely dependent on the assumptions made with respect to viral load, so the absolute value is highly uncertain. This uncertainty is however cancelled out in the REI calculation. This value is useful for calculating the REI, but should not be used for other purposes due to its very high uncertainty. See Jones et al. (2021) for more information.
25 percentile REI value | 147.5259 | 25 | 0.76836
50 percentile REI value | 193.4937 | 50 | 1.0078
75 percentile REI value | 249.3238 | 75 | 1.2986
97.5 percentile REI value | 395.2482 | 97.5 | 2.0586
Mean REI value | 205.1066 | µ | 1.0683
Standard deviation REI value | 80.4154 | σ | 0.41883
Q1 - Min | 0.32875 |  |  |  |  | These values are used to create the box whisker shown on the 'Input' tab
Q1 | 0.76836
Median-Q1 | 0.23942
Q3-Median | 0.29078
Max-Q3 | 0.76002
Cells in yellow can be edited, but should be altered only by advanced users with a good understanding of the methodology explained in Modelling uncertainty in the relative risk of exposure to the SARS-CoV-2 virus by airborne aerosol transmission in well mixed air in buildings (Jones et al., 2021).
Changes to the formulae could affect the accuracy of the results, so please use with care.
The inputs to columns E and F are dependent on the distribution selected in column D.
When a constant is chosen, only Column E needs an input.
When a normal or log normal distribution is chosen the Column E input is the mean value, and the Column F input is the standard deviation.
When a uniform distribution is chosen the Column E input is the minimum value, and the Column F input is the maximum value.

## Scenario 2
Scenario 2
Variable |  | Distribution | mu_min_const | sigma_max | Units | Notes |  | 1 | 2 | 3 | 4 | 5 | 6 | 7 | 8 | 9 | 10 | 11 | 12 | 13 | 14 | 15 | 16 | 17 | 18 | 19 | 20 | 21 | 22 | 23 | 24 | 25 | 26 | 27 | 28 | 29 | 30 | 31 | 32 | 33 | 34 | 35 | 36 | 37 | 38 | 39 | 40 | 41 | 42 | 43 | 44 | 45 | 46 | 47 | 48 | 49 | 50 | 51 | 52 | 53 | 54 | 55 | 56 | 57 | 58 | 59 | 60 | 61 | 62 | 63 | 64 | 65 | 66 | 67 | 68 | 69 | 70 | 71 | 72 | 73 | 74 | 75 | 76 | 77 | 78 | 79 | 80 | 81 | 82 | 83 | 84 | 85 | 86 | 87 | 88 | 89 | 90 | 91 | 92 | 93 | 94 | 95 | 96 | 97 | 98 | 99 | 100 | 101 | 102 | 103 | 104 | 105 | 106 | 107 | 108 | 109 | 110 | 111 | 112 | 113 | 114 | 115 | 116 | 117 | 118 | 119 | 120 | 121 | 122 | 123 | 124 | 125 | 126 | 127 | 128 | 129 | 130 | 131 | 132 | 133 | 134 | 135 | 136 | 137 | 138 | 139 | 140 | 141 | 142 | 143 | 144 | 145 | 146 | 147 | 148 | 149 | 150 | 151 | 152 | 153 | 154 | 155 | 156 | 157 | 158 | 159 | 160 | 161 | 162 | 163 | 164 | 165 | 166 | 167 | 168 | 169 | 170 | 171 | 172 | 173 | 174 | 175 | 176 | 177 | 178 | 179 | 180 | 181 | 182 | 183 | 184 | 185 | 186 | 187 | 188 | 189 | 190 | 191 | 192 | 193 | 194 | 195 | 196 | 197 | 198 | 199 | 200 | 201 | 202 | 203 | 204 | 205 | 206 | 207 | 208 | 209 | 210 | 211 | 212 | 213 | 214 | 215 | 216 | 217 | 218 | 219 | 220 | 221 | 222 | 223 | 224 | 225 | 226 | 227 | 228 | 229 | 230 | 231 | 232 | 233 | 234 | 235 | 236 | 237 | 238 | 239 | 240 | 241 | 242 | 243 | 244 | 245 | 246 | 247 | 248 | 249 | 250 | 251 | 252 | 253 | 254 | 255 | 256 | 257 | 258 | 259 | 260 | 261 | 262 | 263 | 264 | 265 | 266 | 267 | 268 | 269 | 270 | 271 | 272 | 273 | 274 | 275 | 276 | 277 | 278 | 279 | 280 | 281 | 282 | 283 | 284 | 285 | 286 | 287 | 288 | 289 | 290 | 291 | 292 | 293 | 294 | 295 | 296 | 297 | 298 | 299 | 300 | 301 | 302 | 303 | 304 | 305 | 306 | 307 | 308 | 309 | 310 | 311 | 312 | 313 | 314 | 315 | 316 | 317 | 318 | 319 | 320 | 321 | 322 | 323 | 324 | 325 | 326 | 327 | 328 | 329 | 330 | 331 | 332 | 333 | 334 | 335 | 336 | 337 | 338 | 339 | 340 | 341 | 342 | 343 | 344 | 345 | 346 | 347 | 348 | 349 | 350 | 351 | 352 | 353 | 354 | 355 | 356 | 357 | 358 | 359 | 360 | 361 | 362 | 363 | 364 | 365 | 366 | 367 | 368 | 369 | 370 | 371 | 372 | 373 | 374 | 375 | 376 | 377 | 378 | 379 | 380 | 381 | 382 | 383 | 384 | 385 | 386 | 387 | 388 | 389 | 390 | 391 | 392 | 393 | 394 | 395 | 396 | 397 | 398 | 399 | 400 | 401 | 402 | 403 | 404 | 405 | 406 | 407 | 408 | 409 | 410 | 411 | 412 | 413 | 414 | 415 | 416 | 417 | 418 | 419 | 420 | 421 | 422 | 423 | 424 | 425 | 426 | 427 | 428 | 429 | 430 | 431 | 432 | 433 | 434 | 435 | 436 | 437 | 438 | 439 | 440 | 441 | 442 | 443 | 444 | 445 | 446 | 447 | 448 | 449 | 450 | 451 | 452 | 453 | 454 | 455 | 456 | 457 | 458 | 459 | 460 | 461 | 462 | 463 | 464 | 465 | 466 | 467 | 468 | 469 | 470 | 471 | 472 | 473 | 474 | 475 | 476 | 477 | 478 | 479 | 480 | 481 | 482 | 483 | 484 | 485 | 486 | 487 | 488 | 489 | 490 | 491 | 492 | 493 | 494 | 495 | 496 | 497 | 498 | 499 | 500 | 501 | 502 | 503 | 504 | 505 | 506 | 507 | 508 | 509 | 510 | 511 | 512 | 513 | 514 | 515 | 516 | 517 | 518 | 519 | 520 | 521 | 522 | 523 | 524 | 525 | 526 | 527 | 528 | 529 | 530 | 531 | 532 | 533 | 534 | 535 | 536 | 537 | 538 | 539 | 540 | 541 | 542 | 543 | 544 | 545 | 546 | 547 | 548 | 549 | 550 | 551 | 552 | 553 | 554 | 555 | 556 | 557 | 558 | 559 | 560 | 561 | 562 | 563 | 564 | 565 | 566 | 567 | 568 | 569 | 570 | 571 | 572 | 573 | 574 | 575 | 576 | 577 | 578 | 579 | 580 | 581 | 582 | 583 | 584 | 585 | 586 | 587 | 588 | 589 | 590 | 591 | 592 | 593 | 594 | 595 | 596 | 597 | 598 | 599 | 600 | 601 | 602 | 603 | 604 | 605 | 606 | 607 | 608 | 609 | 610 | 611 | 612 | 613 | 614 | 615 | 616 | 617 | 618 | 619 | 620 | 621 | 622 | 623 | 624 | 625 | 626 | 627 | 628 | 629 | 630 | 631 | 632 | 633 | 634 | 635 | 636 | 637 | 638 | 639 | 640 | 641 | 642 | 643 | 644 | 645 | 646 | 647 | 648 | 649 | 650 | 651 | 652 | 653 | 654 | 655 | 656 | 657 | 658 | 659 | 660 | 661 | 662 | 663 | 664 | 665 | 666 | 667 | 668 | 669 | 670 | 671 | 672 | 673 | 674 | 675 | 676 | 677 | 678 | 679 | 680 | 681 | 682 | 683 | 684 | 685 | 686 | 687 | 688 | 689 | 690 | 691 | 692 | 693 | 694 | 695 | 696 | 697 | 698 | 699 | 700 | 701 | 702 | 703 | 704 | 705 | 706 | 707 | 708 | 709 | 710 | 711 | 712 | 713 | 714 | 715 | 716 | 717 | 718 | 719 | 720 | 721 | 722 | 723 | 724 | 725 | 726 | 727 | 728 | 729 | 730 | 731 | 732 | 733 | 734 | 735 | 736 | 737 | 738 | 739 | 740 | 741 | 742 | 743 | 744 | 745 | 746 | 747 | 748 | 749 | 750 | 751 | 752 | 753 | 754 | 755 | 756 | 757 | 758 | 759 | 760 | 761 | 762 | 763 | 764 | 765 | 766 | 767 | 768 | 769 | 770 | 771 | 772 | 773 | 774 | 775 | 776 | 777 | 778 | 779 | 780 | 781 | 782 | 783 | 784 | 785 | 786 | 787 | 788 | 789 | 790 | 791 | 792 | 793 | 794 | 795 | 796 | 797 | 798 | 799 | 800 | 801 | 802 | 803 | 804 | 805 | 806 | 807 | 808 | 809 | 810 | 811 | 812 | 813 | 814 | 815 | 816 | 817 | 818 | 819 | 820 | 821 | 822 | 823 | 824 | 825 | 826 | 827 | 828 | 829 | 830 | 831 | 832 | 833 | 834 | 835 | 836 | 837 | 838 | 839 | 840 | 841 | 842 | 843 | 844 | 845 | 846 | 847 | 848 | 849 | 850 | 851 | 852 | 853 | 854 | 855 | 856 | 857 | 858 | 859 | 860 | 861 | 862 | 863 | 864 | 865 | 866 | 867 | 868 | 869 | 870 | 871 | 872 | 873 | 874 | 875 | 876 | 877 | 878 | 879 | 880 | 881 | 882 | 883 | 884 | 885 | 886 | 887 | 888 | 889 | 890 | 891 | 892 | 893 | 894 | 895 | 896 | 897 | 898 | 899 | 900 | 901 | 902 | 903 | 904 | 905 | 906 | 907 | 908 | 909 | 910 | 911 | 912 | 913 | 914 | 915 | 916 | 917 | 918 | 919 | 920 | 921 | 922 | 923 | 924 | 925 | 926 | 927 | 928 | 929 | 930 | 931 | 932 | 933 | 934 | 935 | 936 | 937 | 938 | 939 | 940 | 941 | 942 | 943 | 944 | 945 | 946 | 947 | 948 | 949 | 950 | 951 | 952 | 953 | 954 | 955 | 956 | 957 | 958 | 959 | 960 | 961 | 962 | 963 | 964 | 965 | 966 | 967 | 968 | 969 | 970 | 971 | 972 | 973 | 974 | 975 | 976 | 977 | 978 | 979 | 980 | 981 | 982 | 983 | 984 | 985 | 986 | 987 | 988 | 989 | 990 | 991 | 992 | 993 | 994 | 995 | 996 | 997 | 998 | 999 | 1000 | 1001 | 1002 | 1003 | 1004 | 1005 | 1006 | 1007 | 1008 | 1009 | 1010 | 1011 | 1012 | 1013 | 1014 | 1015 | 1016 | 1017 | 1018 | 1019 | 1020 | 1021 | 1022 | 1023 | 1024 | 1025 | 1026 | 1027 | 1028 | 1029 | 1030 | 1031 | 1032 | 1033 | 1034 | 1035 | 1036 | 1037 | 1038 | 1039 | 1040 | 1041 | 1042 | 1043 | 1044 | 1045 | 1046 | 1047 | 1048 | 1049 | 1050 | 1051 | 1052 | 1053 | 1054 | 1055 | 1056 | 1057 | 1058 | 1059 | 1060 | 1061 | 1062 | 1063 | 1064 | 1065 | 1066 | 1067 | 1068 | 1069 | 1070 | 1071 | 1072 | 1073 | 1074 | 1075 | 1076 | 1077 | 1078 | 1079 | 1080 | 1081 | 1082 | 1083 | 1084 | 1085 | 1086 | 1087 | 1088 | 1089 | 1090 | 1091 | 1092 | 1093 | 1094 | 1095 | 1096 | 1097 | 1098 | 1099 | 1100 | 1101 | 1102 | 1103 | 1104 | 1105 | 1106 | 1107 | 1108 | 1109 | 1110 | 1111 | 1112 | 1113 | 1114 | 1115 | 1116 | 1117 | 1118 | 1119 | 1120 | 1121 | 1122 | 1123 | 1124 | 1125 | 1126 | 1127 | 1128 | 1129 | 1130 | 1131 | 1132 | 1133 | 1134 | 1135 | 1136 | 1137 | 1138 | 1139 | 1140 | 1141 | 1142 | 1143 | 1144 | 1145 | 1146 | 1147 | 1148 | 1149 | 1150 | 1151 | 1152 | 1153 | 1154 | 1155 | 1156 | 1157 | 1158 | 1159 | 1160 | 1161 | 1162 | 1163 | 1164 | 1165 | 1166 | 1167 | 1168 | 1169 | 1170 | 1171 | 1172 | 1173 | 1174 | 1175 | 1176 | 1177 | 1178 | 1179 | 1180 | 1181 | 1182 | 1183 | 1184 | 1185 | 1186 | 1187 | 1188 | 1189 | 1190 | 1191 | 1192 | 1193 | 1194 | 1195 | 1196 | 1197 | 1198 | 1199 | 1200 | 1201 | 1202 | 1203 | 1204 | 1205 | 1206 | 1207 | 1208 | 1209 | 1210 | 1211 | 1212 | 1213 | 1214 | 1215 | 1216 | 1217 | 1218 | 1219 | 1220 | 1221 | 1222 | 1223 | 1224 | 1225 | 1226 | 1227 | 1228 | 1229 | 1230 | 1231 | 1232 | 1233 | 1234 | 1235 | 1236 | 1237 | 1238 | 1239 | 1240 | 1241 | 1242 | 1243 | 1244 | 1245 | 1246 | 1247 | 1248 | 1249 | 1250 | 1251 | 1252 | 1253 | 1254 | 1255 | 1256 | 1257 | 1258 | 1259 | 1260 | 1261 | 1262 | 1263 | 1264 | 1265 | 1266 | 1267 | 1268 | 1269 | 1270 | 1271 | 1272 | 1273 | 1274 | 1275 | 1276 | 1277 | 1278 | 1279 | 1280 | 1281 | 1282 | 1283 | 1284 | 1285 | 1286 | 1287 | 1288 | 1289 | 1290 | 1291 | 1292 | 1293 | 1294 | 1295 | 1296 | 1297 | 1298 | 1299 | 1300 | 1301 | 1302 | 1303 | 1304 | 1305 | 1306 | 1307 | 1308 | 1309 | 1310 | 1311 | 1312 | 1313 | 1314 | 1315 | 1316 | 1317 | 1318 | 1319 | 1320 | 1321 | 1322 | 1323 | 1324 | 1325 | 1326 | 1327 | 1328 | 1329 | 1330 | 1331 | 1332 | 1333 | 1334 | 1335 | 1336 | 1337 | 1338 | 1339 | 1340 | 1341 | 1342 | 1343 | 1344 | 1345 | 1346 | 1347 | 1348 | 1349 | 1350 | 1351 | 1352 | 1353 | 1354 | 1355 | 1356 | 1357 | 1358 | 1359 | 1360 | 1361 | 1362 | 1363 | 1364 | 1365 | 1366 | 1367 | 1368 | 1369 | 1370 | 1371 | 1372 | 1373 | 1374 | 1375 | 1376 | 1377 | 1378 | 1379 | 1380 | 1381 | 1382 | 1383 | 1384 | 1385 | 1386 | 1387 | 1388 | 1389 | 1390 | 1391 | 1392 | 1393 | 1394 | 1395 | 1396 | 1397 | 1398 | 1399 | 1400 | 1401 | 1402 | 1403 | 1404 | 1405 | 1406 | 1407 | 1408 | 1409 | 1410 | 1411 | 1412 | 1413 | 1414 | 1415 | 1416 | 1417 | 1418 | 1419 | 1420 | 1421 | 1422 | 1423 | 1424 | 1425 | 1426 | 1427 | 1428 | 1429 | 1430 | 1431 | 1432 | 1433 | 1434 | 1435 | 1436 | 1437 | 1438 | 1439 | 1440 | 1441 | 1442 | 1443 | 1444 | 1445 | 1446 | 1447 | 1448 | 1449 | 1450 | 1451 | 1452 | 1453 | 1454 | 1455 | 1456 | 1457 | 1458 | 1459 | 1460 | 1461 | 1462 | 1463 | 1464 | 1465 | 1466 | 1467 | 1468 | 1469 | 1470 | 1471 | 1472 | 1473 | 1474 | 1475 | 1476 | 1477 | 1478 | 1479 | 1480 | 1481 | 1482 | 1483 | 1484 | 1485 | 1486 | 1487 | 1488 | 1489 | 1490 | 1491 | 1492 | 1493 | 1494 | 1495 | 1496 | 1497 | 1498 | 1499 | 1500 | 1501 | 1502 | 1503 | 1504 | 1505 | 1506 | 1507 | 1508 | 1509 | 1510 | 1511 | 1512 | 1513 | 1514 | 1515 | 1516 | 1517 | 1518 | 1519 | 1520 | 1521 | 1522 | 1523 | 1524 | 1525 | 1526 | 1527 | 1528 | 1529 | 1530 | 1531 | 1532 | 1533 | 1534 | 1535 | 1536 | 1537 | 1538 | 1539 | 1540 | 1541 | 1542 | 1543 | 1544 | 1545 | 1546 | 1547 | 1548 | 1549 | 1550 | 1551 | 1552 | 1553 | 1554 | 1555 | 1556 | 1557 | 1558 | 1559 | 1560 | 1561 | 1562 | 1563 | 1564 | 1565 | 1566 | 1567 | 1568 | 1569 | 1570 | 1571 | 1572 | 1573 | 1574 | 1575 | 1576 | 1577 | 1578 | 1579 | 1580 | 1581 | 1582 | 1583 | 1584 | 1585 | 1586 | 1587 | 1588 | 1589 | 1590 | 1591 | 1592 | 1593 | 1594 | 1595 | 1596 | 1597 | 1598 | 1599 | 1600 | 1601 | 1602 | 1603 | 1604 | 1605 | 1606 | 1607 | 1608 | 1609 | 1610 | 1611 | 1612 | 1613 | 1614 | 1615 | 1616 | 1617 | 1618 | 1619 | 1620 | 1621 | 1622 | 1623 | 1624 | 1625 | 1626 | 1627 | 1628 | 1629 | 1630 | 1631 | 1632 | 1633 | 1634 | 1635 | 1636 | 1637 | 1638 | 1639 | 1640 | 1641 | 1642 | 1643 | 1644 | 1645 | 1646 | 1647 | 1648 | 1649 | 1650 | 1651 | 1652 | 1653 | 1654 | 1655 | 1656 | 1657 | 1658 | 1659 | 1660 | 1661 | 1662 | 1663 | 1664 | 1665 | 1666 | 1667 | 1668 | 1669 | 1670 | 1671 | 1672 | 1673 | 1674 | 1675 | 1676 | 1677 | 1678 | 1679 | 1680 | 1681 | 1682 | 1683 | 1684 | 1685 | 1686 | 1687 | 1688 | 1689 | 1690 | 1691 | 1692 | 1693 | 1694 | 1695 | 1696 | 1697 | 1698 | 1699 | 1700 | 1701 | 1702 | 1703 | 1704 | 1705 | 1706 | 1707 | 1708 | 1709 | 1710 | 1711 | 1712 | 1713 | 1714 | 1715 | 1716 | 1717 | 1718 | 1719 | 1720 | 1721 | 1722 | 1723 | 1724 | 1725 | 1726 | 1727 | 1728 | 1729 | 1730 | 1731 | 1732 | 1733 | 1734 | 1735 | 1736 | 1737 | 1738 | 1739 | 1740 | 1741 | 1742 | 1743 | 1744 | 1745 | 1746 | 1747 | 1748 | 1749 | 1750 | 1751 | 1752 | 1753 | 1754 | 1755 | 1756 | 1757 | 1758 | 1759 | 1760 | 1761 | 1762 | 1763 | 1764 | 1765 | 1766 | 1767 | 1768 | 1769 | 1770 | 1771 | 1772 | 1773 | 1774 | 1775 | 1776 | 1777 | 1778 | 1779 | 1780 | 1781 | 1782 | 1783 | 1784 | 1785 | 1786 | 1787 | 1788 | 1789 | 1790 | 1791 | 1792 | 1793 | 1794 | 1795 | 1796 | 1797 | 1798 | 1799 | 1800 | 1801 | 1802 | 1803 | 1804 | 1805 | 1806 | 1807 | 1808 | 1809 | 1810 | 1811 | 1812 | 1813 | 1814 | 1815 | 1816 | 1817 | 1818 | 1819 | 1820 | 1821 | 1822 | 1823 | 1824 | 1825 | 1826 | 1827 | 1828 | 1829 | 1830 | 1831 | 1832 | 1833 | 1834 | 1835 | 1836 | 1837 | 1838 | 1839 | 1840 | 1841 | 1842 | 1843 | 1844 | 1845 | 1846 | 1847 | 1848 | 1849 | 1850 | 1851 | 1852 | 1853 | 1854 | 1855 | 1856 | 1857 | 1858 | 1859 | 1860 | 1861 | 1862 | 1863 | 1864 | 1865 | 1866 | 1867 | 1868 | 1869 | 1870 | 1871 | 1872 | 1873 | 1874 | 1875 | 1876 | 1877 | 1878 | 1879 | 1880 | 1881 | 1882 | 1883 | 1884 | 1885 | 1886 | 1887 | 1888 | 1889 | 1890 | 1891 | 1892 | 1893 | 1894 | 1895 | 1896 | 1897 | 1898 | 1899 | 1900 | 1901 | 1902 | 1903 | 1904 | 1905 | 1906 | 1907 | 1908 | 1909 | 1910 | 1911 | 1912 | 1913 | 1914 | 1915 | 1916 | 1917 | 1918 | 1919 | 1920 | 1921 | 1922 | 1923 | 1924 | 1925 | 1926 | 1927 | 1928 | 1929 | 1930 | 1931 | 1932 | 1933 | 1934 | 1935 | 1936 | 1937 | 1938 | 1939 | 1940 | 1941 | 1942 | 1943 | 1944 | 1945 | 1946 | 1947 | 1948 | 1949 | 1950 | 1951 | 1952 | 1953 | 1954 | 1955 | 1956 | 1957 | 1958 | 1959 | 1960 | 1961 | 1962 | 1963 | 1964 | 1965 | 1966 | 1967 | 1968 | 1969 | 1970 | 1971 | 1972 | 1973 | 1974 | 1975 | 1976 | 1977 | 1978 | 1979 | 1980 | 1981 | 1982 | 1983 | 1984 | 1985 | 1986 | 1987 | 1988 | 1989 | 1990 | 1991 | 1992 | 1993 | 1994 | 1995 | 1996 | 1997 | 1998 | 1999 | 2000 | 2001 | 2002 | 2003 | 2004 | 2005 | 2006 | 2007 | 2008 | 2009 | 2010 | 2011 | 2012 | 2013 | 2014 | 2015 | 2016 | 2017 | 2018 | 2019 | 2020 | 2021 | 2022 | 2023 | 2024 | 2025 | 2026 | 2027 | 2028 | 2029 | 2030 | 2031 | 2032 | 2033 | 2034 | 2035 | 2036 | 2037 | 2038 | 2039 | 2040 | 2041 | 2042 | 2043 | 2044 | 2045 | 2046 | 2047 | 2048 | 2049 | 2050 | 2051 | 2052 | 2053 | 2054 | 2055 | 2056 | 2057 | 2058 | 2059 | 2060 | 2061 | 2062 | 2063 | 2064 | 2065 | 2066 | 2067 | 2068 | 2069 | 2070 | 2071 | 2072 | 2073 | 2074 | 2075 | 2076 | 2077 | 2078 | 2079 | 2080 | 2081 | 2082 | 2083 | 2084 | 2085 | 2086 | 2087 | 2088 | 2089 | 2090 | 2091 | 2092 | 2093 | 2094 | 2095 | 2096 | 2097 | 2098 | 2099 | 2100 | 2101 | 2102 | 2103 | 2104 | 2105 | 2106 | 2107 | 2108 | 2109 | 2110 | 2111 | 2112 | 2113 | 2114 | 2115 | 2116 | 2117 | 2118 | 2119 | 2120 | 2121 | 2122 | 2123 | 2124 | 2125 | 2126 | 2127 | 2128 | 2129 | 2130 | 2131 | 2132 | 2133 | 2134 | 2135 | 2136 | 2137 | 2138 | 2139 | 2140 | 2141 | 2142 | 2143 | 2144 | 2145 | 2146 | 2147 | 2148 | 2149 | 2150 | 2151 | 2152 | 2153 | 2154 | 2155 | 2156 | 2157 | 2158 | 2159 | 2160 | 2161 | 2162 | 2163 | 2164 | 2165 | 2166 | 2167 | 2168 | 2169 | 2170 | 2171 | 2172 | 2173 | 2174 | 2175 | 2176 | 2177 | 2178 | 2179 | 2180 | 2181 | 2182 | 2183 | 2184 | 2185 | 2186 | 2187 | 2188 | 2189 | 2190 | 2191 | 2192 | 2193 | 2194 | 2195 | 2196 | 2197 | 2198 | 2199 | 2200 | 2201 | 2202 | 2203 | 2204 | 2205 | 2206 | 2207 | 2208 | 2209 | 2210 | 2211 | 2212 | 2213 | 2214 | 2215 | 2216 | 2217 | 2218 | 2219 | 2220 | 2221 | 2222 | 2223 | 2224 | 2225 | 2226 | 2227 | 2228 | 2229 | 2230 | 2231 | 2232 | 2233 | 2234 | 2235 | 2236 | 2237 | 2238 | 2239 | 2240 | 2241 | 2242 | 2243 | 2244 | 2245 | 2246 | 2247 | 2248 | 2249 | 2250 | 2251 | 2252 | 2253 | 2254 | 2255 | 2256 | 2257 | 2258 | 2259 | 2260 | 2261 | 2262 | 2263 | 2264 | 2265 | 2266 | 2267 | 2268 | 2269 | 2270 | 2271 | 2272 | 2273 | 2274 | 2275 | 2276 | 2277 | 2278 | 2279 | 2280 | 2281 | 2282 | 2283 | 2284 | 2285 | 2286 | 2287 | 2288 | 2289 | 2290 | 2291 | 2292 | 2293 | 2294 | 2295 | 2296 | 2297 | 2298 | 2299 | 2300 | 2301 | 2302 | 2303 | 2304 | 2305 | 2306 | 2307 | 2308 | 2309 | 2310 | 2311 | 2312 | 2313 | 2314 | 2315 | 2316 | 2317 | 2318 | 2319 | 2320 | 2321 | 2322 | 2323 | 2324 | 2325 | 2326 | 2327 | 2328 | 2329 | 2330 | 2331 | 2332 | 2333 | 2334 | 2335 | 2336 | 2337 | 2338 | 2339 | 2340 | 2341 | 2342 | 2343 | 2344 | 2345 | 2346 | 2347 | 2348 | 2349 | 2350 | 2351 | 2352 | 2353 | 2354 | 2355 | 2356 | 2357 | 2358 | 2359 | 2360 | 2361 | 2362 | 2363 | 2364 | 2365 | 2366 | 2367 | 2368 | 2369 | 2370 | 2371 | 2372 | 2373 | 2374 | 2375 | 2376 | 2377 | 2378 | 2379 | 2380 | 2381 | 2382 | 2383 | 2384 | 2385 | 2386 | 2387 | 2388 | 2389 | 2390 | 2391 | 2392 | 2393 | 2394 | 2395 | 2396 | 2397 | 2398 | 2399 | 2400 | 2401 | 2402 | 2403 | 2404 | 2405 | 2406 | 2407 | 2408 | 2409 | 2410 | 2411 | 2412 | 2413 | 2414 | 2415 | 2416 | 2417 | 2418 | 2419 | 2420 | 2421 | 2422 | 2423 | 2424 | 2425 | 2426 | 2427 | 2428 | 2429 | 2430 | 2431 | 2432 | 2433 | 2434 | 2435 | 2436 | 2437 | 2438 | 2439 | 2440 | 2441 | 2442 | 2443 | 2444 | 2445 | 2446 | 2447 | 2448 | 2449 | 2450 | 2451 | 2452 | 2453 | 2454 | 2455 | 2456 | 2457 | 2458 | 2459 | 2460 | 2461 | 2462 | 2463 | 2464 | 2465 | 2466 | 2467 | 2468 | 2469 | 2470 | 2471 | 2472 | 2473 | 2474 | 2475 | 2476 | 2477 | 2478 | 2479 | 2480 | 2481 | 2482 | 2483 | 2484 | 2485 | 2486 | 2487 | 2488 | 2489 | 2490 | 2491 | 2492 | 2493 | 2494 | 2495 | 2496 | 2497 | 2498 | 2499 | 2500 | 2501 | 2502 | 2503 | 2504 | 2505 | 2506 | 2507 | 2508 | 2509 | 2510 | 2511 | 2512 | 2513 | 2514 | 2515 | 2516 | 2517 | 2518 | 2519 | 2520 | 2521 | 2522 | 2523 | 2524 | 2525 | 2526 | 2527 | 2528 | 2529 | 2530 | 2531 | 2532 | 2533 | 2534 | 2535 | 2536 | 2537 | 2538 | 2539 | 2540 | 2541 | 2542 | 2543 | 2544 | 2545 | 2546 | 2547 | 2548 | 2549 | 2550 | 2551 | 2552 | 2553 | 2554 | 2555 | 2556 | 2557 | 2558 | 2559 | 2560 | 2561 | 2562 | 2563 | 2564 | 2565 | 2566 | 2567 | 2568 | 2569 | 2570 | 2571 | 2572 | 2573 | 2574 | 2575 | 2576 | 2577 | 2578 | 2579 | 2580 | 2581 | 2582 | 2583 | 2584 | 2585 | 2586 | 2587 | 2588 | 2589 | 2590 | 2591 | 2592 | 2593 | 2594 | 2595 | 2596 | 2597 | 2598 | 2599 | 2600 | 2601 | 2602 | 2603 | 2604 | 2605 | 2606 | 2607 | 2608 | 2609 | 2610 | 2611 | 2612 | 2613 | 2614 | 2615 | 2616 | 2617 | 2618 | 2619 | 2620 | 2621 | 2622 | 2623 | 2624 | 2625 | 2626 | 2627 | 2628 | 2629 | 2630 | 2631 | 2632 | 2633 | 2634 | 2635 | 2636 | 2637 | 2638 | 2639 | 2640 | 2641 | 2642 | 2643 | 2644 | 2645 | 2646 | 2647 | 2648 | 2649 | 2650 | 2651 | 2652 | 2653 | 2654 | 2655 | 2656 | 2657 | 2658 | 2659 | 2660 | 2661 | 2662 | 2663 | 2664 | 2665 | 2666 | 2667 | 2668 | 2669 | 2670 | 2671 | 2672 | 2673 | 2674 | 2675 | 2676 | 2677 | 2678 | 2679 | 2680 | 2681 | 2682 | 2683 | 2684 | 2685 | 2686 | 2687 | 2688 | 2689 | 2690 | 2691 | 2692 | 2693 | 2694 | 2695 | 2696 | 2697 | 2698 | 2699 | 2700 | 2701 | 2702 | 2703 | 2704 | 2705 | 2706 | 2707 | 2708 | 2709 | 2710 | 2711 | 2712 | 2713 | 2714 | 2715 | 2716 | 2717 | 2718 | 2719 | 2720 | 2721 | 2722 | 2723 | 2724 | 2725 | 2726 | 2727 | 2728 | 2729 | 2730 | 2731 | 2732 | 2733 | 2734 | 2735 | 2736 | 2737 | 2738 | 2739 | 2740 | 2741 | 2742 | 2743 | 2744 | 2745 | 2746 | 2747 | 2748 | 2749 | 2750 | 2751 | 2752 | 2753 | 2754 | 2755 | 2756 | 2757 | 2758 | 2759 | 2760 | 2761 | 2762 | 2763 | 2764 | 2765 | 2766 | 2767 | 2768 | 2769 | 2770 | 2771 | 2772 | 2773 | 2774 | 2775 | 2776 | 2777 | 2778 | 2779 | 2780 | 2781 | 2782 | 2783 | 2784 | 2785 | 2786 | 2787 | 2788 | 2789 | 2790 | 2791 | 2792 | 2793 | 2794 | 2795 | 2796 | 2797 | 2798 | 2799 | 2800 | 2801 | 2802 | 2803 | 2804 | 2805 | 2806 | 2807 | 2808 | 2809 | 2810 | 2811 | 2812 | 2813 | 2814 | 2815 | 2816 | 2817 | 2818 | 2819 | 2820 | 2821 | 2822 | 2823 | 2824 | 2825 | 2826 | 2827 | 2828 | 2829 | 2830 | 2831 | 2832 | 2833 | 2834 | 2835 | 2836 | 2837 | 2838 | 2839 | 2840 | 2841 | 2842 | 2843 | 2844 | 2845 | 2846 | 2847 | 2848 | 2849 | 2850 | 2851 | 2852 | 2853 | 2854 | 2855 | 2856 | 2857 | 2858 | 2859 | 2860 | 2861 | 2862 | 2863 | 2864 | 2865 | 2866 | 2867 | 2868 | 2869 | 2870 | 2871 | 2872 | 2873 | 2874 | 2875 | 2876 | 2877 | 2878 | 2879 | 2880 | 2881 | 2882 | 2883 | 2884 | 2885 | 2886 | 2887 | 2888 | 2889 | 2890 | 2891 | 2892 | 2893 | 2894 | 2895 | 2896 | 2897 | 2898 | 2899 | 2900 | 2901 | 2902 | 2903 | 2904 | 2905 | 2906 | 2907 | 2908 | 2909 | 2910 | 2911 | 2912 | 2913 | 2914 | 2915 | 2916 | 2917 | 2918 | 2919 | 2920 | 2921 | 2922 | 2923 | 2924 | 2925 | 2926 | 2927 | 2928 | 2929 | 2930 | 2931 | 2932 | 2933 | 2934 | 2935 | 2936 | 2937 | 2938 | 2939 | 2940 | 2941 | 2942 | 2943 | 2944 | 2945 | 2946 | 2947 | 2948 | 2949 | 2950 | 2951 | 2952 | 2953 | 2954 | 2955 | 2956 | 2957 | 2958 | 2959 | 2960 | 2961 | 2962 | 2963 | 2964 | 2965 | 2966 | 2967 | 2968 | 2969 | 2970 | 2971 | 2972 | 2973 | 2974 | 2975 | 2976 | 2977 | 2978 | 2979 | 2980 | 2981 | 2982 | 2983 | 2984 | 2985 | 2986 | 2987 | 2988 | 2989 | 2990 | 2991 | 2992 | 2993 | 2994 | 2995 | 2996 | 2997 | 2998 | 2999 | 3000 | 3001 | 3002 | 3003 | 3004 | 3005 | 3006 | 3007 | 3008 | 3009 | 3010 | 3011 | 3012 | 3013 | 3014 | 3015 | 3016 | 3017 | 3018 | 3019 | 3020 | 3021 | 3022 | 3023 | 3024 | 3025 | 3026 | 3027 | 3028 | 3029 | 3030 | 3031 | 3032 | 3033 | 3034 | 3035 | 3036 | 3037 | 3038 | 3039 | 3040 | 3041 | 3042 | 3043 | 3044 | 3045 | 3046 | 3047 | 3048 | 3049 | 3050 | 3051 | 3052 | 3053 | 3054 | 3055 | 3056 | 3057 | 3058 | 3059 | 3060 | 3061 | 3062 | 3063 | 3064 | 3065 | 3066 | 3067 | 3068 | 3069 | 3070 | 3071 | 3072 | 3073 | 3074 | 3075 | 3076 | 3077 | 3078 | 3079 | 3080 | 3081 | 3082 | 3083 | 3084 | 3085 | 3086 | 3087 | 3088 | 3089 | 3090 | 3091 | 3092 | 3093 | 3094 | 3095 | 3096 | 3097 | 3098 | 3099 | 3100 | 3101 | 3102 | 3103 | 3104 | 3105 | 3106 | 3107 | 3108 | 3109 | 3110 | 3111 | 3112 | 3113 | 3114 | 3115 | 3116 | 3117 | 3118 | 3119 | 3120 | 3121 | 3122 | 3123 | 3124 | 3125 | 3126 | 3127 | 3128 | 3129 | 3130 | 3131 | 3132 | 3133 | 3134 | 3135 | 3136 | 3137 | 3138 | 3139 | 3140 | 3141 | 3142 | 3143 | 3144 | 3145 | 3146 | 3147 | 3148 | 3149 | 3150 | 3151 | 3152 | 3153 | 3154 | 3155 | 3156 | 3157 | 3158 | 3159 | 3160 | 3161 | 3162 | 3163 | 3164 | 3165 | 3166 | 3167 | 3168 | 3169 | 3170 | 3171 | 3172 | 3173 | 3174 | 3175 | 3176 | 3177 | 3178 | 3179 | 3180 | 3181 | 3182 | 3183 | 3184 | 3185 | 3186 | 3187 | 3188 | 3189 | 3190 | 3191 | 3192 | 3193 | 3194 | 3195 | 3196 | 3197 | 3198 | 3199 | 3200 | 3201 | 3202 | 3203 | 3204 | 3205 | 3206 | 3207 | 3208 | 3209 | 3210 | 3211 | 3212 | 3213 | 3214 | 3215 | 3216 | 3217 | 3218 | 3219 | 3220 | 3221 | 3222 | 3223 | 3224 | 3225 | 3226 | 3227 | 3228 | 3229 | 3230 | 3231 | 3232 | 3233 | 3234 | 3235 | 3236 | 3237 | 3238 | 3239 | 3240 | 3241 | 3242 | 3243 | 3244 | 3245 | 3246 | 3247 | 3248 | 3249 | 3250 | 3251 | 3252 | 3253 | 3254 | 3255 | 3256 | 3257 | 3258 | 3259 | 3260 | 3261 | 3262 | 3263 | 3264 | 3265 | 3266 | 3267 | 3268 | 3269 | 3270 | 3271 | 3272 | 3273 | 3274 | 3275 | 3276 | 3277 | 3278 | 3279 | 3280 | 3281 | 3282 | 3283 | 3284 | 3285 | 3286 | 3287 | 3288 | 3289 | 3290 | 3291 | 3292 | 3293 | 3294 | 3295 | 3296 | 3297 | 3298 | 3299 | 3300 | 3301 | 3302 | 3303 | 3304 | 3305 | 3306 | 3307 | 3308 | 3309 | 3310 | 3311 | 3312 | 3313 | 3314 | 3315 | 3316 | 3317 | 3318 | 3319 | 3320 | 3321 | 3322 | 3323 | 3324 | 3325 | 3326 | 3327 | 3328 | 3329 | 3330 | 3331 | 3332 | 3333 | 3334 | 3335 | 3336 | 3337 | 3338 | 3339 | 3340 | 3341 | 3342 | 3343 | 3344 | 3345 | 3346 | 3347 | 3348 | 3349 | 3350 | 3351 | 3352 | 3353 | 3354 | 3355 | 3356 | 3357 | 3358 | 3359 | 3360 | 3361 | 3362 | 3363 | 3364 | 3365 | 3366 | 3367 | 3368 | 3369 | 3370 | 3371 | 3372 | 3373 | 3374 | 3375 | 3376 | 3377 | 3378 | 3379 | 3380 | 3381 | 3382 | 3383 | 3384 | 3385 | 3386 | 3387 | 3388 | 3389 | 3390 | 3391 | 3392 | 3393 | 3394 | 3395 | 3396 | 3397 | 3398 | 3399 | 3400 | 3401 | 3402 | 3403 | 3404 | 3405 | 3406 | 3407 | 3408 | 3409 | 3410 | 3411 | 3412 | 3413 | 3414 | 3415 | 3416 | 3417 | 3418 | 3419 | 3420 | 3421 | 3422 | 3423 | 3424 | 3425 | 3426 | 3427 | 3428 | 3429 | 3430 | 3431 | 3432 | 3433 | 3434 | 3435 | 3436 | 3437 | 3438 | 3439 | 3440 | 3441 | 3442 | 3443 | 3444 | 3445 | 3446 | 3447 | 3448 | 3449 | 3450 | 3451 | 3452 | 3453 | 3454 | 3455 | 3456 | 3457 | 3458 | 3459 | 3460 | 3461 | 3462 | 3463 | 3464 | 3465 | 3466 | 3467 | 3468 | 3469 | 3470 | 3471 | 3472 | 3473 | 3474 | 3475 | 3476 | 3477 | 3478 | 3479 | 3480 | 3481 | 3482 | 3483 | 3484 | 3485 | 3486 | 3487 | 3488 | 3489 | 3490 | 3491 | 3492 | 3493 | 3494 | 3495 | 3496 | 3497 | 3498 | 3499 | 3500 | 3501 | 3502 | 3503 | 3504 | 3505 | 3506 | 3507 | 3508 | 3509 | 3510 | 3511 | 3512 | 3513 | 3514 | 3515 | 3516 | 3517 | 3518 | 3519 | 3520 | 3521 | 3522 | 3523 | 3524 | 3525 | 3526 | 3527 | 3528 | 3529 | 3530 | 3531 | 3532 | 3533 | 3534 | 3535 | 3536 | 3537 | 3538 | 3539 | 3540 | 3541 | 3542 | 3543 | 3544 | 3545 | 3546 | 3547 | 3548 | 3549 | 3550 | 3551 | 3552 | 3553 | 3554 | 3555 | 3556 | 3557 | 3558 | 3559 | 3560 | 3561 | 3562 | 3563 | 3564 | 3565 | 3566 | 3567 | 3568 | 3569 | 3570 | 3571 | 3572 | 3573 | 3574 | 3575 | 3576 | 3577 | 3578 | 3579 | 3580 | 3581 | 3582 | 3583 | 3584 | 3585 | 3586 | 3587 | 3588 | 3589 | 3590 | 3591 | 3592 | 3593 | 3594 | 3595 | 3596 | 3597 | 3598 | 3599 | 3600 | 3601 | 3602 | 3603 | 3604 | 3605 | 3606 | 3607 | 3608 | 3609 | 3610 | 3611 | 3612 | 3613 | 3614 | 3615 | 3616 | 3617 | 3618 | 3619 | 3620 | 3621 | 3622 | 3623 | 3624 | 3625 | 3626 | 3627 | 3628 | 3629 | 3630 | 3631 | 3632 | 3633 | 3634 | 3635 | 3636 | 3637 | 3638 | 3639 | 3640 | 3641 | 3642 | 3643 | 3644 | 3645 | 3646 | 3647 | 3648 | 3649 | 3650 | 3651 | 3652 | 3653 | 3654 | 3655 | 3656 | 3657 | 3658 | 3659 | 3660 | 3661 | 3662 | 3663 | 3664 | 3665 | 3666 | 3667 | 3668 | 3669 | 3670 | 3671 | 3672 | 3673 | 3674 | 3675 | 3676 | 3677 | 3678 | 3679 | 3680 | 3681 | 3682 | 3683 | 3684 | 3685 | 3686 | 3687 | 3688 | 3689 | 3690 | 3691 | 3692 | 3693 | 3694 | 3695 | 3696 | 3697 | 3698 | 3699 | 3700 | 3701 | 3702 | 3703 | 3704 | 3705 | 3706 | 3707 | 3708 | 3709 | 3710 | 3711 | 3712 | 3713 | 3714 | 3715 | 3716 | 3717 | 3718 | 3719 | 3720 | 3721 | 3722 | 3723 | 3724 | 3725 | 3726 | 3727 | 3728 | 3729 | 3730 | 3731 | 3732 | 3733 | 3734 | 3735 | 3736 | 3737 | 3738 | 3739 | 3740 | 3741 | 3742 | 3743 | 3744 | 3745 | 3746 | 3747 | 3748 | 3749 | 3750 | 3751 | 3752 | 3753 | 3754 | 3755 | 3756 | 3757 | 3758 | 3759 | 3760 | 3761 | 3762 | 3763 | 3764 | 3765 | 3766 | 3767 | 3768 | 3769 | 3770 | 3771 | 3772 | 3773 | 3774 | 3775 | 3776 | 3777 | 3778 | 3779 | 3780 | 3781 | 3782 | 3783 | 3784 | 3785 | 3786 | 3787 | 3788 | 3789 | 3790 | 3791 | 3792 | 3793 | 3794 | 3795 | 3796 | 3797 | 3798 | 3799 | 3800 | 3801 | 3802 | 3803 | 3804 | 3805 | 3806 | 3807 | 3808 | 3809 | 3810 | 3811 | 3812 | 3813 | 3814 | 3815 | 3816 | 3817 | 3818 | 3819 | 3820 | 3821 | 3822 | 3823 | 3824 | 3825 | 3826 | 3827 | 3828 | 3829 | 3830 | 3831 | 3832 | 3833 | 3834 | 3835 | 3836 | 3837 | 3838 | 3839 | 3840 | 3841 | 3842 | 3843 | 3844 | 3845 | 3846 | 3847 | 3848 | 3849 | 3850 | 3851 | 3852 | 3853 | 3854 | 3855 | 3856 | 3857 | 3858 | 3859 | 3860 | 3861 | 3862 | 3863 | 3864 | 3865 | 3866 | 3867 | 3868 | 3869 | 3870 | 3871 | 3872 | 3873 | 3874 | 3875 | 3876 | 3877 | 3878 | 3879 | 3880 | 3881 | 3882 | 3883 | 3884 | 3885 | 3886 | 3887 | 3888 | 3889 | 3890 | 3891 | 3892 | 3893 | 3894 | 3895 | 3896 | 3897 | 3898 | 3899 | 3900 | 3901 | 3902 | 3903 | 3904 | 3905 | 3906 | 3907 | 3908 | 3909 | 3910 | 3911 | 3912 | 3913 | 3914 | 3915 | 3916 | 3917 | 3918 | 3919 | 3920 | 3921 | 3922 | 3923 | 3924 | 3925 | 3926 | 3927 | 3928 | 3929 | 3930 | 3931 | 3932 | 3933 | 3934 | 3935 | 3936 | 3937 | 3938 | 3939 | 3940 | 3941 | 3942 | 3943 | 3944 | 3945 | 3946 | 3947 | 3948 | 3949 | 3950 | 3951 | 3952 | 3953 | 3954 | 3955 | 3956 | 3957 | 3958 | 3959 | 3960 | 3961 | 3962 | 3963 | 3964 | 3965 | 3966 | 3967 | 3968 | 3969 | 3970 | 3971 | 3972 | 3973 | 3974 | 3975 | 3976 | 3977 | 3978 | 3979 | 3980 | 3981 | 3982 | 3983 | 3984 | 3985 | 3986 | 3987 | 3988 | 3989 | 3990 | 3991 | 3992 | 3993 | 3994 | 3995 | 3996 | 3997 | 3998 | 3999 | 4000 | 4001 | 4002 | 4003 | 4004 | 4005 | 4006 | 4007 | 4008 | 4009 | 4010 | 4011 | 4012 | 4013 | 4014 | 4015 | 4016 | 4017 | 4018 | 4019 | 4020 | 4021 | 4022 | 4023 | 4024 | 4025 | 4026 | 4027 | 4028 | 4029 | 4030 | 4031 | 4032 | 4033 | 4034 | 4035 | 4036 | 4037 | 4038 | 4039 | 4040 | 4041 | 4042 | 4043 | 4044 | 4045 | 4046 | 4047 | 4048 | 4049 | 4050 | 4051 | 4052 | 4053 | 4054 | 4055 | 4056 | 4057 | 4058 | 4059 | 4060 | 4061 | 4062 | 4063 | 4064 | 4065 | 4066 | 4067 | 4068 | 4069 | 4070 | 4071 | 4072 | 4073 | 4074 | 4075 | 4076 | 4077 | 4078 | 4079 | 4080 | 4081 | 4082 | 4083 | 4084 | 4085 | 4086 | 4087 | 4088 | 4089 | 4090 | 4091 | 4092 | 4093 | 4094 | 4095 | 4096 | 4097 | 4098 | 4099 | 4100 | 4101 | 4102 | 4103 | 4104 | 4105 | 4106 | 4107 | 4108 | 4109 | 4110 | 4111 | 4112 | 4113 | 4114 | 4115 | 4116 | 4117 | 4118 | 4119 | 4120 | 4121 | 4122 | 4123 | 4124 | 4125 | 4126 | 4127 | 4128 | 4129 | 4130 | 4131 | 4132 | 4133 | 4134 | 4135 | 4136 | 4137 | 4138 | 4139 | 4140 | 4141 | 4142 | 4143 | 4144 | 4145 | 4146 | 4147 | 4148 | 4149 | 4150 | 4151 | 4152 | 4153 | 4154 | 4155 | 4156 | 4157 | 4158 | 4159 | 4160 | 4161 | 4162 | 4163 | 4164 | 4165 | 4166 | 4167 | 4168 | 4169 | 4170 | 4171 | 4172 | 4173 | 4174 | 4175 | 4176 | 4177 | 4178 | 4179 | 4180 | 4181 | 4182 | 4183 | 4184 | 4185 | 4186 | 4187 | 4188 | 4189 | 4190 | 4191 | 4192 | 4193 | 4194 | 4195 | 4196 | 4197 | 4198 | 4199 | 4200 | 4201 | 4202 | 4203 | 4204 | 4205 | 4206 | 4207 | 4208 | 4209 | 4210 | 4211 | 4212 | 4213 | 4214 | 4215 | 4216 | 4217 | 4218 | 4219 | 4220 | 4221 | 4222 | 4223 | 4224 | 4225 | 4226 | 4227 | 4228 | 4229 | 4230 | 4231 | 4232 | 4233 | 4234 | 4235 | 4236 | 4237 | 4238 | 4239 | 4240 | 4241 | 4242 | 4243 | 4244 | 4245 | 4246 | 4247 | 4248 | 4249 | 4250 | 4251 | 4252 | 4253 | 4254 | 4255 | 4256 | 4257 | 4258 | 4259 | 4260 | 4261 | 4262 | 4263 | 4264 | 4265 | 4266 | 4267 | 4268 | 4269 | 4270 | 4271 | 4272 | 4273 | 4274 | 4275 | 4276 | 4277 | 4278 | 4279 | 4280 | 4281 | 4282 | 4283 | 4284 | 4285 | 4286 | 4287 | 4288 | 4289 | 4290 | 4291 | 4292 | 4293 | 4294 | 4295 | 4296 | 4297 | 4298 | 4299 | 4300 | 4301 | 4302 | 4303 | 4304 | 4305 | 4306 | 4307 | 4308 | 4309 | 4310 | 4311 | 4312 | 4313 | 4314 | 4315 | 4316 | 4317 | 4318 | 4319 | 4320 | 4321 | 4322 | 4323 | 4324 | 4325 | 4326 | 4327 | 4328 | 4329 | 4330 | 4331 | 4332 | 4333 | 4334 | 4335 | 4336 | 4337 | 4338 | 4339 | 4340 | 4341 | 4342 | 4343 | 4344 | 4345 | 4346 | 4347 | 4348 | 4349 | 4350 | 4351 | 4352 | 4353 | 4354 | 4355 | 4356 | 4357 | 4358 | 4359 | 4360 | 4361 | 4362 | 4363 | 4364 | 4365 | 4366 | 4367 | 4368 | 4369 | 4370 | 4371 | 4372 | 4373 | 4374 | 4375 | 4376 | 4377 | 4378 | 4379 | 4380 | 4381 | 4382 | 4383 | 4384 | 4385 | 4386 | 4387 | 4388 | 4389 | 4390 | 4391 | 4392 | 4393 | 4394 | 4395 | 4396 | 4397 | 4398 | 4399 | 4400 | 4401 | 4402 | 4403 | 4404 | 4405 | 4406 | 4407 | 4408 | 4409 | 4410 | 4411 | 4412 | 4413 | 4414 | 4415 | 4416 | 4417 | 4418 | 4419 | 4420 | 4421 | 4422 | 4423 | 4424 | 4425 | 4426 | 4427 | 4428 | 4429 | 4430 | 4431 | 4432 | 4433 | 4434 | 4435 | 4436 | 4437 | 4438 | 4439 | 4440 | 4441 | 4442 | 4443 | 4444 | 4445 | 4446 | 4447 | 4448 | 4449 | 4450 | 4451 | 4452 | 4453 | 4454 | 4455 | 4456 | 4457 | 4458 | 4459 | 4460 | 4461 | 4462 | 4463 | 4464 | 4465 | 4466 | 4467 | 4468 | 4469 | 4470 | 4471 | 4472 | 4473 | 4474 | 4475 | 4476 | 4477 | 4478 | 4479 | 4480 | 4481 | 4482 | 4483 | 4484 | 4485 | 4486 | 4487 | 4488 | 4489 | 4490 | 4491 | 4492 | 4493 | 4494 | 4495 | 4496 | 4497 | 4498 | 4499 | 4500 | 4501 | 4502 | 4503 | 4504 | 4505 | 4506 | 4507 | 4508 | 4509 | 4510 | 4511 | 4512 | 4513 | 4514 | 4515 | 4516 | 4517 | 4518 | 4519 | 4520 | 4521 | 4522 | 4523 | 4524 | 4525 | 4526 | 4527 | 4528 | 4529 | 4530 | 4531 | 4532 | 4533 | 4534 | 4535 | 4536 | 4537 | 4538 | 4539 | 4540 | 4541 | 4542 | 4543 | 4544 | 4545 | 4546 | 4547 | 4548 | 4549 | 4550 | 4551 | 4552 | 4553 | 4554 | 4555 | 4556 | 4557 | 4558 | 4559 | 4560 | 4561 | 4562 | 4563 | 4564 | 4565 | 4566 | 4567 | 4568 | 4569 | 4570 | 4571 | 4572 | 4573 | 4574 | 4575 | 4576 | 4577 | 4578 | 4579 | 4580 | 4581 | 4582 | 4583 | 4584 | 4585 | 4586 | 4587 | 4588 | 4589 | 4590 | 4591 | 4592 | 4593 | 4594 | 4595 | 4596 | 4597 | 4598 | 4599 | 4600 | 4601 | 4602 | 4603 | 4604 | 4605 | 4606 | 4607 | 4608 | 4609 | 4610 | 4611 | 4612 | 4613 | 4614 | 4615 | 4616 | 4617 | 4618 | 4619 | 4620 | 4621 | 4622 | 4623 | 4624 | 4625 | 4626 | 4627 | 4628 | 4629 | 4630 | 4631 | 4632 | 4633 | 4634 | 4635 | 4636 | 4637 | 4638 | 4639 | 4640 | 4641 | 4642 | 4643 | 4644 | 4645 | 4646 | 4647 | 4648 | 4649 | 4650 | 4651 | 4652 | 4653 | 4654 | 4655 | 4656 | 4657 | 4658 | 4659 | 4660 | 4661 | 4662 | 4663 | 4664 | 4665 | 4666 | 4667 | 4668 | 4669 | 4670 | 4671 | 4672 | 4673 | 4674 | 4675 | 4676 | 4677 | 4678 | 4679 | 4680 | 4681 | 4682 | 4683 | 4684 | 4685 | 4686 | 4687 | 4688 | 4689 | 4690 | 4691 | 4692 | 4693 | 4694 | 4695 | 4696 | 4697 | 4698 | 4699 | 4700 | 4701 | 4702 | 4703 | 4704 | 4705 | 4706 | 4707 | 4708 | 4709 | 4710 | 4711 | 4712 | 4713 | 4714 | 4715 | 4716 | 4717 | 4718 | 4719 | 4720 | 4721 | 4722 | 4723 | 4724 | 4725 | 4726 | 4727 | 4728 | 4729 | 4730 | 4731 | 4732 | 4733 | 4734 | 4735 | 4736 | 4737 | 4738 | 4739 | 4740 | 4741 | 4742 | 4743 | 4744 | 4745 | 4746 | 4747 | 4748 | 4749 | 4750 | 4751 | 4752 | 4753 | 4754 | 4755 | 4756 | 4757 | 4758 | 4759 | 4760 | 4761 | 4762 | 4763 | 4764 | 4765 | 4766 | 4767 | 4768 | 4769 | 4770 | 4771 | 4772 | 4773 | 4774 | 4775 | 4776 | 4777 | 4778 | 4779 | 4780 | 4781 | 4782 | 4783 | 4784 | 4785 | 4786 | 4787 | 4788 | 4789 | 4790 | 4791 | 4792 | 4793 | 4794 | 4795 | 4796 | 4797 | 4798 | 4799 | 4800 | 4801 | 4802 | 4803 | 4804 | 4805 | 4806 | 4807 | 4808 | 4809 | 4810 | 4811 | 4812 | 4813 | 4814 | 4815 | 4816 | 4817 | 4818 | 4819 | 4820 | 4821 | 4822 | 4823 | 4824 | 4825 | 4826 | 4827 | 4828 | 4829 | 4830 | 4831 | 4832 | 4833 | 4834 | 4835 | 4836 | 4837 | 4838 | 4839 | 4840 | 4841 | 4842 | 4843 | 4844 | 4845 | 4846 | 4847 | 4848 | 4849 | 4850 | 4851 | 4852 | 4853 | 4854 | 4855 | 4856 | 4857 | 4858 | 4859 | 4860 | 4861 | 4862 | 4863 | 4864 | 4865 | 4866 | 4867 | 4868 | 4869 | 4870 | 4871 | 4872 | 4873 | 4874 | 4875 | 4876 | 4877 | 4878 | 4879 | 4880 | 4881 | 4882 | 4883 | 4884 | 4885 | 4886 | 4887 | 4888 | 4889 | 4890 | 4891 | 4892 | 4893 | 4894 | 4895 | 4896 | 4897 | 4898 | 4899 | 4900 | 4901 | 4902 | 4903 | 4904 | 4905 | 4906 | 4907 | 4908 | 4909 | 4910 | 4911 | 4912 | 4913 | 4914 | 4915 | 4916 | 4917 | 4918 | 4919 | 4920 | 4921 | 4922 | 4923 | 4924 | 4925 | 4926 | 4927 | 4928 | 4929 | 4930 | 4931 | 4932 | 4933 | 4934 | 4935 | 4936 | 4937 | 4938 | 4939 | 4940 | 4941 | 4942 | 4943 | 4944 | 4945 | 4946 | 4947 | 4948 | 4949 | 4950 | 4951 | 4952 | 4953 | 4954 | 4955 | 4956 | 4957 | 4958 | 4959 | 4960 | 4961 | 4962 | 4963 | 4964 | 4965 | 4966 | 4967 | 4968 | 4969 | 4970 | 4971 | 4972 | 4973 | 4974 | 4975 | 4976 | 4977 | 4978 | 4979 | 4980 | 4981 | 4982 | 4983 | 4984 | 4985 | 4986 | 4987 | 4988 | 4989 | 4990 | 4991 | 4992 | 4993 | 4994 | 4995 | 4996 | 4997 | 4998 | 4999 | 5000 | 5001 | 5002 | 5003 | 5004 | 5005 | 5006 | 5007 | 5008 | 5009 | 5010 | 5011 | 5012 | 5013 | 5014 | 5015 | 5016 | 5017 | 5018 | 5019 | 5020 | 5021 | 5022 | 5023 | 5024 | 5025 | 5026 | 5027 | 5028 | 5029 | 5030 | 5031 | 5032 | 5033 | 5034 | 5035 | 5036 | 5037 | 5038 | 5039 | 5040 | 5041 | 5042 | 5043 | 5044 | 5045 | 5046 | 5047 | 5048 | 5049 | 5050 | 5051 | 5052 | 5053 | 5054 | 5055 | 5056 | 5057 | 5058 | 5059 | 5060 | 5061 | 5062 | 5063 | 5064 | 5065 | 5066 | 5067 | 5068 | 5069 | 5070 | 5071 | 5072 | 5073 | 5074 | 5075 | 5076 | 5077 | 5078 | 5079 | 5080 | 5081 | 5082 | 5083 | 5084 | 5085 | 5086 | 5087 | 5088 | 5089 | 5090 | 5091 | 5092 | 5093 | 5094 | 5095 | 5096 | 5097 | 5098 | 5099 | 5100 | 5101 | 5102 | 5103 | 5104 | 5105 | 5106 | 5107 | 5108 | 5109 | 5110 | 5111 | 5112 | 5113 | 5114 | 5115 | 5116 | 5117 | 5118 | 5119 | 5120 | 5121 | 5122 | 5123 | 5124 | 5125 | 5126 | 5127 | 5128 | 5129 | 5130 | 5131 | 5132 | 5133 | 5134 | 5135 | 5136 | 5137 | 5138 | 5139 | 5140 | 5141 | 5142 | 5143 | 5144 | 5145 | 5146 | 5147 | 5148 | 5149 | 5150 | 5151 | 5152 | 5153 | 5154 | 5155 | 5156 | 5157 | 5158 | 5159 | 5160 | 5161 | 5162 | 5163 | 5164 | 5165 | 5166 | 5167 | 5168 | 5169 | 5170 | 5171 | 5172 | 5173 | 5174 | 5175 | 5176 | 5177 | 5178 | 5179 | 5180 | 5181 | 5182 | 5183 | 5184 | 5185 | 5186 | 5187 | 5188 | 5189 | 5190 | 5191 | 5192 | 5193 | 5194 | 5195 | 5196 | 5197 | 5198 | 5199 | 5200 | 5201 | 5202 | 5203 | 5204 | 5205 | 5206 | 5207 | 5208 | 5209 | 5210 | 5211 | 5212 | 5213 | 5214 | 5215 | 5216 | 5217 | 5218 | 5219 | 5220 | 5221 | 5222 | 5223 | 5224 | 5225 | 5226 | 5227 | 5228 | 5229 | 5230 | 5231 | 5232 | 5233 | 5234 | 5235 | 5236 | 5237 | 5238 | 5239 | 5240 | 5241 | 5242 | 5243 | 5244 | 5245 | 5246 | 5247 | 5248 | 5249 | 5250 | 5251 | 5252 | 5253 | 5254 | 5255 | 5256 | 5257 | 5258 | 5259 | 5260 | 5261 | 5262 | 5263 | 5264 | 5265 | 5266 | 5267 | 5268 | 5269 | 5270 | 5271 | 5272 | 5273 | 5274 | 5275 | 5276 | 5277 | 5278 | 5279 | 5280 | 5281 | 5282 | 5283 | 5284 | 5285 | 5286 | 5287 | 5288 | 5289 | 5290 | 5291 | 5292 | 5293 | 5294 | 5295 | 5296 | 5297 | 5298 | 5299 | 5300 | 5301 | 5302 | 5303 | 5304 | 5305 | 5306 | 5307 | 5308 | 5309 | 5310 | 5311 | 5312 | 5313 | 5314 | 5315 | 5316 | 5317 | 5318 | 5319 | 5320 | 5321 | 5322 | 5323 | 5324 | 5325 | 5326 | 5327 | 5328 | 5329 | 5330 | 5331 | 5332 | 5333 | 5334 | 5335 | 5336 | 5337 | 5338 | 5339 | 5340 | 5341 | 5342 | 5343 | 5344 | 5345 | 5346 | 5347 | 5348 | 5349 | 5350 | 5351 | 5352 | 5353 | 5354 | 5355 | 5356 | 5357 | 5358 | 5359 | 5360 | 5361 | 5362 | 5363 | 5364 | 5365 | 5366 | 5367 | 5368 | 5369 | 5370 | 5371 | 5372 | 5373 | 5374 | 5375 | 5376 | 5377 | 5378 | 5379 | 5380 | 5381 | 5382 | 5383 | 5384 | 5385 | 5386 | 5387 | 5388 | 5389 | 5390 | 5391 | 5392 | 5393 | 5394 | 5395 | 5396 | 5397 | 5398 | 5399 | 5400 | 5401 | 5402 | 5403 | 5404 | 5405 | 5406 | 5407 | 5408 | 5409 | 5410 | 5411 | 5412 | 5413 | 5414 | 5415 | 5416 | 5417 | 5418 | 5419 | 5420 | 5421 | 5422 | 5423 | 5424 | 5425 | 5426 | 5427 | 5428 | 5429 | 5430 | 5431 | 5432 | 5433 | 5434 | 5435 | 5436 | 5437 | 5438 | 5439 | 5440 | 5441 | 5442 | 5443 | 5444 | 5445 | 5446 | 5447 | 5448 | 5449 | 5450 | 5451 | 5452 | 5453 | 5454 | 5455 | 5456 | 5457 | 5458 | 5459 | 5460 | 5461 | 5462 | 5463 | 5464 | 5465 | 5466 | 5467 | 5468 | 5469 | 5470 | 5471 | 5472 | 5473 | 5474 | 5475 | 5476 | 5477 | 5478 | 5479 | 5480 | 5481 | 5482 | 5483 | 5484 | 5485 | 5486 | 5487 | 5488 | 5489 | 5490 | 5491 | 5492 | 5493 | 5494 | 5495 | 5496 | 5497 | 5498 | 5499 | 5500 | 5501 | 5502 | 5503 | 5504 | 5505 | 5506 | 5507 | 5508 | 5509 | 5510 | 5511 | 5512 | 5513 | 5514 | 5515 | 5516 | 5517 | 5518 | 5519 | 5520 | 5521 | 5522 | 5523 | 5524 | 5525 | 5526 | 5527 | 5528 | 5529 | 5530 | 5531 | 5532 | 5533 | 5534 | 5535 | 5536 | 5537 | 5538 | 5539 | 5540 | 5541 | 5542 | 5543 | 5544 | 5545 | 5546 | 5547 | 5548 | 5549 | 5550 | 5551 | 5552 | 5553 | 5554 | 5555 | 5556 | 5557 | 5558 | 5559 | 5560 | 5561 | 5562 | 5563 | 5564 | 5565 | 5566 | 5567 | 5568 | 5569 | 5570 | 5571 | 5572 | 5573 | 5574 | 5575 | 5576 | 5577 | 5578 | 5579 | 5580 | 5581 | 5582 | 5583 | 5584 | 5585 | 5586 | 5587 | 5588 | 5589 | 5590 | 5591 | 5592 | 5593 | 5594 | 5595 | 5596 | 5597 | 5598 | 5599 | 5600 | 5601 | 5602 | 5603 | 5604 | 5605 | 5606 | 5607 | 5608 | 5609 | 5610 | 5611 | 5612 | 5613 | 5614 | 5615 | 5616 | 5617 | 5618 | 5619 | 5620 | 5621 | 5622 | 5623 | 5624 | 5625 | 5626 | 5627 | 5628 | 5629 | 5630 | 5631 | 5632 | 5633 | 5634 | 5635 | 5636 | 5637 | 5638 | 5639 | 5640 | 5641 | 5642 | 5643 | 5644 | 5645 | 5646 | 5647 | 5648 | 5649 | 5650 | 5651 | 5652 | 5653 | 5654 | 5655 | 5656 | 5657 | 5658 | 5659 | 5660 | 5661 | 5662 | 5663 | 5664 | 5665 | 5666 | 5667 | 5668 | 5669 | 5670 | 5671 | 5672 | 5673 | 5674 | 5675 | 5676 | 5677 | 5678 | 5679 | 5680 | 5681 | 5682 | 5683 | 5684 | 5685 | 5686 | 5687 | 5688 | 5689 | 5690 | 5691 | 5692 | 5693 | 5694 | 5695 | 5696 | 5697 | 5698 | 5699 | 5700 | 5701 | 5702 | 5703 | 5704 | 5705 | 5706 | 5707 | 5708 | 5709 | 5710 | 5711 | 5712 | 5713 | 5714 | 5715 | 5716 | 5717 | 5718 | 5719 | 5720 | 5721 | 5722 | 5723 | 5724 | 5725 | 5726 | 5727 | 5728 | 5729 | 5730 | 5731 | 5732 | 5733 | 5734 | 5735 | 5736 | 5737 | 5738 | 5739 | 5740 | 5741 | 5742 | 5743 | 5744 | 5745 | 5746 | 5747 | 5748 | 5749 | 5750 | 5751 | 5752 | 5753 | 5754 | 5755 | 5756 | 5757 | 5758 | 5759 | 5760 | 5761 | 5762 | 5763 | 5764 | 5765 | 5766 | 5767 | 5768 | 5769 | 5770 | 5771 | 5772 | 5773 | 5774 | 5775 | 5776 | 5777 | 5778 | 5779 | 5780 | 5781 | 5782 | 5783 | 5784 | 5785 | 5786 | 5787 | 5788 | 5789 | 5790 | 5791 | 5792 | 5793 | 5794 | 5795 | 5796 | 5797 | 5798 | 5799 | 5800 | 5801 | 5802 | 5803 | 5804 | 5805 | 5806 | 5807 | 5808 | 5809 | 5810 | 5811 | 5812 | 5813 | 5814 | 5815 | 5816 | 5817 | 5818 | 5819 | 5820 | 5821 | 5822 | 5823 | 5824 | 5825 | 5826 | 5827 | 5828 | 5829 | 5830 | 5831 | 5832 | 5833 | 5834 | 5835 | 5836 | 5837 | 5838 | 5839 | 5840 | 5841 | 5842 | 5843 | 5844 | 5845 | 5846 | 5847 | 5848 | 5849 | 5850 | 5851 | 5852 | 5853 | 5854 | 5855 | 5856 | 5857 | 5858 | 5859 | 5860 | 5861 | 5862 | 5863 | 5864 | 5865 | 5866 | 5867 | 5868 | 5869 | 5870 | 5871 | 5872 | 5873 | 5874 | 5875 | 5876 | 5877 | 5878 | 5879 | 5880 | 5881 | 5882 | 5883 | 5884 | 5885 | 5886 | 5887 | 5888 | 5889 | 5890 | 5891 | 5892 | 5893 | 5894 | 5895 | 5896 | 5897 | 5898 | 5899 | 5900 | 5901 | 5902 | 5903 | 5904 | 5905 | 5906 | 5907 | 5908 | 5909 | 5910 | 5911 | 5912 | 5913 | 5914 | 5915 | 5916 | 5917 | 5918 | 5919 | 5920 | 5921 | 5922 | 5923 | 5924 | 5925 | 5926 | 5927 | 5928 | 5929 | 5930 | 5931 | 5932 | 5933 | 5934 | 5935 | 5936 | 5937 | 5938 | 5939 | 5940 | 5941 | 5942 | 5943 | 5944 | 5945 | 5946 | 5947 | 5948 | 5949 | 5950 | 5951 | 5952 | 5953 | 5954 | 5955 | 5956 | 5957 | 5958 | 5959 | 5960 | 5961 | 5962 | 5963 | 5964 | 5965 | 5966 | 5967 | 5968 | 5969 | 5970 | 5971 | 5972 | 5973 | 5974 | 5975 | 5976 | 5977 | 5978 | 5979 | 5980 | 5981 | 5982 | 5983 | 5984 | 5985 | 5986 | 5987 | 5988 | 5989 | 5990 | 5991 | 5992 | 5993 | 5994 | 5995 | 5996 | 5997 | 5998 | 5999 | 6000 | 6001 | 6002 | 6003 | 6004 | 6005 | 6006 | 6007 | 6008 | 6009 | 6010 | 6011 | 6012 | 6013 | 6014 | 6015 | 6016 | 6017 | 6018 | 6019 | 6020 | 6021 | 6022 | 6023 | 6024 | 6025 | 6026 | 6027 | 6028 | 6029 | 6030 | 6031 | 6032 | 6033 | 6034 | 6035 | 6036 | 6037 | 6038 | 6039 | 6040 | 6041 | 6042 | 6043 | 6044 | 6045 | 6046 | 6047 | 6048 | 6049 | 6050 | 6051 | 6052 | 6053 | 6054 | 6055 | 6056 | 6057 | 6058 | 6059 | 6060 | 6061 | 6062 | 6063 | 6064 | 6065 | 6066 | 6067 | 6068 | 6069 | 6070 | 6071 | 6072 | 6073 | 6074 | 6075 | 6076 | 6077 | 6078 | 6079 | 6080 | 6081 | 6082 | 6083 | 6084 | 6085 | 6086 | 6087 | 6088 | 6089 | 6090 | 6091 | 6092 | 6093 | 6094 | 6095 | 6096 | 6097 | 6098 | 6099 | 6100 | 6101 | 6102 | 6103 | 6104 | 6105 | 6106 | 6107 | 6108 | 6109 | 6110 | 6111 | 6112 | 6113 | 6114 | 6115 | 6116 | 6117 | 6118 | 6119 | 6120 | 6121 | 6122 | 6123 | 6124 | 6125 | 6126 | 6127 | 6128 | 6129 | 6130 | 6131 | 6132 | 6133 | 6134 | 6135 | 6136 | 6137 | 6138 | 6139 | 6140 | 6141 | 6142 | 6143 | 6144 | 6145 | 6146 | 6147 | 6148 | 6149 | 6150 | 6151 | 6152 | 6153 | 6154 | 6155 | 6156 | 6157 | 6158 | 6159 | 6160 | 6161 | 6162 | 6163 | 6164 | 6165 | 6166 | 6167 | 6168 | 6169 | 6170 | 6171 | 6172 | 6173 | 6174 | 6175 | 6176 | 6177 | 6178 | 6179 | 6180 | 6181 | 6182 | 6183 | 6184 | 6185 | 6186 | 6187 | 6188 | 6189 | 6190 | 6191 | 6192 | 6193 | 6194 | 6195 | 6196 | 6197 | 6198 | 6199 | 6200 | 6201 | 6202 | 6203 | 6204 | 6205 | 6206 | 6207 | 6208 | 6209 | 6210 | 6211 | 6212 | 6213 | 6214 | 6215 | 6216 | 6217 | 6218 | 6219 | 6220 | 6221 | 6222 | 6223 | 6224 | 6225 | 6226 | 6227 | 6228 | 6229 | 6230 | 6231 | 6232 | 6233 | 6234 | 6235 | 6236 | 6237 | 6238 | 6239 | 6240 | 6241 | 6242 | 6243 | 6244 | 6245 | 6246 | 6247 | 6248 | 6249 | 6250 | 6251 | 6252 | 6253 | 6254 | 6255 | 6256 | 6257 | 6258 | 6259 | 6260 | 6261 | 6262 | 6263 | 6264 | 6265 | 6266 | 6267 | 6268 | 6269 | 6270 | 6271 | 6272 | 6273 | 6274 | 6275 | 6276 | 6277 | 6278 | 6279 | 6280 | 6281 | 6282 | 6283 | 6284 | 6285 | 6286 | 6287 | 6288 | 6289 | 6290 | 6291 | 6292 | 6293 | 6294 | 6295 | 6296 | 6297 | 6298 | 6299 | 6300 | 6301 | 6302 | 6303 | 6304 | 6305 | 6306 | 6307 | 6308 | 6309 | 6310 | 6311 | 6312 | 6313 | 6314 | 6315 | 6316 | 6317 | 6318 | 6319 | 6320 | 6321 | 6322 | 6323 | 6324 | 6325 | 6326 | 6327 | 6328 | 6329 | 6330 | 6331 | 6332 | 6333 | 6334 | 6335 | 6336 | 6337 | 6338 | 6339 | 6340 | 6341 | 6342 | 6343 | 6344 | 6345 | 6346 | 6347 | 6348 | 6349 | 6350 | 6351 | 6352 | 6353 | 6354 | 6355 | 6356 | 6357 | 6358 | 6359 | 6360 | 6361 | 6362 | 6363 | 6364 | 6365 | 6366 | 6367 | 6368 | 6369 | 6370 | 6371 | 6372 | 6373 | 6374 | 6375 | 6376 | 6377 | 6378 | 6379 | 6380 | 6381 | 6382 | 6383 | 6384 | 6385 | 6386 | 6387 | 6388 | 6389 | 6390 | 6391 | 6392 | 6393 | 6394 | 6395 | 6396 | 6397 | 6398 | 6399 | 6400 | 6401 | 6402 | 6403 | 6404 | 6405 | 6406 | 6407 | 6408 | 6409 | 6410 | 6411 | 6412 | 6413 | 6414 | 6415 | 6416 | 6417 | 6418 | 6419 | 6420 | 6421 | 6422 | 6423 | 6424 | 6425 | 6426 | 6427 | 6428 | 6429 | 6430 | 6431 | 6432 | 6433 | 6434 | 6435 | 6436 | 6437 | 6438 | 6439 | 6440 | 6441 | 6442 | 6443 | 6444 | 6445 | 6446 | 6447 | 6448 | 6449 | 6450 | 6451 | 6452 | 6453 | 6454 | 6455 | 6456 | 6457 | 6458 | 6459 | 6460 | 6461 | 6462 | 6463 | 6464 | 6465 | 6466 | 6467 | 6468 | 6469 | 6470 | 6471 | 6472 | 6473 | 6474 | 6475 | 6476 | 6477 | 6478 | 6479 | 6480 | 6481 | 6482 | 6483 | 6484 | 6485 | 6486 | 6487 | 6488 | 6489 | 6490 | 6491 | 6492 | 6493 | 6494 | 6495 | 6496 | 6497 | 6498 | 6499 | 6500 | 6501 | 6502 | 6503 | 6504 | 6505 | 6506 | 6507 | 6508 | 6509 | 6510 | 6511 | 6512 | 6513 | 6514 | 6515 | 6516 | 6517 | 6518 | 6519 | 6520 | 6521 | 6522 | 6523 | 6524 | 6525 | 6526 | 6527 | 6528 | 6529 | 6530 | 6531 | 6532 | 6533 | 6534 | 6535 | 6536 | 6537 | 6538 | 6539 | 6540 | 6541 | 6542 | 6543 | 6544 | 6545 | 6546 | 6547 | 6548 | 6549 | 6550 | 6551 | 6552 | 6553 | 6554 | 6555 | 6556 | 6557 | 6558 | 6559 | 6560 | 6561 | 6562 | 6563 | 6564 | 6565 | 6566 | 6567 | 6568 | 6569 | 6570 | 6571 | 6572 | 6573 | 6574 | 6575 | 6576 | 6577 | 6578 | 6579 | 6580 | 6581 | 6582 | 6583 | 6584 | 6585 | 6586 | 6587 | 6588 | 6589 | 6590 | 6591 | 6592 | 6593 | 6594 | 6595 | 6596 | 6597 | 6598 | 6599 | 6600 | 6601 | 6602 | 6603 | 6604 | 6605 | 6606 | 6607 | 6608 | 6609 | 6610 | 6611 | 6612 | 6613 | 6614 | 6615 | 6616 | 6617 | 6618 | 6619 | 6620 | 6621 | 6622 | 6623 | 6624 | 6625 | 6626 | 6627 | 6628 | 6629 | 6630 | 6631 | 6632 | 6633 | 6634 | 6635 | 6636 | 6637 | 6638 | 6639 | 6640 | 6641 | 6642 | 6643 | 6644 | 6645 | 6646 | 6647 | 6648 | 6649 | 6650 | 6651 | 6652 | 6653 | 6654 | 6655 | 6656 | 6657 | 6658 | 6659 | 6660 | 6661 | 6662 | 6663 | 6664 | 6665 | 6666 | 6667 | 6668 | 6669 | 6670 | 6671 | 6672 | 6673 | 6674 | 6675 | 6676 | 6677 | 6678 | 6679 | 6680 | 6681 | 6682 | 6683 | 6684 | 6685 | 6686 | 6687 | 6688 | 6689 | 6690 | 6691 | 6692 | 6693 | 6694 | 6695 | 6696 | 6697 | 6698 | 6699 | 6700 | 6701 | 6702 | 6703 | 6704 | 6705 | 6706 | 6707 | 6708 | 6709 | 6710 | 6711 | 6712 | 6713 | 6714 | 6715 | 6716 | 6717 | 6718 | 6719 | 6720 | 6721 | 6722 | 6723 | 6724 | 6725 | 6726 | 6727 | 6728 | 6729 | 6730 | 6731 | 6732 | 6733 | 6734 | 6735 | 6736 | 6737 | 6738 | 6739 | 6740 | 6741 | 6742 | 6743 | 6744 | 6745 | 6746 | 6747 | 6748 | 6749 | 6750 | 6751 | 6752 | 6753 | 6754 | 6755 | 6756 | 6757 | 6758 | 6759 | 6760 | 6761 | 6762 | 6763 | 6764 | 6765 | 6766 | 6767 | 6768 | 6769 | 6770 | 6771 | 6772 | 6773 | 6774 | 6775 | 6776 | 6777 | 6778 | 6779 | 6780 | 6781 | 6782 | 6783 | 6784 | 6785 | 6786 | 6787 | 6788 | 6789 | 6790 | 6791 | 6792 | 6793 | 6794 | 6795 | 6796 | 6797 | 6798 | 6799 | 6800 | 6801 | 6802 | 6803 | 6804 | 6805 | 6806 | 6807 | 6808 | 6809 | 6810 | 6811 | 6812 | 6813 | 6814 | 6815 | 6816 | 6817 | 6818 | 6819 | 6820 | 6821 | 6822 | 6823 | 6824 | 6825 | 6826 | 6827 | 6828 | 6829 | 6830 | 6831 | 6832 | 6833 | 6834 | 6835 | 6836 | 6837 | 6838 | 6839 | 6840 | 6841 | 6842 | 6843 | 6844 | 6845 | 6846 | 6847 | 6848 | 6849 | 6850 | 6851 | 6852 | 6853 | 6854 | 6855 | 6856 | 6857 | 6858 | 6859 | 6860 | 6861 | 6862 | 6863 | 6864 | 6865 | 6866 | 6867 | 6868 | 6869 | 6870 | 6871 | 6872 | 6873 | 6874 | 6875 | 6876 | 6877 | 6878 | 6879 | 6880 | 6881 | 6882 | 6883 | 6884 | 6885 | 6886 | 6887 | 6888 | 6889 | 6890 | 6891 | 6892 | 6893 | 6894 | 6895 | 6896 | 6897 | 6898 | 6899 | 6900 | 6901 | 6902 | 6903 | 6904 | 6905 | 6906 | 6907 | 6908 | 6909 | 6910 | 6911 | 6912 | 6913 | 6914 | 6915 | 6916 | 6917 | 6918 | 6919 | 6920 | 6921 | 6922 | 6923 | 6924 | 6925 | 6926 | 6927 | 6928 | 6929 | 6930 | 6931 | 6932 | 6933 | 6934 | 6935 | 6936 | 6937 | 6938 | 6939 | 6940 | 6941 | 6942 | 6943 | 6944 | 6945 | 6946 | 6947 | 6948 | 6949 | 6950 | 6951 | 6952 | 6953 | 6954 | 6955 | 6956 | 6957 | 6958 | 6959 | 6960 | 6961 | 6962 | 6963 | 6964 | 6965 | 6966 | 6967 | 6968 | 6969 | 6970 | 6971 | 6972 | 6973 | 6974 | 6975 | 6976 | 6977 | 6978 | 6979 | 6980 | 6981 | 6982 | 6983 | 6984 | 6985 | 6986 | 6987 | 6988 | 6989 | 6990 | 6991 | 6992 | 6993 | 6994 | 6995 | 6996 | 6997 | 6998 | 6999 | 7000 | 7001 | 7002 | 7003 | 7004 | 7005 | 7006 | 7007 | 7008 | 7009 | 7010 | 7011 | 7012 | 7013 | 7014 | 7015 | 7016 | 7017 | 7018 | 7019 | 7020 | 7021 | 7022 | 7023 | 7024 | 7025 | 7026 | 7027 | 7028 | 7029 | 7030 | 7031 | 7032 | 7033 | 7034 | 7035 | 7036 | 7037 | 7038 | 7039 | 7040 | 7041 | 7042 | 7043 | 7044 | 7045 | 7046 | 7047 | 7048 | 7049 | 7050 | 7051 | 7052 | 7053 | 7054 | 7055 | 7056 | 7057 | 7058 | 7059 | 7060 | 7061 | 7062 | 7063 | 7064 | 7065 | 7066 | 7067 | 7068 | 7069 | 7070 | 7071 | 7072 | 7073 | 7074 | 7075 | 7076 | 7077 | 7078 | 7079 | 7080 | 7081 | 7082 | 7083 | 7084 | 7085 | 7086 | 7087 | 7088 | 7089 | 7090 | 7091 | 7092 | 7093 | 7094 | 7095 | 7096 | 7097 | 7098 | 7099 | 7100 | 7101 | 7102 | 7103 | 7104 | 7105 | 7106 | 7107 | 7108 | 7109 | 7110 | 7111 | 7112 | 7113 | 7114 | 7115 | 7116 | 7117 | 7118 | 7119 | 7120 | 7121 | 7122 | 7123 | 7124 | 7125 | 7126 | 7127 | 7128 | 7129 | 7130 | 7131 | 7132 | 7133 | 7134 | 7135 | 7136 | 7137 | 7138 | 7139 | 7140 | 7141 | 7142 | 7143 | 7144 | 7145 | 7146 | 7147 | 7148 | 7149 | 7150 | 7151 | 7152 | 7153 | 7154 | 7155 | 7156 | 7157 | 7158 | 7159 | 7160 | 7161 | 7162 | 7163 | 7164 | 7165 | 7166 | 7167 | 7168 | 7169 | 7170 | 7171 | 7172 | 7173 | 7174 | 7175 | 7176 | 7177 | 7178 | 7179 | 7180 | 7181 | 7182 | 7183 | 7184 | 7185 | 7186 | 7187 | 7188 | 7189 | 7190 | 7191 | 7192 | 7193 | 7194 | 7195 | 7196 | 7197 | 7198 | 7199 | 7200 | 7201 | 7202 | 7203 | 7204 | 7205 | 7206 | 7207 | 7208 | 7209 | 7210 | 7211 | 7212 | 7213 | 7214 | 7215 | 7216 | 7217 | 7218 | 7219 | 7220 | 7221 | 7222 | 7223 | 7224 | 7225 | 7226 | 7227 | 7228 | 7229 | 7230 | 7231 | 7232 | 7233 | 7234 | 7235 | 7236 | 7237 | 7238 | 7239 | 7240 | 7241 | 7242 | 7243 | 7244 | 7245 | 7246 | 7247 | 7248 | 7249 | 7250 | 7251 | 7252 | 7253 | 7254 | 7255 | 7256 | 7257 | 7258 | 7259 | 7260 | 7261 | 7262 | 7263 | 7264 | 7265 | 7266 | 7267 | 7268 | 7269 | 7270 | 7271 | 7272 | 7273 | 7274 | 7275 | 7276 | 7277 | 7278 | 7279 | 7280 | 7281 | 7282 | 7283 | 7284 | 7285 | 7286 | 7287 | 7288 | 7289 | 7290 | 7291 | 7292 | 7293 | 7294 | 7295 | 7296 | 7297 | 7298 | 7299 | 7300 | 7301 | 7302 | 7303 | 7304 | 7305 | 7306 | 7307 | 7308 | 7309 | 7310 | 7311 | 7312 | 7313 | 7314 | 7315 | 7316 | 7317 | 7318 | 7319 | 7320 | 7321 | 7322 | 7323 | 7324 | 7325 | 7326 | 7327 | 7328 | 7329 | 7330 | 7331 | 7332 | 7333 | 7334 | 7335 | 7336 | 7337 | 7338 | 7339 | 7340 | 7341 | 7342 | 7343 | 7344 | 7345 | 7346 | 7347 | 7348 | 7349 | 7350 | 7351 | 7352 | 7353 | 7354 | 7355 | 7356 | 7357 | 7358 | 7359 | 7360 | 7361 | 7362 | 7363 | 7364 | 7365 | 7366 | 7367 | 7368 | 7369 | 7370 | 7371 | 7372 | 7373 | 7374 | 7375 | 7376 | 7377 | 7378 | 7379 | 7380 | 7381 | 7382 | 7383 | 7384 | 7385 | 7386 | 7387 | 7388 | 7389 | 7390 | 7391 | 7392 | 7393 | 7394 | 7395 | 7396 | 7397 | 7398 | 7399 | 7400 | 7401 | 7402 | 7403 | 7404 | 7405 | 7406 | 7407 | 7408 | 7409 | 7410 | 7411 | 7412 | 7413 | 7414 | 7415 | 7416 | 7417 | 7418 | 7419 | 7420 | 7421 | 7422 | 7423 | 7424 | 7425 | 7426 | 7427 | 7428 | 7429 | 7430 | 7431 | 7432 | 7433 | 7434 | 7435 | 7436 | 7437 | 7438 | 7439 | 7440 | 7441 | 7442 | 7443 | 7444 | 7445 | 7446 | 7447 | 7448 | 7449 | 7450 | 7451 | 7452 | 7453 | 7454 | 7455 | 7456 | 7457 | 7458 | 7459 | 7460 | 7461 | 7462 | 7463 | 7464 | 7465 | 7466 | 7467 | 7468 | 7469 | 7470 | 7471 | 7472 | 7473 | 7474 | 7475 | 7476 | 7477 | 7478 | 7479 | 7480 | 7481 | 7482 | 7483 | 7484 | 7485 | 7486 | 7487 | 7488 | 7489 | 7490 | 7491 | 7492 | 7493 | 7494 | 7495 | 7496 | 7497 | 7498 | 7499 | 7500 | 7501 | 7502 | 7503 | 7504 | 7505 | 7506 | 7507 | 7508 | 7509 | 7510 | 7511 | 7512 | 7513 | 7514 | 7515 | 7516 | 7517 | 7518 | 7519 | 7520 | 7521 | 7522 | 7523 | 7524 | 7525 | 7526 | 7527 | 7528 | 7529 | 7530 | 7531 | 7532 | 7533 | 7534 | 7535 | 7536 | 7537 | 7538 | 7539 | 7540 | 7541 | 7542 | 7543 | 7544 | 7545 | 7546 | 7547 | 7548 | 7549 | 7550 | 7551 | 7552 | 7553 | 7554 | 7555 | 7556 | 7557 | 7558 | 7559 | 7560 | 7561 | 7562 | 7563 | 7564 | 7565 | 7566 | 7567 | 7568 | 7569 | 7570 | 7571 | 7572 | 7573 | 7574 | 7575 | 7576 | 7577 | 7578 | 7579 | 7580 | 7581 | 7582 | 7583 | 7584 | 7585 | 7586 | 7587 | 7588 | 7589 | 7590 | 7591 | 7592 | 7593 | 7594 | 7595 | 7596 | 7597 | 7598 | 7599 | 7600 | 7601 | 7602 | 7603 | 7604 | 7605 | 7606 | 7607 | 7608 | 7609 | 7610 | 7611 | 7612 | 7613 | 7614 | 7615 | 7616 | 7617 | 7618 | 7619 | 7620 | 7621 | 7622 | 7623 | 7624 | 7625 | 7626 | 7627 | 7628 | 7629 | 7630 | 7631 | 7632 | 7633 | 7634 | 7635 | 7636 | 7637 | 7638 | 7639 | 7640 | 7641 | 7642 | 7643 | 7644 | 7645 | 7646 | 7647 | 7648 | 7649 | 7650 | 7651 | 7652 | 7653 | 7654 | 7655 | 7656 | 7657 | 7658 | 7659 | 7660 | 7661 | 7662 | 7663 | 7664 | 7665 | 7666 | 7667 | 7668 | 7669 | 7670 | 7671 | 7672 | 7673 | 7674 | 7675 | 7676 | 7677 | 7678 | 7679 | 7680 | 7681 | 7682 | 7683 | 7684 | 7685 | 7686 | 7687 | 7688 | 7689 | 7690 | 7691 | 7692 | 7693 | 7694 | 7695 | 7696 | 7697 | 7698 | 7699 | 7700 | 7701 | 7702 | 7703 | 7704 | 7705 | 7706 | 7707 | 7708 | 7709 | 7710 | 7711 | 7712 | 7713 | 7714 | 7715 | 7716 | 7717 | 7718 | 7719 | 7720 | 7721 | 7722 | 7723 | 7724 | 7725 | 7726 | 7727 | 7728 | 7729 | 7730 | 7731 | 7732 | 7733 | 7734 | 7735 | 7736 | 7737 | 7738 | 7739 | 7740 | 7741 | 7742 | 7743 | 7744 | 7745 | 7746 | 7747 | 7748 | 7749 | 7750 | 7751 | 7752 | 7753 | 7754 | 7755 | 7756 | 7757 | 7758 | 7759 | 7760 | 7761 | 7762 | 7763 | 7764 | 7765 | 7766 | 7767 | 7768 | 7769 | 7770 | 7771 | 7772 | 7773 | 7774 | 7775 | 7776 | 7777 | 7778 | 7779 | 7780 | 7781 | 7782 | 7783 | 7784 | 7785 | 7786 | 7787 | 7788 | 7789 | 7790 | 7791 | 7792 | 7793 | 7794 | 7795 | 7796 | 7797 | 7798 | 7799 | 7800 | 7801 | 7802 | 7803 | 7804 | 7805 | 7806 | 7807 | 7808 | 7809 | 7810 | 7811 | 7812 | 7813 | 7814 | 7815 | 7816 | 7817 | 7818 | 7819 | 7820 | 7821 | 7822 | 7823 | 7824 | 7825 | 7826 | 7827 | 7828 | 7829 | 7830 | 7831 | 7832 | 7833 | 7834 | 7835 | 7836 | 7837 | 7838 | 7839 | 7840 | 7841 | 7842 | 7843 | 7844 | 7845 | 7846 | 7847 | 7848 | 7849 | 7850 | 7851 | 7852 | 7853 | 7854 | 7855 | 7856 | 7857 | 7858 | 7859 | 7860 | 7861 | 7862 | 7863 | 7864 | 7865 | 7866 | 7867 | 7868 | 7869 | 7870 | 7871 | 7872 | 7873 | 7874 | 7875 | 7876 | 7877 | 7878 | 7879 | 7880 | 7881 | 7882 | 7883 | 7884 | 7885 | 7886 | 7887 | 7888 | 7889 | 7890 | 7891 | 7892 | 7893 | 7894 | 7895 | 7896 | 7897 | 7898 | 7899 | 7900 | 7901 | 7902 | 7903 | 7904 | 7905 | 7906 | 7907 | 7908 | 7909 | 7910 | 7911 | 7912 | 7913 | 7914 | 7915 | 7916 | 7917 | 7918 | 7919 | 7920 | 7921 | 7922 | 7923 | 7924 | 7925 | 7926 | 7927 | 7928 | 7929 | 7930 | 7931 | 7932 | 7933 | 7934 | 7935 | 7936 | 7937 | 7938 | 7939 | 7940 | 7941 | 7942 | 7943 | 7944 | 7945 | 7946 | 7947 | 7948 | 7949 | 7950 | 7951 | 7952 | 7953 | 7954 | 7955 | 7956 | 7957 | 7958 | 7959 | 7960 | 7961 | 7962 | 7963 | 7964 | 7965 | 7966 | 7967 | 7968 | 7969 | 7970 | 7971 | 7972 | 7973 | 7974 | 7975 | 7976 | 7977 | 7978 | 7979 | 7980 | 7981 | 7982 | 7983 | 7984 | 7985 | 7986 | 7987 | 7988 | 7989 | 7990 | 7991 | 7992 | 7993 | 7994 | 7995 | 7996 | 7997 | 7998 | 7999 | 8000 | 8001 | 8002 | 8003 | 8004 | 8005 | 8006 | 8007 | 8008 | 8009 | 8010 | 8011 | 8012 | 8013 | 8014 | 8015 | 8016 | 8017 | 8018 | 8019 | 8020 | 8021 | 8022 | 8023 | 8024 | 8025 | 8026 | 8027 | 8028 | 8029 | 8030 | 8031 | 8032 | 8033 | 8034 | 8035 | 8036 | 8037 | 8038 | 8039 | 8040 | 8041 | 8042 | 8043 | 8044 | 8045 | 8046 | 8047 | 8048 | 8049 | 8050 | 8051 | 8052 | 8053 | 8054 | 8055 | 8056 | 8057 | 8058 | 8059 | 8060 | 8061 | 8062 | 8063 | 8064 | 8065 | 8066 | 8067 | 8068 | 8069 | 8070 | 8071 | 8072 | 8073 | 8074 | 8075 | 8076 | 8077 | 8078 | 8079 | 8080 | 8081 | 8082 | 8083 | 8084 | 8085 | 8086 | 8087 | 8088 | 8089 | 8090 | 8091 | 8092 | 8093 | 8094 | 8095 | 8096 | 8097 | 8098 | 8099 | 8100 | 8101 | 8102 | 8103 | 8104 | 8105 | 8106 | 8107 | 8108 | 8109 | 8110 | 8111 | 8112 | 8113 | 8114 | 8115 | 8116 | 8117 | 8118 | 8119 | 8120 | 8121 | 8122 | 8123 | 8124 | 8125 | 8126 | 8127 | 8128 | 8129 | 8130 | 8131 | 8132 | 8133 | 8134 | 8135 | 8136 | 8137 | 8138 | 8139 | 8140 | 8141 | 8142 | 8143 | 8144 | 8145 | 8146 | 8147 | 8148 | 8149 | 8150 | 8151 | 8152 | 8153 | 8154 | 8155 | 8156 | 8157 | 8158 | 8159 | 8160 | 8161 | 8162 | 8163 | 8164 | 8165 | 8166 | 8167 | 8168 | 8169 | 8170 | 8171 | 8172 | 8173 | 8174 | 8175 | 8176 | 8177 | 8178 | 8179 | 8180 | 8181 | 8182 | 8183 | 8184 | 8185 | 8186 | 8187 | 8188 | 8189 | 8190 | 8191 | 8192 | 8193 | 8194 | 8195 | 8196 | 8197 | 8198 | 8199 | 8200 | 8201 | 8202 | 8203 | 8204 | 8205 | 8206 | 8207 | 8208 | 8209 | 8210 | 8211 | 8212 | 8213 | 8214 | 8215 | 8216 | 8217 | 8218 | 8219 | 8220 | 8221 | 8222 | 8223 | 8224 | 8225 | 8226 | 8227 | 8228 | 8229 | 8230 | 8231 | 8232 | 8233 | 8234 | 8235 | 8236 | 8237 | 8238 | 8239 | 8240 | 8241 | 8242 | 8243 | 8244 | 8245 | 8246 | 8247 | 8248 | 8249 | 8250 | 8251 | 8252 | 8253 | 8254 | 8255 | 8256 | 8257 | 8258 | 8259 | 8260 | 8261 | 8262 | 8263 | 8264 | 8265 | 8266 | 8267 | 8268 | 8269 | 8270 | 8271 | 8272 | 8273 | 8274 | 8275 | 8276 | 8277 | 8278 | 8279 | 8280 | 8281 | 8282 | 8283 | 8284 | 8285 | 8286 | 8287 | 8288 | 8289 | 8290 | 8291 | 8292 | 8293 | 8294 | 8295 | 8296 | 8297 | 8298 | 8299 | 8300 | 8301 | 8302 | 8303 | 8304 | 8305 | 8306 | 8307 | 8308 | 8309 | 8310 | 8311 | 8312 | 8313 | 8314 | 8315 | 8316 | 8317 | 8318 | 8319 | 8320 | 8321 | 8322 | 8323 | 8324 | 8325 | 8326 | 8327 | 8328 | 8329 | 8330 | 8331 | 8332 | 8333 | 8334 | 8335 | 8336 | 8337 | 8338 | 8339 | 8340 | 8341 | 8342 | 8343 | 8344 | 8345 | 8346 | 8347 | 8348 | 8349 | 8350 | 8351 | 8352 | 8353 | 8354 | 8355 | 8356 | 8357 | 8358 | 8359 | 8360 | 8361 | 8362 | 8363 | 8364 | 8365 | 8366 | 8367 | 8368 | 8369 | 8370 | 8371 | 8372 | 8373 | 8374 | 8375 | 8376 | 8377 | 8378 | 8379 | 8380 | 8381 | 8382 | 8383 | 8384 | 8385 | 8386 | 8387 | 8388 | 8389 | 8390 | 8391 | 8392 | 8393 | 8394 | 8395 | 8396 | 8397 | 8398 | 8399 | 8400 | 8401 | 8402 | 8403 | 8404 | 8405 | 8406 | 8407 | 8408 | 8409 | 8410 | 8411 | 8412 | 8413 | 8414 | 8415 | 8416 | 8417 | 8418 | 8419 | 8420 | 8421 | 8422 | 8423 | 8424 | 8425 | 8426 | 8427 | 8428 | 8429 | 8430 | 8431 | 8432 | 8433 | 8434 | 8435 | 8436 | 8437 | 8438 | 8439 | 8440 | 8441 | 8442 | 8443 | 8444 | 8445 | 8446 | 8447 | 8448 | 8449 | 8450 | 8451 | 8452 | 8453 | 8454 | 8455 | 8456 | 8457 | 8458 | 8459 | 8460 | 8461 | 8462 | 8463 | 8464 | 8465 | 8466 | 8467 | 8468 | 8469 | 8470 | 8471 | 8472 | 8473 | 8474 | 8475 | 8476 | 8477 | 8478 | 8479 | 8480 | 8481 | 8482 | 8483 | 8484 | 8485 | 8486 | 8487 | 8488 | 8489 | 8490 | 8491 | 8492 | 8493 | 8494 | 8495 | 8496 | 8497 | 8498 | 8499 | 8500 | 8501 | 8502 | 8503 | 8504 | 8505 | 8506 | 8507 | 8508 | 8509 | 8510 | 8511 | 8512 | 8513 | 8514 | 8515 | 8516 | 8517 | 8518 | 8519 | 8520 | 8521 | 8522 | 8523 | 8524 | 8525 | 8526 | 8527 | 8528 | 8529 | 8530 | 8531 | 8532 | 8533 | 8534 | 8535 | 8536 | 8537 | 8538 | 8539 | 8540 | 8541 | 8542 | 8543 | 8544 | 8545 | 8546 | 8547 | 8548 | 8549 | 8550 | 8551 | 8552 | 8553 | 8554 | 8555 | 8556 | 8557 | 8558 | 8559 | 8560 | 8561 | 8562 | 8563 | 8564 | 8565 | 8566 | 8567 | 8568 | 8569 | 8570 | 8571 | 8572 | 8573 | 8574 | 8575 | 8576 | 8577 | 8578 | 8579 | 8580 | 8581 | 8582 | 8583 | 8584 | 8585 | 8586 | 8587 | 8588 | 8589 | 8590 | 8591 | 8592 | 8593 | 8594 | 8595 | 8596 | 8597 | 8598 | 8599 | 8600 | 8601 | 8602 | 8603 | 8604 | 8605 | 8606 | 8607 | 8608 | 8609 | 8610 | 8611 | 8612 | 8613 | 8614 | 8615 | 8616 | 8617 | 8618 | 8619 | 8620 | 8621 | 8622 | 8623 | 8624 | 8625 | 8626 | 8627 | 8628 | 8629 | 8630 | 8631 | 8632 | 8633 | 8634 | 8635 | 8636 | 8637 | 8638 | 8639 | 8640 | 8641 | 8642 | 8643 | 8644 | 8645 | 8646 | 8647 | 8648 | 8649 | 8650 | 8651 | 8652 | 8653 | 8654 | 8655 | 8656 | 8657 | 8658 | 8659 | 8660 | 8661 | 8662 | 8663 | 8664 | 8665 | 8666 | 8667 | 8668 | 8669 | 8670 | 8671 | 8672 | 8673 | 8674 | 8675 | 8676 | 8677 | 8678 | 8679 | 8680 | 8681 | 8682 | 8683 | 8684 | 8685 | 8686 | 8687 | 8688 | 8689 | 8690 | 8691 | 8692 | 8693 | 8694 | 8695 | 8696 | 8697 | 8698 | 8699 | 8700 | 8701 | 8702 | 8703 | 8704 | 8705 | 8706 | 8707 | 8708 | 8709 | 8710 | 8711 | 8712 | 8713 | 8714 | 8715 | 8716 | 8717 | 8718 | 8719 | 8720 | 8721 | 8722 | 8723 | 8724 | 8725 | 8726 | 8727 | 8728 | 8729 | 8730 | 8731 | 8732 | 8733 | 8734 | 8735 | 8736 | 8737 | 8738 | 8739 | 8740 | 8741 | 8742 | 8743 | 8744 | 8745 | 8746 | 8747 | 8748 | 8749 | 8750 | 8751 | 8752 | 8753 | 8754 | 8755 | 8756 | 8757 | 8758 | 8759 | 8760 | 8761 | 8762 | 8763 | 8764 | 8765 | 8766 | 8767 | 8768 | 8769 | 8770 | 8771 | 8772 | 8773 | 8774 | 8775 | 8776 | 8777 | 8778 | 8779 | 8780 | 8781 | 8782 | 8783 | 8784 | 8785 | 8786 | 8787 | 8788 | 8789 | 8790 | 8791 | 8792 | 8793 | 8794 | 8795 | 8796 | 8797 | 8798 | 8799 | 8800 | 8801 | 8802 | 8803 | 8804 | 8805 | 8806 | 8807 | 8808 | 8809 | 8810 | 8811 | 8812 | 8813 | 8814 | 8815 | 8816 | 8817 | 8818 | 8819 | 8820 | 8821 | 8822 | 8823 | 8824 | 8825 | 8826 | 8827 | 8828 | 8829 | 8830 | 8831 | 8832 | 8833 | 8834 | 8835 | 8836 | 8837 | 8838 | 8839 | 8840 | 8841 | 8842 | 8843 | 8844 | 8845 | 8846 | 8847 | 8848 | 8849 | 8850 | 8851 | 8852 | 8853 | 8854 | 8855 | 8856 | 8857 | 8858 | 8859 | 8860 | 8861 | 8862 | 8863 | 8864 | 8865 | 8866 | 8867 | 8868 | 8869 | 8870 | 8871 | 8872 | 8873 | 8874 | 8875 | 8876 | 8877 | 8878 | 8879 | 8880 | 8881 | 8882 | 8883 | 8884 | 8885 | 8886 | 8887 | 8888 | 8889 | 8890 | 8891 | 8892 | 8893 | 8894 | 8895 | 8896 | 8897 | 8898 | 8899 | 8900 | 8901 | 8902 | 8903 | 8904 | 8905 | 8906 | 8907 | 8908 | 8909 | 8910 | 8911 | 8912 | 8913 | 8914 | 8915 | 8916 | 8917 | 8918 | 8919 | 8920 | 8921 | 8922 | 8923 | 8924 | 8925 | 8926 | 8927 | 8928 | 8929 | 8930 | 8931 | 8932 | 8933 | 8934 | 8935 | 8936 | 8937 | 8938 | 8939 | 8940 | 8941 | 8942 | 8943 | 8944 | 8945 | 8946 | 8947 | 8948 | 8949 | 8950 | 8951 | 8952 | 8953 | 8954 | 8955 | 8956 | 8957 | 8958 | 8959 | 8960 | 8961 | 8962 | 8963 | 8964 | 8965 | 8966 | 8967 | 8968 | 8969 | 8970 | 8971 | 8972 | 8973 | 8974 | 8975 | 8976 | 8977 | 8978 | 8979 | 8980 | 8981 | 8982 | 8983 | 8984 | 8985 | 8986 | 8987 | 8988 | 8989 | 8990 | 8991 | 8992 | 8993 | 8994 | 8995 | 8996 | 8997 | 8998 | 8999 | 9000 | 9001 | 9002 | 9003 | 9004 | 9005 | 9006 | 9007 | 9008 | 9009 | 9010 | 9011 | 9012 | 9013 | 9014 | 9015 | 9016 | 9017 | 9018 | 9019 | 9020 | 9021 | 9022 | 9023 | 9024 | 9025 | 9026 | 9027 | 9028 | 9029 | 9030 | 9031 | 9032 | 9033 | 9034 | 9035 | 9036 | 9037 | 9038 | 9039 | 9040 | 9041 | 9042 | 9043 | 9044 | 9045 | 9046 | 9047 | 9048 | 9049 | 9050 | 9051 | 9052 | 9053 | 9054 | 9055 | 9056 | 9057 | 9058 | 9059 | 9060 | 9061 | 9062 | 9063 | 9064 | 9065 | 9066 | 9067 | 9068 | 9069 | 9070 | 9071 | 9072 | 9073 | 9074 | 9075 | 9076 | 9077 | 9078 | 9079 | 9080 | 9081 | 9082 | 9083 | 9084 | 9085 | 9086 | 9087 | 9088 | 9089 | 9090 | 9091 | 9092 | 9093 | 9094 | 9095 | 9096 | 9097 | 9098 | 9099 | 9100 | 9101 | 9102 | 9103 | 9104 | 9105 | 9106 | 9107 | 9108 | 9109 | 9110 | 9111 | 9112 | 9113 | 9114 | 9115 | 9116 | 9117 | 9118 | 9119 | 9120 | 9121 | 9122 | 9123 | 9124 | 9125 | 9126 | 9127 | 9128 | 9129 | 9130 | 9131 | 9132 | 9133 | 9134 | 9135 | 9136 | 9137 | 9138 | 9139 | 9140 | 9141 | 9142 | 9143 | 9144 | 9145 | 9146 | 9147 | 9148 | 9149 | 9150 | 9151 | 9152 | 9153 | 9154 | 9155 | 9156 | 9157 | 9158 | 9159 | 9160 | 9161 | 9162 | 9163 | 9164 | 9165 | 9166 | 9167 | 9168 | 9169 | 9170 | 9171 | 9172 | 9173 | 9174 | 9175 | 9176 | 9177 | 9178 | 9179 | 9180 | 9181 | 9182 | 9183 | 9184 | 9185 | 9186 | 9187 | 9188 | 9189 | 9190 | 9191 | 9192 | 9193 | 9194 | 9195 | 9196 | 9197 | 9198 | 9199 | 9200 | 9201 | 9202 | 9203 | 9204 | 9205 | 9206 | 9207 | 9208 | 9209 | 9210 | 9211 | 9212 | 9213 | 9214 | 9215 | 9216 | 9217 | 9218 | 9219 | 9220 | 9221 | 9222 | 9223 | 9224 | 9225 | 9226 | 9227 | 9228 | 9229 | 9230 | 9231 | 9232 | 9233 | 9234 | 9235 | 9236 | 9237 | 9238 | 9239 | 9240 | 9241 | 9242 | 9243 | 9244 | 9245 | 9246 | 9247 | 9248 | 9249 | 9250 | 9251 | 9252 | 9253 | 9254 | 9255 | 9256 | 9257 | 9258 | 9259 | 9260 | 9261 | 9262 | 9263 | 9264 | 9265 | 9266 | 9267 | 9268 | 9269 | 9270 | 9271 | 9272 | 9273 | 9274 | 9275 | 9276 | 9277 | 9278 | 9279 | 9280 | 9281 | 9282 | 9283 | 9284 | 9285 | 9286 | 9287 | 9288 | 9289 | 9290 | 9291 | 9292 | 9293 | 9294 | 9295 | 9296 | 9297 | 9298 | 9299 | 9300 | 9301 | 9302 | 9303 | 9304 | 9305 | 9306 | 9307 | 9308 | 9309 | 9310 | 9311 | 9312 | 9313 | 9314 | 9315 | 9316 | 9317 | 9318 | 9319 | 9320 | 9321 | 9322 | 9323 | 9324 | 9325 | 9326 | 9327 | 9328 | 9329 | 9330 | 9331 | 9332 | 9333 | 9334 | 9335 | 9336 | 9337 | 9338 | 9339 | 9340 | 9341 | 9342 | 9343 | 9344 | 9345 | 9346 | 9347 | 9348 | 9349 | 9350 | 9351 | 9352 | 9353 | 9354 | 9355 | 9356 | 9357 | 9358 | 9359 | 9360 | 9361 | 9362 | 9363 | 9364 | 9365 | 9366 | 9367 | 9368 | 9369 | 9370 | 9371 | 9372 | 9373 | 9374 | 9375 | 9376 | 9377 | 9378 | 9379 | 9380 | 9381 | 9382 | 9383 | 9384 | 9385 | 9386 | 9387 | 9388 | 9389 | 9390 | 9391 | 9392 | 9393 | 9394 | 9395 | 9396 | 9397 | 9398 | 9399 | 9400 | 9401 | 9402 | 9403 | 9404 | 9405 | 9406 | 9407 | 9408 | 9409 | 9410 | 9411 | 9412 | 9413 | 9414 | 9415 | 9416 | 9417 | 9418 | 9419 | 9420 | 9421 | 9422 | 9423 | 9424 | 9425 | 9426 | 9427 | 9428 | 9429 | 9430 | 9431 | 9432 | 9433 | 9434 | 9435 | 9436 | 9437 | 9438 | 9439 | 9440 | 9441 | 9442 | 9443 | 9444 | 9445 | 9446 | 9447 | 9448 | 9449 | 9450 | 9451 | 9452 | 9453 | 9454 | 9455 | 9456 | 9457 | 9458 | 9459 | 9460 | 9461 | 9462 | 9463 | 9464 | 9465 | 9466 | 9467 | 9468 | 9469 | 9470 | 9471 | 9472 | 9473 | 9474 | 9475 | 9476 | 9477 | 9478 | 9479 | 9480 | 9481 | 9482 | 9483 | 9484 | 9485 | 9486 | 9487 | 9488 | 9489 | 9490 | 9491 | 9492 | 9493 | 9494 | 9495 | 9496 | 9497 | 9498 | 9499 | 9500 | 9501 | 9502 | 9503 | 9504 | 9505 | 9506 | 9507 | 9508 | 9509 | 9510 | 9511 | 9512 | 9513 | 9514 | 9515 | 9516 | 9517 | 9518 | 9519 | 9520 | 9521 | 9522 | 9523 | 9524 | 9525 | 9526 | 9527 | 9528 | 9529 | 9530 | 9531 | 9532 | 9533 | 9534 | 9535 | 9536 | 9537 | 9538 | 9539 | 9540 | 9541 | 9542 | 9543 | 9544 | 9545 | 9546 | 9547 | 9548 | 9549 | 9550 | 9551 | 9552 | 9553 | 9554 | 9555 | 9556 | 9557 | 9558 | 9559 | 9560 | 9561 | 9562 | 9563 | 9564 | 9565 | 9566 | 9567 | 9568 | 9569 | 9570 | 9571 | 9572 | 9573 | 9574 | 9575 | 9576 | 9577 | 9578 | 9579 | 9580 | 9581 | 9582 | 9583 | 9584 | 9585 | 9586 | 9587 | 9588 | 9589 | 9590 | 9591 | 9592 | 9593 | 9594 | 9595 | 9596 | 9597 | 9598 | 9599 | 9600 | 9601 | 9602 | 9603 | 9604 | 9605 | 9606 | 9607 | 9608 | 9609 | 9610 | 9611 | 9612 | 9613 | 9614 | 9615 | 9616 | 9617 | 9618 | 9619 | 9620 | 9621 | 9622 | 9623 | 9624 | 9625 | 9626 | 9627 | 9628 | 9629 | 9630 | 9631 | 9632 | 9633 | 9634 | 9635 | 9636 | 9637 | 9638 | 9639 | 9640 | 9641 | 9642 | 9643 | 9644 | 9645 | 9646 | 9647 | 9648 | 9649 | 9650 | 9651 | 9652 | 9653 | 9654 | 9655 | 9656 | 9657 | 9658 | 9659 | 9660 | 9661 | 9662 | 9663 | 9664 | 9665 | 9666 | 9667 | 9668 | 9669 | 9670 | 9671 | 9672 | 9673 | 9674 | 9675 | 9676 | 9677 | 9678 | 9679 | 9680 | 9681 | 9682 | 9683 | 9684 | 9685 | 9686 | 9687 | 9688 | 9689 | 9690 | 9691 | 9692 | 9693 | 9694 | 9695 | 9696 | 9697 | 9698 | 9699 | 9700 | 9701 | 9702 | 9703 | 9704 | 9705 | 9706 | 9707 | 9708 | 9709 | 9710 | 9711 | 9712 | 9713 | 9714 | 9715 | 9716 | 9717 | 9718 | 9719 | 9720 | 9721 | 9722 | 9723 | 9724 | 9725 | 9726 | 9727 | 9728 | 9729 | 9730 | 9731 | 9732 | 9733 | 9734 | 9735 | 9736 | 9737 | 9738 | 9739 | 9740 | 9741 | 9742 | 9743 | 9744 | 9745 | 9746 | 9747 | 9748 | 9749 | 9750 | 9751 | 9752 | 9753 | 9754 | 9755 | 9756 | 9757 | 9758 | 9759 | 9760 | 9761 | 9762 | 9763 | 9764 | 9765 | 9766 | 9767 | 9768 | 9769 | 9770 | 9771 | 9772 | 9773 | 9774 | 9775 | 9776 | 9777 | 9778 | 9779 | 9780 | 9781 | 9782 | 9783 | 9784 | 9785 | 9786 | 9787 | 9788 | 9789 | 9790 | 9791 | 9792 | 9793 | 9794 | 9795 | 9796 | 9797 | 9798 | 9799 | 9800 | 9801 | 9802 | 9803 | 9804 | 9805 | 9806 | 9807 | 9808 | 9809 | 9810 | 9811 | 9812 | 9813 | 9814 | 9815 | 9816 | 9817 | 9818 | 9819 | 9820 | 9821 | 9822 | 9823 | 9824 | 9825 | 9826 | 9827 | 9828 | 9829 | 9830 | 9831 | 9832 | 9833 | 9834 | 9835 | 9836 | 9837 | 9838 | 9839 | 9840 | 9841 | 9842 | 9843 | 9844 | 9845 | 9846 | 9847 | 9848 | 9849 | 9850 | 9851 | 9852 | 9853 | 9854 | 9855 | 9856 | 9857 | 9858 | 9859 | 9860 | 9861 | 9862 | 9863 | 9864 | 9865 | 9866 | 9867 | 9868 | 9869 | 9870 | 9871 | 9872 | 9873 | 9874 | 9875 | 9876 | 9877 | 9878 | 9879 | 9880 | 9881 | 9882 | 9883 | 9884 | 9885 | 9886 | 9887 | 9888 | 9889 | 9890 | 9891 | 9892 | 9893 | 9894 | 9895 | 9896 | 9897 | 9898 | 9899 | 9900 | 9901 | 9902 | 9903 | 9904 | 9905 | 9906 | 9907 | 9908 | 9909 | 9910 | 9911 | 9912 | 9913 | 9914 | 9915 | 9916 | 9917 | 9918 | 9919 | 9920 | 9921 | 9922 | 9923 | 9924 | 9925 | 9926 | 9927 | 9928 | 9929 | 9930 | 9931 | 9932 | 9933 | 9934 | 9935 | 9936 | 9937 | 9938 | 9939 | 9940 | 9941 | 9942 | 9943 | 9944 | 9945 | 9946 | 9947 | 9948 | 9949 | 9950 | 9951 | 9952 | 9953 | 9954 | 9955 | 9956 | 9957 | 9958 | 9959 | 9960 | 9961 | 9962 | 9963 | 9964 | 9965 | 9966 | 9967 | 9968 | 9969 | 9970 | 9971 | 9972 | 9973 | 9974 | 9975 | 9976 | 9977 | 9978 | 9979 | 9980 | 9981 | 9982 | 9983 | 9984 | 9985 | 9986 | 9987 | 9988 | 9989 | 9990 | 9991 | 9992 | 9993 | 9994 | 9995 | 9996 | 9997 | 9998 | 9999 | 10000
Scenario type |  | step | NaN | NaN | - | This is the output that the code uses to determine convergence
Floor area | A_floor | constant | 55.0564 |  | m2 | Area of space being modelled | A_floor | 55.0564 | 55.0564 | 55.0564 | 55.0564 | 55.0564 | 55.0564 | 55.0564 | 55.0564 | 55.0564 | 55.0564 | 55.0564 | 55.0564 | 55.0564 | 55.0564 | 55.0564 | 55.0564 | 55.0564 | 55.0564 | 55.0564 | 55.0564 | 55.0564 | 55.0564 | 55.0564 | 55.0564 | 55.0564 | 55.0564 | 55.0564 | 55.0564 | 55.0564 | 55.0564 | 55.0564 | 55.0564 | 55.0564 | 55.0564 | 55.0564 | 55.0564 | 55.0564 | 55.0564 | 55.0564 | 55.0564 | 55.0564 | 55.0564 | 55.0564 | 55.0564 | 55.0564 | 55.0564 | 55.0564 | 55.0564 | 55.0564 | 55.0564 | 55.0564 | 55.0564 | 55.0564 | 55.0564 | 55.0564 | 55.0564 | 55.0564 | 55.0564 | 55.0564 | 55.0564 | 55.0564 | 55.0564 | 55.0564 | 55.0564 | 55.0564 | 55.0564 | 55.0564 | 55.0564 | 55.0564 | 55.0564 | 55.0564 | 55.0564 | 55.0564 | 55.0564 | 55.0564 | 55.0564 | 55.0564 | 55.0564 | 55.0564 | 55.0564 | 55.0564 | 55.0564 | 55.0564 | 55.0564 | 55.0564 | 55.0564 | 55.0564 | 55.0564 | 55.0564 | 55.0564 | 55.0564 | 55.0564 | 55.0564 | 55.0564 | 55.0564 | 55.0564 | 55.0564 | 55.0564 | 55.0564 | 55.0564 | 55.0564 | 55.0564 | 55.0564 | 55.0564 | 55.0564 | 55.0564 | 55.0564 | 55.0564 | 55.0564 | 55.0564 | 55.0564 | 55.0564 | 55.0564 | 55.0564 | 55.0564 | 55.0564 | 55.0564 | 55.0564 | 55.0564 | 55.0564 | 55.0564 | 55.0564 | 55.0564 | 55.0564 | 55.0564 | 55.0564 | 55.0564 | 55.0564 | 55.0564 | 55.0564 | 55.0564 | 55.0564 | 55.0564 | 55.0564 | 55.0564 | 55.0564 | 55.0564 | 55.0564 | 55.0564 | 55.0564 | 55.0564 | 55.0564 | 55.0564 | 55.0564 | 55.0564 | 55.0564 | 55.0564 | 55.0564 | 55.0564 | 55.0564 | 55.0564 | 55.0564 | 55.0564 | 55.0564 | 55.0564 | 55.0564 | 55.0564 | 55.0564 | 55.0564 | 55.0564 | 55.0564 | 55.0564 | 55.0564 | 55.0564 | 55.0564 | 55.0564 | 55.0564 | 55.0564 | 55.0564 | 55.0564 | 55.0564 | 55.0564 | 55.0564 | 55.0564 | 55.0564 | 55.0564 | 55.0564 | 55.0564 | 55.0564 | 55.0564 | 55.0564 | 55.0564 | 55.0564 | 55.0564 | 55.0564 | 55.0564 | 55.0564 | 55.0564 | 55.0564 | 55.0564 | 55.0564 | 55.0564 | 55.0564 | 55.0564 | 55.0564 | 55.0564 | 55.0564 | 55.0564 | 55.0564 | 55.0564 | 55.0564 | 55.0564 | 55.0564 | 55.0564 | 55.0564 | 55.0564 | 55.0564 | 55.0564 | 55.0564 | 55.0564 | 55.0564 | 55.0564 | 55.0564 | 55.0564 | 55.0564 | 55.0564 | 55.0564 | 55.0564 | 55.0564 | 55.0564 | 55.0564 | 55.0564 | 55.0564 | 55.0564 | 55.0564 | 55.0564 | 55.0564 | 55.0564 | 55.0564 | 55.0564 | 55.0564 | 55.0564 | 55.0564 | 55.0564 | 55.0564 | 55.0564 | 55.0564 | 55.0564 | 55.0564 | 55.0564 | 55.0564 | 55.0564 | 55.0564 | 55.0564 | 55.0564 | 55.0564 | 55.0564 | 55.0564 | 55.0564 | 55.0564 | 55.0564 | 55.0564 | 55.0564 | 55.0564 | 55.0564 | 55.0564 | 55.0564 | 55.0564 | 55.0564 | 55.0564 | 55.0564 | 55.0564 | 55.0564 | 55.0564 | 55.0564 | 55.0564 | 55.0564 | 55.0564 | 55.0564 | 55.0564 | 55.0564 | 55.0564 | 55.0564 | 55.0564 | 55.0564 | 55.0564 | 55.0564 | 55.0564 | 55.0564 | 55.0564 | 55.0564 | 55.0564 | 55.0564 | 55.0564 | 55.0564 | 55.0564 | 55.0564 | 55.0564 | 55.0564 | 55.0564 | 55.0564 | 55.0564 | 55.0564 | 55.0564 | 55.0564 | 55.0564 | 55.0564 | 55.0564 | 55.0564 | 55.0564 | 55.0564 | 55.0564 | 55.0564 | 55.0564 | 55.0564 | 55.0564 | 55.0564 | 55.0564 | 55.0564 | 55.0564 | 55.0564 | 55.0564 | 55.0564 | 55.0564 | 55.0564 | 55.0564 | 55.0564 | 55.0564 | 55.0564 | 55.0564 | 55.0564 | 55.0564 | 55.0564 | 55.0564 | 55.0564 | 55.0564 | 55.0564 | 55.0564 | 55.0564 | 55.0564 | 55.0564 | 55.0564 | 55.0564 | 55.0564 | 55.0564 | 55.0564 | 55.0564 | 55.0564 | 55.0564 | 55.0564 | 55.0564 | 55.0564 | 55.0564 | 55.0564 | 55.0564 | 55.0564 | 55.0564 | 55.0564 | 55.0564 | 55.0564 | 55.0564 | 55.0564 | 55.0564 | 55.0564 | 55.0564 | 55.0564 | 55.0564 | 55.0564 | 55.0564 | 55.0564 | 55.0564 | 55.0564 | 55.0564 | 55.0564 | 55.0564 | 55.0564 | 55.0564 | 55.0564 | 55.0564 | 55.0564 | 55.0564 | 55.0564 | 55.0564 | 55.0564 | 55.0564 | 55.0564 | 55.0564 | 55.0564 | 55.0564 | 55.0564 | 55.0564 | 55.0564 | 55.0564 | 55.0564 | 55.0564 | 55.0564 | 55.0564 | 55.0564 | 55.0564 | 55.0564 | 55.0564 | 55.0564 | 55.0564 | 55.0564 | 55.0564 | 55.0564 | 55.0564 | 55.0564 | 55.0564 | 55.0564 | 55.0564 | 55.0564 | 55.0564 | 55.0564 | 55.0564 | 55.0564 | 55.0564 | 55.0564 | 55.0564 | 55.0564 | 55.0564 | 55.0564 | 55.0564 | 55.0564 | 55.0564 | 55.0564 | 55.0564 | 55.0564 | 55.0564 | 55.0564 | 55.0564 | 55.0564 | 55.0564 | 55.0564 | 55.0564 | 55.0564 | 55.0564 | 55.0564 | 55.0564 | 55.0564 | 55.0564 | 55.0564 | 55.0564 | 55.0564 | 55.0564 | 55.0564 | 55.0564 | 55.0564 | 55.0564 | 55.0564 | 55.0564 | 55.0564 | 55.0564 | 55.0564 | 55.0564 | 55.0564 | 55.0564 | 55.0564 | 55.0564 | 55.0564 | 55.0564 | 55.0564 | 55.0564 | 55.0564 | 55.0564 | 55.0564 | 55.0564 | 55.0564 | 55.0564 | 55.0564 | 55.0564 | 55.0564 | 55.0564 | 55.0564 | 55.0564 | 55.0564 | 55.0564 | 55.0564 | 55.0564 | 55.0564 | 55.0564 | 55.0564 | 55.0564 | 55.0564 | 55.0564 | 55.0564 | 55.0564 | 55.0564 | 55.0564 | 55.0564 | 55.0564 | 55.0564 | 55.0564 | 55.0564 | 55.0564 | 55.0564 | 55.0564 | 55.0564 | 55.0564 | 55.0564 | 55.0564 | 55.0564 | 55.0564 | 55.0564 | 55.0564 | 55.0564 | 55.0564 | 55.0564 | 55.0564 | 55.0564 | 55.0564 | 55.0564 | 55.0564 | 55.0564 | 55.0564 | 55.0564 | 55.0564 | 55.0564 | 55.0564 | 55.0564 | 55.0564 | 55.0564 | 55.0564 | 55.0564 | 55.0564 | 55.0564 | 55.0564 | 55.0564 | 55.0564 | 55.0564 | 55.0564 | 55.0564 | 55.0564 | 55.0564 | 55.0564 | 55.0564 | 55.0564 | 55.0564 | 55.0564 | 55.0564 | 55.0564 | 55.0564 | 55.0564 | 55.0564 | 55.0564 | 55.0564 | 55.0564 | 55.0564 | 55.0564 | 55.0564 | 55.0564 | 55.0564 | 55.0564 | 55.0564 | 55.0564 | 55.0564 | 55.0564 | 55.0564 | 55.0564 | 55.0564 | 55.0564 | 55.0564 | 55.0564 | 55.0564 | 55.0564 | 55.0564 | 55.0564 | 55.0564 | 55.0564 | 55.0564 | 55.0564 | 55.0564 | 55.0564 | 55.0564 | 55.0564 | 55.0564 | 55.0564 | 55.0564 | 55.0564 | 55.0564 | 55.0564 | 55.0564 | 55.0564 | 55.0564 | 55.0564 | 55.0564 | 55.0564 | 55.0564 | 55.0564 | 55.0564 | 55.0564 | 55.0564 | 55.0564 | 55.0564 | 55.0564 | 55.0564 | 55.0564 | 55.0564 | 55.0564 | 55.0564 | 55.0564 | 55.0564 | 55.0564 | 55.0564 | 55.0564 | 55.0564 | 55.0564 | 55.0564 | 55.0564 | 55.0564 | 55.0564 | 55.0564 | 55.0564 | 55.0564 | 55.0564 | 55.0564 | 55.0564 | 55.0564 | 55.0564 | 55.0564 | 55.0564 | 55.0564 | 55.0564 | 55.0564 | 55.0564 | 55.0564 | 55.0564 | 55.0564 | 55.0564 | 55.0564 | 55.0564 | 55.0564 | 55.0564 | 55.0564 | 55.0564 | 55.0564 | 55.0564 | 55.0564 | 55.0564 | 55.0564 | 55.0564 | 55.0564 | 55.0564 | 55.0564 | 55.0564 | 55.0564 | 55.0564 | 55.0564 | 55.0564 | 55.0564 | 55.0564 | 55.0564 | 55.0564 | 55.0564 | 55.0564 | 55.0564 | 55.0564 | 55.0564 | 55.0564 | 55.0564 | 55.0564 | 55.0564 | 55.0564 | 55.0564 | 55.0564 | 55.0564 | 55.0564 | 55.0564 | 55.0564 | 55.0564 | 55.0564 | 55.0564 | 55.0564 | 55.0564 | 55.0564 | 55.0564 | 55.0564 | 55.0564 | 55.0564 | 55.0564 | 55.0564 | 55.0564 | 55.0564 | 55.0564 | 55.0564 | 55.0564 | 55.0564 | 55.0564 | 55.0564 | 55.0564 | 55.0564 | 55.0564 | 55.0564 | 55.0564 | 55.0564 | 55.0564 | 55.0564 | 55.0564 | 55.0564 | 55.0564 | 55.0564 | 55.0564 | 55.0564 | 55.0564 | 55.0564 | 55.0564 | 55.0564 | 55.0564 | 55.0564 | 55.0564 | 55.0564 | 55.0564 | 55.0564 | 55.0564 | 55.0564 | 55.0564 | 55.0564 | 55.0564 | 55.0564 | 55.0564 | 55.0564 | 55.0564 | 55.0564 | 55.0564 | 55.0564 | 55.0564 | 55.0564 | 55.0564 | 55.0564 | 55.0564 | 55.0564 | 55.0564 | 55.0564 | 55.0564 | 55.0564 | 55.0564 | 55.0564 | 55.0564 | 55.0564 | 55.0564 | 55.0564 | 55.0564 | 55.0564 | 55.0564 | 55.0564 | 55.0564 | 55.0564 | 55.0564 | 55.0564 | 55.0564 | 55.0564 | 55.0564 | 55.0564 | 55.0564 | 55.0564 | 55.0564 | 55.0564 | 55.0564 | 55.0564 | 55.0564 | 55.0564 | 55.0564 | 55.0564 | 55.0564 | 55.0564 | 55.0564 | 55.0564 | 55.0564 | 55.0564 | 55.0564 | 55.0564 | 55.0564 | 55.0564 | 55.0564 | 55.0564 | 55.0564 | 55.0564 | 55.0564 | 55.0564 | 55.0564 | 55.0564 | 55.0564 | 55.0564 | 55.0564 | 55.0564 | 55.0564 | 55.0564 | 55.0564 | 55.0564 | 55.0564 | 55.0564 | 55.0564 | 55.0564 | 55.0564 | 55.0564 | 55.0564 | 55.0564 | 55.0564 | 55.0564 | 55.0564 | 55.0564 | 55.0564 | 55.0564 | 55.0564 | 55.0564 | 55.0564 | 55.0564 | 55.0564 | 55.0564 | 55.0564 | 55.0564 | 55.0564 | 55.0564 | 55.0564 | 55.0564 | 55.0564 | 55.0564 | 55.0564 | 55.0564 | 55.0564 | 55.0564 | 55.0564 | 55.0564 | 55.0564 | 55.0564 | 55.0564 | 55.0564 | 55.0564 | 55.0564 | 55.0564 | 55.0564 | 55.0564 | 55.0564 | 55.0564 | 55.0564 | 55.0564 | 55.0564 | 55.0564 | 55.0564 | 55.0564 | 55.0564 | 55.0564 | 55.0564 | 55.0564 | 55.0564 | 55.0564 | 55.0564 | 55.0564 | 55.0564 | 55.0564 | 55.0564 | 55.0564 | 55.0564 | 55.0564 | 55.0564 | 55.0564 | 55.0564 | 55.0564 | 55.0564 | 55.0564 | 55.0564 | 55.0564 | 55.0564 | 55.0564 | 55.0564 | 55.0564 | 55.0564 | 55.0564 | 55.0564 | 55.0564 | 55.0564 | 55.0564 | 55.0564 | 55.0564 | 55.0564 | 55.0564 | 55.0564 | 55.0564 | 55.0564 | 55.0564 | 55.0564 | 55.0564 | 55.0564 | 55.0564 | 55.0564 | 55.0564 | 55.0564 | 55.0564 | 55.0564 | 55.0564 | 55.0564 | 55.0564 | 55.0564 | 55.0564 | 55.0564 | 55.0564 | 55.0564 | 55.0564 | 55.0564 | 55.0564 | 55.0564 | 55.0564 | 55.0564 | 55.0564 | 55.0564 | 55.0564 | 55.0564 | 55.0564 | 55.0564 | 55.0564 | 55.0564 | 55.0564 | 55.0564 | 55.0564 | 55.0564 | 55.0564 | 55.0564 | 55.0564 | 55.0564 | 55.0564 | 55.0564 | 55.0564 | 55.0564 | 55.0564 | 55.0564 | 55.0564 | 55.0564 | 55.0564 | 55.0564 | 55.0564 | 55.0564 | 55.0564 | 55.0564 | 55.0564 | 55.0564 | 55.0564 | 55.0564 | 55.0564 | 55.0564 | 55.0564 | 55.0564 | 55.0564 | 55.0564 | 55.0564 | 55.0564 | 55.0564 | 55.0564 | 55.0564 | 55.0564 | 55.0564 | 55.0564 | 55.0564 | 55.0564 | 55.0564 | 55.0564 | 55.0564 | 55.0564 | 55.0564 | 55.0564 | 55.0564 | 55.0564 | 55.0564 | 55.0564 | 55.0564 | 55.0564 | 55.0564 | 55.0564 | 55.0564 | 55.0564 | 55.0564 | 55.0564 | 55.0564 | 55.0564 | 55.0564 | 55.0564 | 55.0564 | 55.0564 | 55.0564 | 55.0564 | 55.0564 | 55.0564 | 55.0564 | 55.0564 | 55.0564 | 55.0564 | 55.0564 | 55.0564 | 55.0564 | 55.0564 | 55.0564 | 55.0564 | 55.0564 | 55.0564 | 55.0564 | 55.0564 | 55.0564 | 55.0564 | 55.0564 | 55.0564 | 55.0564 | 55.0564 | 55.0564 | 55.0564 | 55.0564 | 55.0564 | 55.0564 | 55.0564 | 55.0564 | 55.0564 | 55.0564 | 55.0564 | 55.0564 | 55.0564 | 55.0564 | 55.0564 | 55.0564 | 55.0564 | 55.0564 | 55.0564 | 55.0564 | 55.0564 | 55.0564 | 55.0564 | 55.0564 | 55.0564 | 55.0564 | 55.0564 | 55.0564 | 55.0564 | 55.0564 | 55.0564 | 55.0564 | 55.0564 | 55.0564 | 55.0564 | 55.0564 | 55.0564 | 55.0564 | 55.0564 | 55.0564 | 55.0564 | 55.0564 | 55.0564 | 55.0564 | 55.0564 | 55.0564 | 55.0564 | 55.0564 | 55.0564 | 55.0564 | 55.0564 | 55.0564 | 55.0564 | 55.0564 | 55.0564 | 55.0564 | 55.0564 | 55.0564 | 55.0564 | 55.0564 | 55.0564 | 55.0564 | 55.0564 | 55.0564 | 55.0564 | 55.0564 | 55.0564 | 55.0564 | 55.0564 | 55.0564 | 55.0564 | 55.0564 | 55.0564 | 55.0564 | 55.0564 | 55.0564 | 55.0564 | 55.0564 | 55.0564 | 55.0564 | 55.0564 | 55.0564 | 55.0564 | 55.0564 | 55.0564 | 55.0564 | 55.0564 | 55.0564 | 55.0564 | 55.0564 | 55.0564 | 55.0564 | 55.0564 | 55.0564 | 55.0564 | 55.0564 | 55.0564 | 55.0564 | 55.0564 | 55.0564 | 55.0564 | 55.0564 | 55.0564 | 55.0564 | 55.0564 | 55.0564 | 55.0564 | 55.0564 | 55.0564 | 55.0564 | 55.0564 | 55.0564 | 55.0564 | 55.0564 | 55.0564 | 55.0564 | 55.0564 | 55.0564 | 55.0564 | 55.0564 | 55.0564 | 55.0564 | 55.0564 | 55.0564 | 55.0564 | 55.0564 | 55.0564 | 55.0564 | 55.0564 | 55.0564 | 55.0564 | 55.0564 | 55.0564 | 55.0564 | 55.0564 | 55.0564 | 55.0564 | 55.0564 | 55.0564 | 55.0564 | 55.0564 | 55.0564 | 55.0564 | 55.0564 | 55.0564 | 55.0564 | 55.0564 | 55.0564 | 55.0564 | 55.0564 | 55.0564 | 55.0564 | 55.0564 | 55.0564 | 55.0564 | 55.0564 | 55.0564 | 55.0564 | 55.0564 | 55.0564 | 55.0564 | 55.0564 | 55.0564 | 55.0564 | 55.0564 | 55.0564 | 55.0564 | 55.0564 | 55.0564 | 55.0564 | 55.0564 | 55.0564 | 55.0564 | 55.0564 | 55.0564 | 55.0564 | 55.0564 | 55.0564 | 55.0564 | 55.0564 | 55.0564 | 55.0564 | 55.0564 | 55.0564 | 55.0564 | 55.0564 | 55.0564 | 55.0564 | 55.0564 | 55.0564 | 55.0564 | 55.0564 | 55.0564 | 55.0564 | 55.0564 | 55.0564 | 55.0564 | 55.0564 | 55.0564 | 55.0564 | 55.0564 | 55.0564 | 55.0564 | 55.0564 | 55.0564 | 55.0564 | 55.0564 | 55.0564 | 55.0564 | 55.0564 | 55.0564 | 55.0564 | 55.0564 | 55.0564 | 55.0564 | 55.0564 | 55.0564 | 55.0564 | 55.0564 | 55.0564 | 55.0564 | 55.0564 | 55.0564 | 55.0564 | 55.0564 | 55.0564 | 55.0564 | 55.0564 | 55.0564 | 55.0564 | 55.0564 | 55.0564 | 55.0564 | 55.0564 | 55.0564 | 55.0564 | 55.0564 | 55.0564 | 55.0564 | 55.0564 | 55.0564 | 55.0564 | 55.0564 | 55.0564 | 55.0564 | 55.0564 | 55.0564 | 55.0564 | 55.0564 | 55.0564 | 55.0564 | 55.0564 | 55.0564 | 55.0564 | 55.0564 | 55.0564 | 55.0564 | 55.0564 | 55.0564 | 55.0564 | 55.0564 | 55.0564 | 55.0564 | 55.0564 | 55.0564 | 55.0564 | 55.0564 | 55.0564 | 55.0564 | 55.0564 | 55.0564 | 55.0564 | 55.0564 | 55.0564 | 55.0564 | 55.0564 | 55.0564 | 55.0564 | 55.0564 | 55.0564 | 55.0564 | 55.0564 | 55.0564 | 55.0564 | 55.0564 | 55.0564 | 55.0564 | 55.0564 | 55.0564 | 55.0564 | 55.0564 | 55.0564 | 55.0564 | 55.0564 | 55.0564 | 55.0564 | 55.0564 | 55.0564 | 55.0564 | 55.0564 | 55.0564 | 55.0564 | 55.0564 | 55.0564 | 55.0564 | 55.0564 | 55.0564 | 55.0564 | 55.0564 | 55.0564 | 55.0564 | 55.0564 | 55.0564 | 55.0564 | 55.0564 | 55.0564 | 55.0564 | 55.0564 | 55.0564 | 55.0564 | 55.0564 | 55.0564 | 55.0564 | 55.0564 | 55.0564 | 55.0564 | 55.0564 | 55.0564 | 55.0564 | 55.0564 | 55.0564 | 55.0564 | 55.0564 | 55.0564 | 55.0564 | 55.0564 | 55.0564 | 55.0564 | 55.0564 | 55.0564 | 55.0564 | 55.0564 | 55.0564 | 55.0564 | 55.0564 | 55.0564 | 55.0564 | 55.0564 | 55.0564 | 55.0564 | 55.0564 | 55.0564 | 55.0564 | 55.0564 | 55.0564 | 55.0564 | 55.0564 | 55.0564 | 55.0564 | 55.0564 | 55.0564 | 55.0564 | 55.0564 | 55.0564 | 55.0564 | 55.0564 | 55.0564 | 55.0564 | 55.0564 | 55.0564 | 55.0564 | 55.0564 | 55.0564 | 55.0564 | 55.0564 | 55.0564 | 55.0564 | 55.0564 | 55.0564 | 55.0564 | 55.0564 | 55.0564 | 55.0564 | 55.0564 | 55.0564 | 55.0564 | 55.0564 | 55.0564 | 55.0564 | 55.0564 | 55.0564 | 55.0564 | 55.0564 | 55.0564 | 55.0564 | 55.0564 | 55.0564 | 55.0564 | 55.0564 | 55.0564 | 55.0564 | 55.0564 | 55.0564 | 55.0564 | 55.0564 | 55.0564 | 55.0564 | 55.0564 | 55.0564 | 55.0564 | 55.0564 | 55.0564 | 55.0564 | 55.0564 | 55.0564 | 55.0564 | 55.0564 | 55.0564 | 55.0564 | 55.0564 | 55.0564 | 55.0564 | 55.0564 | 55.0564 | 55.0564 | 55.0564 | 55.0564 | 55.0564 | 55.0564 | 55.0564 | 55.0564 | 55.0564 | 55.0564 | 55.0564 | 55.0564 | 55.0564 | 55.0564 | 55.0564 | 55.0564 | 55.0564 | 55.0564 | 55.0564 | 55.0564 | 55.0564 | 55.0564 | 55.0564 | 55.0564 | 55.0564 | 55.0564 | 55.0564 | 55.0564 | 55.0564 | 55.0564 | 55.0564 | 55.0564 | 55.0564 | 55.0564 | 55.0564 | 55.0564 | 55.0564 | 55.0564 | 55.0564 | 55.0564 | 55.0564 | 55.0564 | 55.0564 | 55.0564 | 55.0564 | 55.0564 | 55.0564 | 55.0564 | 55.0564 | 55.0564 | 55.0564 | 55.0564 | 55.0564 | 55.0564 | 55.0564 | 55.0564 | 55.0564 | 55.0564 | 55.0564 | 55.0564 | 55.0564 | 55.0564 | 55.0564 | 55.0564 | 55.0564 | 55.0564 | 55.0564 | 55.0564 | 55.0564 | 55.0564 | 55.0564 | 55.0564 | 55.0564 | 55.0564 | 55.0564 | 55.0564 | 55.0564 | 55.0564 | 55.0564 | 55.0564 | 55.0564 | 55.0564 | 55.0564 | 55.0564 | 55.0564 | 55.0564 | 55.0564 | 55.0564 | 55.0564 | 55.0564 | 55.0564 | 55.0564 | 55.0564 | 55.0564 | 55.0564 | 55.0564 | 55.0564 | 55.0564 | 55.0564 | 55.0564 | 55.0564 | 55.0564 | 55.0564 | 55.0564 | 55.0564 | 55.0564 | 55.0564 | 55.0564 | 55.0564 | 55.0564 | 55.0564 | 55.0564 | 55.0564 | 55.0564 | 55.0564 | 55.0564 | 55.0564 | 55.0564 | 55.0564 | 55.0564 | 55.0564 | 55.0564 | 55.0564 | 55.0564 | 55.0564 | 55.0564 | 55.0564 | 55.0564 | 55.0564 | 55.0564 | 55.0564 | 55.0564 | 55.0564 | 55.0564 | 55.0564 | 55.0564 | 55.0564 | 55.0564 | 55.0564 | 55.0564 | 55.0564 | 55.0564 | 55.0564 | 55.0564 | 55.0564 | 55.0564 | 55.0564 | 55.0564 | 55.0564 | 55.0564 | 55.0564 | 55.0564 | 55.0564 | 55.0564 | 55.0564 | 55.0564 | 55.0564 | 55.0564 | 55.0564 | 55.0564 | 55.0564 | 55.0564 | 55.0564 | 55.0564 | 55.0564 | 55.0564 | 55.0564 | 55.0564 | 55.0564 | 55.0564 | 55.0564 | 55.0564 | 55.0564 | 55.0564 | 55.0564 | 55.0564 | 55.0564 | 55.0564 | 55.0564 | 55.0564 | 55.0564 | 55.0564 | 55.0564 | 55.0564 | 55.0564 | 55.0564 | 55.0564 | 55.0564 | 55.0564 | 55.0564 | 55.0564 | 55.0564 | 55.0564 | 55.0564 | 55.0564 | 55.0564 | 55.0564 | 55.0564 | 55.0564 | 55.0564 | 55.0564 | 55.0564 | 55.0564 | 55.0564 | 55.0564 | 55.0564 | 55.0564 | 55.0564 | 55.0564 | 55.0564 | 55.0564 | 55.0564 | 55.0564 | 55.0564 | 55.0564 | 55.0564 | 55.0564 | 55.0564 | 55.0564 | 55.0564 | 55.0564 | 55.0564 | 55.0564 | 55.0564 | 55.0564 | 55.0564 | 55.0564 | 55.0564 | 55.0564 | 55.0564 | 55.0564 | 55.0564 | 55.0564 | 55.0564 | 55.0564 | 55.0564 | 55.0564 | 55.0564 | 55.0564 | 55.0564 | 55.0564 | 55.0564 | 55.0564 | 55.0564 | 55.0564 | 55.0564 | 55.0564 | 55.0564 | 55.0564 | 55.0564 | 55.0564 | 55.0564 | 55.0564 | 55.0564 | 55.0564 | 55.0564 | 55.0564 | 55.0564 | 55.0564 | 55.0564 | 55.0564 | 55.0564 | 55.0564 | 55.0564 | 55.0564 | 55.0564 | 55.0564 | 55.0564 | 55.0564 | 55.0564 | 55.0564 | 55.0564 | 55.0564 | 55.0564 | 55.0564 | 55.0564 | 55.0564 | 55.0564 | 55.0564 | 55.0564 | 55.0564 | 55.0564 | 55.0564 | 55.0564 | 55.0564 | 55.0564 | 55.0564 | 55.0564 | 55.0564 | 55.0564 | 55.0564 | 55.0564 | 55.0564 | 55.0564 | 55.0564 | 55.0564 | 55.0564 | 55.0564 | 55.0564 | 55.0564 | 55.0564 | 55.0564 | 55.0564 | 55.0564 | 55.0564 | 55.0564 | 55.0564 | 55.0564 | 55.0564 | 55.0564 | 55.0564 | 55.0564 | 55.0564 | 55.0564 | 55.0564 | 55.0564 | 55.0564 | 55.0564 | 55.0564 | 55.0564 | 55.0564 | 55.0564 | 55.0564 | 55.0564 | 55.0564 | 55.0564 | 55.0564 | 55.0564 | 55.0564 | 55.0564 | 55.0564 | 55.0564 | 55.0564 | 55.0564 | 55.0564 | 55.0564 | 55.0564 | 55.0564 | 55.0564 | 55.0564 | 55.0564 | 55.0564 | 55.0564 | 55.0564 | 55.0564 | 55.0564 | 55.0564 | 55.0564 | 55.0564 | 55.0564 | 55.0564 | 55.0564 | 55.0564 | 55.0564 | 55.0564 | 55.0564 | 55.0564 | 55.0564 | 55.0564 | 55.0564 | 55.0564 | 55.0564 | 55.0564 | 55.0564 | 55.0564 | 55.0564 | 55.0564 | 55.0564 | 55.0564 | 55.0564 | 55.0564 | 55.0564 | 55.0564 | 55.0564 | 55.0564 | 55.0564 | 55.0564 | 55.0564 | 55.0564 | 55.0564 | 55.0564 | 55.0564 | 55.0564 | 55.0564 | 55.0564 | 55.0564 | 55.0564 | 55.0564 | 55.0564 | 55.0564 | 55.0564 | 55.0564 | 55.0564 | 55.0564 | 55.0564 | 55.0564 | 55.0564 | 55.0564 | 55.0564 | 55.0564 | 55.0564 | 55.0564 | 55.0564 | 55.0564 | 55.0564 | 55.0564 | 55.0564 | 55.0564 | 55.0564 | 55.0564 | 55.0564 | 55.0564 | 55.0564 | 55.0564 | 55.0564 | 55.0564 | 55.0564 | 55.0564 | 55.0564 | 55.0564 | 55.0564 | 55.0564 | 55.0564 | 55.0564 | 55.0564 | 55.0564 | 55.0564 | 55.0564 | 55.0564 | 55.0564 | 55.0564 | 55.0564 | 55.0564 | 55.0564 | 55.0564 | 55.0564 | 55.0564 | 55.0564 | 55.0564 | 55.0564 | 55.0564 | 55.0564 | 55.0564 | 55.0564 | 55.0564 | 55.0564 | 55.0564 | 55.0564 | 55.0564 | 55.0564 | 55.0564 | 55.0564 | 55.0564 | 55.0564 | 55.0564 | 55.0564 | 55.0564 | 55.0564 | 55.0564 | 55.0564 | 55.0564 | 55.0564 | 55.0564 | 55.0564 | 55.0564 | 55.0564 | 55.0564 | 55.0564 | 55.0564 | 55.0564 | 55.0564 | 55.0564 | 55.0564 | 55.0564 | 55.0564 | 55.0564 | 55.0564 | 55.0564 | 55.0564 | 55.0564 | 55.0564 | 55.0564 | 55.0564 | 55.0564 | 55.0564 | 55.0564 | 55.0564 | 55.0564 | 55.0564 | 55.0564 | 55.0564 | 55.0564 | 55.0564 | 55.0564 | 55.0564 | 55.0564 | 55.0564 | 55.0564 | 55.0564 | 55.0564 | 55.0564 | 55.0564 | 55.0564 | 55.0564 | 55.0564 | 55.0564 | 55.0564 | 55.0564 | 55.0564 | 55.0564 | 55.0564 | 55.0564 | 55.0564 | 55.0564 | 55.0564 | 55.0564 | 55.0564 | 55.0564 | 55.0564 | 55.0564 | 55.0564 | 55.0564 | 55.0564 | 55.0564 | 55.0564 | 55.0564 | 55.0564 | 55.0564 | 55.0564 | 55.0564 | 55.0564 | 55.0564 | 55.0564 | 55.0564 | 55.0564 | 55.0564 | 55.0564 | 55.0564 | 55.0564 | 55.0564 | 55.0564 | 55.0564 | 55.0564 | 55.0564 | 55.0564 | 55.0564 | 55.0564 | 55.0564 | 55.0564 | 55.0564 | 55.0564 | 55.0564 | 55.0564 | 55.0564 | 55.0564 | 55.0564 | 55.0564 | 55.0564 | 55.0564 | 55.0564 | 55.0564 | 55.0564 | 55.0564 | 55.0564 | 55.0564 | 55.0564 | 55.0564 | 55.0564 | 55.0564 | 55.0564 | 55.0564 | 55.0564 | 55.0564 | 55.0564 | 55.0564 | 55.0564 | 55.0564 | 55.0564 | 55.0564 | 55.0564 | 55.0564 | 55.0564 | 55.0564 | 55.0564 | 55.0564 | 55.0564 | 55.0564 | 55.0564 | 55.0564 | 55.0564 | 55.0564 | 55.0564 | 55.0564 | 55.0564 | 55.0564 | 55.0564 | 55.0564 | 55.0564 | 55.0564 | 55.0564 | 55.0564 | 55.0564 | 55.0564 | 55.0564 | 55.0564 | 55.0564 | 55.0564 | 55.0564 | 55.0564 | 55.0564 | 55.0564 | 55.0564 | 55.0564 | 55.0564 | 55.0564 | 55.0564 | 55.0564 | 55.0564 | 55.0564 | 55.0564 | 55.0564 | 55.0564 | 55.0564 | 55.0564 | 55.0564 | 55.0564 | 55.0564 | 55.0564 | 55.0564 | 55.0564 | 55.0564 | 55.0564 | 55.0564 | 55.0564 | 55.0564 | 55.0564 | 55.0564 | 55.0564 | 55.0564 | 55.0564 | 55.0564 | 55.0564 | 55.0564 | 55.0564 | 55.0564 | 55.0564 | 55.0564 | 55.0564 | 55.0564 | 55.0564 | 55.0564 | 55.0564 | 55.0564 | 55.0564 | 55.0564 | 55.0564 | 55.0564 | 55.0564 | 55.0564 | 55.0564 | 55.0564 | 55.0564 | 55.0564 | 55.0564 | 55.0564 | 55.0564 | 55.0564 | 55.0564 | 55.0564 | 55.0564 | 55.0564 | 55.0564 | 55.0564 | 55.0564 | 55.0564 | 55.0564 | 55.0564 | 55.0564 | 55.0564 | 55.0564 | 55.0564 | 55.0564 | 55.0564 | 55.0564 | 55.0564 | 55.0564 | 55.0564 | 55.0564 | 55.0564 | 55.0564 | 55.0564 | 55.0564 | 55.0564 | 55.0564 | 55.0564 | 55.0564 | 55.0564 | 55.0564 | 55.0564 | 55.0564 | 55.0564 | 55.0564 | 55.0564 | 55.0564 | 55.0564 | 55.0564 | 55.0564 | 55.0564 | 55.0564 | 55.0564 | 55.0564 | 55.0564 | 55.0564 | 55.0564 | 55.0564 | 55.0564 | 55.0564 | 55.0564 | 55.0564 | 55.0564 | 55.0564 | 55.0564 | 55.0564 | 55.0564 | 55.0564 | 55.0564 | 55.0564 | 55.0564 | 55.0564 | 55.0564 | 55.0564 | 55.0564 | 55.0564 | 55.0564 | 55.0564 | 55.0564 | 55.0564 | 55.0564 | 55.0564 | 55.0564 | 55.0564 | 55.0564 | 55.0564 | 55.0564 | 55.0564 | 55.0564 | 55.0564 | 55.0564 | 55.0564 | 55.0564 | 55.0564 | 55.0564 | 55.0564 | 55.0564 | 55.0564 | 55.0564 | 55.0564 | 55.0564 | 55.0564 | 55.0564 | 55.0564 | 55.0564 | 55.0564 | 55.0564 | 55.0564 | 55.0564 | 55.0564 | 55.0564 | 55.0564 | 55.0564 | 55.0564 | 55.0564 | 55.0564 | 55.0564 | 55.0564 | 55.0564 | 55.0564 | 55.0564 | 55.0564 | 55.0564 | 55.0564 | 55.0564 | 55.0564 | 55.0564 | 55.0564 | 55.0564 | 55.0564 | 55.0564 | 55.0564 | 55.0564 | 55.0564 | 55.0564 | 55.0564 | 55.0564 | 55.0564 | 55.0564 | 55.0564 | 55.0564 | 55.0564 | 55.0564 | 55.0564 | 55.0564 | 55.0564 | 55.0564 | 55.0564 | 55.0564 | 55.0564 | 55.0564 | 55.0564 | 55.0564 | 55.0564 | 55.0564 | 55.0564 | 55.0564 | 55.0564 | 55.0564 | 55.0564 | 55.0564 | 55.0564 | 55.0564 | 55.0564 | 55.0564 | 55.0564 | 55.0564 | 55.0564 | 55.0564 | 55.0564 | 55.0564 | 55.0564 | 55.0564 | 55.0564 | 55.0564 | 55.0564 | 55.0564 | 55.0564 | 55.0564 | 55.0564 | 55.0564 | 55.0564 | 55.0564 | 55.0564 | 55.0564 | 55.0564 | 55.0564 | 55.0564 | 55.0564 | 55.0564 | 55.0564 | 55.0564 | 55.0564 | 55.0564 | 55.0564 | 55.0564 | 55.0564 | 55.0564 | 55.0564 | 55.0564 | 55.0564 | 55.0564 | 55.0564 | 55.0564 | 55.0564 | 55.0564 | 55.0564 | 55.0564 | 55.0564 | 55.0564 | 55.0564 | 55.0564 | 55.0564 | 55.0564 | 55.0564 | 55.0564 | 55.0564 | 55.0564 | 55.0564 | 55.0564 | 55.0564 | 55.0564 | 55.0564 | 55.0564 | 55.0564 | 55.0564 | 55.0564 | 55.0564 | 55.0564 | 55.0564 | 55.0564 | 55.0564 | 55.0564 | 55.0564 | 55.0564 | 55.0564 | 55.0564 | 55.0564 | 55.0564 | 55.0564 | 55.0564 | 55.0564 | 55.0564 | 55.0564 | 55.0564 | 55.0564 | 55.0564 | 55.0564 | 55.0564 | 55.0564 | 55.0564 | 55.0564 | 55.0564 | 55.0564 | 55.0564 | 55.0564 | 55.0564 | 55.0564 | 55.0564 | 55.0564 | 55.0564 | 55.0564 | 55.0564 | 55.0564 | 55.0564 | 55.0564 | 55.0564 | 55.0564 | 55.0564 | 55.0564 | 55.0564 | 55.0564 | 55.0564 | 55.0564 | 55.0564 | 55.0564 | 55.0564 | 55.0564 | 55.0564 | 55.0564 | 55.0564 | 55.0564 | 55.0564 | 55.0564 | 55.0564 | 55.0564 | 55.0564 | 55.0564 | 55.0564 | 55.0564 | 55.0564 | 55.0564 | 55.0564 | 55.0564 | 55.0564 | 55.0564 | 55.0564 | 55.0564 | 55.0564 | 55.0564 | 55.0564 | 55.0564 | 55.0564 | 55.0564 | 55.0564 | 55.0564 | 55.0564 | 55.0564 | 55.0564 | 55.0564 | 55.0564 | 55.0564 | 55.0564 | 55.0564 | 55.0564 | 55.0564 | 55.0564 | 55.0564 | 55.0564 | 55.0564 | 55.0564 | 55.0564 | 55.0564 | 55.0564 | 55.0564 | 55.0564 | 55.0564 | 55.0564 | 55.0564 | 55.0564 | 55.0564 | 55.0564 | 55.0564 | 55.0564 | 55.0564 | 55.0564 | 55.0564 | 55.0564 | 55.0564 | 55.0564 | 55.0564 | 55.0564 | 55.0564 | 55.0564 | 55.0564 | 55.0564 | 55.0564 | 55.0564 | 55.0564 | 55.0564 | 55.0564 | 55.0564 | 55.0564 | 55.0564 | 55.0564 | 55.0564 | 55.0564 | 55.0564 | 55.0564 | 55.0564 | 55.0564 | 55.0564 | 55.0564 | 55.0564 | 55.0564 | 55.0564 | 55.0564 | 55.0564 | 55.0564 | 55.0564 | 55.0564 | 55.0564 | 55.0564 | 55.0564 | 55.0564 | 55.0564 | 55.0564 | 55.0564 | 55.0564 | 55.0564 | 55.0564 | 55.0564 | 55.0564 | 55.0564 | 55.0564 | 55.0564 | 55.0564 | 55.0564 | 55.0564 | 55.0564 | 55.0564 | 55.0564 | 55.0564 | 55.0564 | 55.0564 | 55.0564 | 55.0564 | 55.0564 | 55.0564 | 55.0564 | 55.0564 | 55.0564 | 55.0564 | 55.0564 | 55.0564 | 55.0564 | 55.0564 | 55.0564 | 55.0564 | 55.0564 | 55.0564 | 55.0564 | 55.0564 | 55.0564 | 55.0564 | 55.0564 | 55.0564 | 55.0564 | 55.0564 | 55.0564 | 55.0564 | 55.0564 | 55.0564 | 55.0564 | 55.0564 | 55.0564 | 55.0564 | 55.0564 | 55.0564 | 55.0564 | 55.0564 | 55.0564 | 55.0564 | 55.0564 | 55.0564 | 55.0564 | 55.0564 | 55.0564 | 55.0564 | 55.0564 | 55.0564 | 55.0564 | 55.0564 | 55.0564 | 55.0564 | 55.0564 | 55.0564 | 55.0564 | 55.0564 | 55.0564 | 55.0564 | 55.0564 | 55.0564 | 55.0564 | 55.0564 | 55.0564 | 55.0564 | 55.0564 | 55.0564 | 55.0564 | 55.0564 | 55.0564 | 55.0564 | 55.0564 | 55.0564 | 55.0564 | 55.0564 | 55.0564 | 55.0564 | 55.0564 | 55.0564 | 55.0564 | 55.0564 | 55.0564 | 55.0564 | 55.0564 | 55.0564 | 55.0564 | 55.0564 | 55.0564 | 55.0564 | 55.0564 | 55.0564 | 55.0564 | 55.0564 | 55.0564 | 55.0564 | 55.0564 | 55.0564 | 55.0564 | 55.0564 | 55.0564 | 55.0564 | 55.0564 | 55.0564 | 55.0564 | 55.0564 | 55.0564 | 55.0564 | 55.0564 | 55.0564 | 55.0564 | 55.0564 | 55.0564 | 55.0564 | 55.0564 | 55.0564 | 55.0564 | 55.0564 | 55.0564 | 55.0564 | 55.0564 | 55.0564 | 55.0564 | 55.0564 | 55.0564 | 55.0564 | 55.0564 | 55.0564 | 55.0564 | 55.0564 | 55.0564 | 55.0564 | 55.0564 | 55.0564 | 55.0564 | 55.0564 | 55.0564 | 55.0564 | 55.0564 | 55.0564 | 55.0564 | 55.0564 | 55.0564 | 55.0564 | 55.0564 | 55.0564 | 55.0564 | 55.0564 | 55.0564 | 55.0564 | 55.0564 | 55.0564 | 55.0564 | 55.0564 | 55.0564 | 55.0564 | 55.0564 | 55.0564 | 55.0564 | 55.0564 | 55.0564 | 55.0564 | 55.0564 | 55.0564 | 55.0564 | 55.0564 | 55.0564 | 55.0564 | 55.0564 | 55.0564 | 55.0564 | 55.0564 | 55.0564 | 55.0564 | 55.0564 | 55.0564 | 55.0564 | 55.0564 | 55.0564 | 55.0564 | 55.0564 | 55.0564 | 55.0564 | 55.0564 | 55.0564 | 55.0564 | 55.0564 | 55.0564 | 55.0564 | 55.0564 | 55.0564 | 55.0564 | 55.0564 | 55.0564 | 55.0564 | 55.0564 | 55.0564 | 55.0564 | 55.0564 | 55.0564 | 55.0564 | 55.0564 | 55.0564 | 55.0564 | 55.0564 | 55.0564 | 55.0564 | 55.0564 | 55.0564 | 55.0564 | 55.0564 | 55.0564 | 55.0564 | 55.0564 | 55.0564 | 55.0564 | 55.0564 | 55.0564 | 55.0564 | 55.0564 | 55.0564 | 55.0564 | 55.0564 | 55.0564 | 55.0564 | 55.0564 | 55.0564 | 55.0564 | 55.0564 | 55.0564 | 55.0564 | 55.0564 | 55.0564 | 55.0564 | 55.0564 | 55.0564 | 55.0564 | 55.0564 | 55.0564 | 55.0564 | 55.0564 | 55.0564 | 55.0564 | 55.0564 | 55.0564 | 55.0564 | 55.0564 | 55.0564 | 55.0564 | 55.0564 | 55.0564 | 55.0564 | 55.0564 | 55.0564 | 55.0564 | 55.0564 | 55.0564 | 55.0564 | 55.0564 | 55.0564 | 55.0564 | 55.0564 | 55.0564 | 55.0564 | 55.0564 | 55.0564 | 55.0564 | 55.0564 | 55.0564 | 55.0564 | 55.0564 | 55.0564 | 55.0564 | 55.0564 | 55.0564 | 55.0564 | 55.0564 | 55.0564 | 55.0564 | 55.0564 | 55.0564 | 55.0564 | 55.0564 | 55.0564 | 55.0564 | 55.0564 | 55.0564 | 55.0564 | 55.0564 | 55.0564 | 55.0564 | 55.0564 | 55.0564 | 55.0564 | 55.0564 | 55.0564 | 55.0564 | 55.0564 | 55.0564 | 55.0564 | 55.0564 | 55.0564 | 55.0564 | 55.0564 | 55.0564 | 55.0564 | 55.0564 | 55.0564 | 55.0564 | 55.0564 | 55.0564 | 55.0564 | 55.0564 | 55.0564 | 55.0564 | 55.0564 | 55.0564 | 55.0564 | 55.0564 | 55.0564 | 55.0564 | 55.0564 | 55.0564 | 55.0564 | 55.0564 | 55.0564 | 55.0564 | 55.0564 | 55.0564 | 55.0564 | 55.0564 | 55.0564 | 55.0564 | 55.0564 | 55.0564 | 55.0564 | 55.0564 | 55.0564 | 55.0564 | 55.0564 | 55.0564 | 55.0564 | 55.0564 | 55.0564 | 55.0564 | 55.0564 | 55.0564 | 55.0564 | 55.0564 | 55.0564 | 55.0564 | 55.0564 | 55.0564 | 55.0564 | 55.0564 | 55.0564 | 55.0564 | 55.0564 | 55.0564 | 55.0564 | 55.0564 | 55.0564 | 55.0564 | 55.0564 | 55.0564 | 55.0564 | 55.0564 | 55.0564 | 55.0564 | 55.0564 | 55.0564 | 55.0564 | 55.0564 | 55.0564 | 55.0564 | 55.0564 | 55.0564 | 55.0564 | 55.0564 | 55.0564 | 55.0564 | 55.0564 | 55.0564 | 55.0564 | 55.0564 | 55.0564 | 55.0564 | 55.0564 | 55.0564 | 55.0564 | 55.0564 | 55.0564 | 55.0564 | 55.0564 | 55.0564 | 55.0564 | 55.0564 | 55.0564 | 55.0564 | 55.0564 | 55.0564 | 55.0564 | 55.0564 | 55.0564 | 55.0564 | 55.0564 | 55.0564 | 55.0564 | 55.0564 | 55.0564 | 55.0564 | 55.0564 | 55.0564 | 55.0564 | 55.0564 | 55.0564 | 55.0564 | 55.0564 | 55.0564 | 55.0564 | 55.0564 | 55.0564 | 55.0564 | 55.0564 | 55.0564 | 55.0564 | 55.0564 | 55.0564 | 55.0564 | 55.0564 | 55.0564 | 55.0564 | 55.0564 | 55.0564 | 55.0564 | 55.0564 | 55.0564 | 55.0564 | 55.0564 | 55.0564 | 55.0564 | 55.0564 | 55.0564 | 55.0564 | 55.0564 | 55.0564 | 55.0564 | 55.0564 | 55.0564 | 55.0564 | 55.0564 | 55.0564 | 55.0564 | 55.0564 | 55.0564 | 55.0564 | 55.0564 | 55.0564 | 55.0564 | 55.0564 | 55.0564 | 55.0564 | 55.0564 | 55.0564 | 55.0564 | 55.0564 | 55.0564 | 55.0564 | 55.0564 | 55.0564 | 55.0564 | 55.0564 | 55.0564 | 55.0564 | 55.0564 | 55.0564 | 55.0564 | 55.0564 | 55.0564 | 55.0564 | 55.0564 | 55.0564 | 55.0564 | 55.0564 | 55.0564 | 55.0564 | 55.0564 | 55.0564 | 55.0564 | 55.0564 | 55.0564 | 55.0564 | 55.0564 | 55.0564 | 55.0564 | 55.0564 | 55.0564 | 55.0564 | 55.0564 | 55.0564 | 55.0564 | 55.0564 | 55.0564 | 55.0564 | 55.0564 | 55.0564 | 55.0564 | 55.0564 | 55.0564 | 55.0564 | 55.0564 | 55.0564 | 55.0564 | 55.0564 | 55.0564 | 55.0564 | 55.0564 | 55.0564 | 55.0564 | 55.0564 | 55.0564 | 55.0564 | 55.0564 | 55.0564 | 55.0564 | 55.0564 | 55.0564 | 55.0564 | 55.0564 | 55.0564 | 55.0564 | 55.0564 | 55.0564 | 55.0564 | 55.0564 | 55.0564 | 55.0564 | 55.0564 | 55.0564 | 55.0564 | 55.0564 | 55.0564 | 55.0564 | 55.0564 | 55.0564 | 55.0564 | 55.0564 | 55.0564 | 55.0564 | 55.0564 | 55.0564 | 55.0564 | 55.0564 | 55.0564 | 55.0564 | 55.0564 | 55.0564 | 55.0564 | 55.0564 | 55.0564 | 55.0564 | 55.0564 | 55.0564 | 55.0564 | 55.0564 | 55.0564 | 55.0564 | 55.0564 | 55.0564 | 55.0564 | 55.0564 | 55.0564 | 55.0564 | 55.0564 | 55.0564 | 55.0564 | 55.0564 | 55.0564 | 55.0564 | 55.0564 | 55.0564 | 55.0564 | 55.0564 | 55.0564 | 55.0564 | 55.0564 | 55.0564 | 55.0564 | 55.0564 | 55.0564 | 55.0564 | 55.0564 | 55.0564 | 55.0564 | 55.0564 | 55.0564 | 55.0564 | 55.0564 | 55.0564 | 55.0564 | 55.0564 | 55.0564 | 55.0564 | 55.0564 | 55.0564 | 55.0564 | 55.0564 | 55.0564 | 55.0564 | 55.0564 | 55.0564 | 55.0564 | 55.0564 | 55.0564 | 55.0564 | 55.0564 | 55.0564 | 55.0564 | 55.0564 | 55.0564 | 55.0564 | 55.0564 | 55.0564 | 55.0564 | 55.0564 | 55.0564 | 55.0564 | 55.0564 | 55.0564 | 55.0564 | 55.0564 | 55.0564 | 55.0564 | 55.0564 | 55.0564 | 55.0564 | 55.0564 | 55.0564 | 55.0564 | 55.0564 | 55.0564 | 55.0564 | 55.0564 | 55.0564 | 55.0564 | 55.0564 | 55.0564 | 55.0564 | 55.0564 | 55.0564 | 55.0564 | 55.0564 | 55.0564 | 55.0564 | 55.0564 | 55.0564 | 55.0564 | 55.0564 | 55.0564 | 55.0564 | 55.0564 | 55.0564 | 55.0564 | 55.0564 | 55.0564 | 55.0564 | 55.0564 | 55.0564 | 55.0564 | 55.0564 | 55.0564 | 55.0564 | 55.0564 | 55.0564 | 55.0564 | 55.0564 | 55.0564 | 55.0564 | 55.0564 | 55.0564 | 55.0564 | 55.0564 | 55.0564 | 55.0564 | 55.0564 | 55.0564 | 55.0564 | 55.0564 | 55.0564 | 55.0564 | 55.0564 | 55.0564 | 55.0564 | 55.0564 | 55.0564 | 55.0564 | 55.0564 | 55.0564 | 55.0564 | 55.0564 | 55.0564 | 55.0564 | 55.0564 | 55.0564 | 55.0564 | 55.0564 | 55.0564 | 55.0564 | 55.0564 | 55.0564 | 55.0564 | 55.0564 | 55.0564 | 55.0564 | 55.0564 | 55.0564 | 55.0564 | 55.0564 | 55.0564 | 55.0564 | 55.0564 | 55.0564 | 55.0564 | 55.0564 | 55.0564 | 55.0564 | 55.0564 | 55.0564 | 55.0564 | 55.0564 | 55.0564 | 55.0564 | 55.0564 | 55.0564 | 55.0564 | 55.0564 | 55.0564 | 55.0564 | 55.0564 | 55.0564 | 55.0564 | 55.0564 | 55.0564 | 55.0564 | 55.0564 | 55.0564 | 55.0564 | 55.0564 | 55.0564 | 55.0564 | 55.0564 | 55.0564 | 55.0564 | 55.0564 | 55.0564 | 55.0564 | 55.0564 | 55.0564 | 55.0564 | 55.0564 | 55.0564 | 55.0564 | 55.0564 | 55.0564 | 55.0564 | 55.0564 | 55.0564 | 55.0564 | 55.0564 | 55.0564 | 55.0564 | 55.0564 | 55.0564 | 55.0564 | 55.0564 | 55.0564 | 55.0564 | 55.0564 | 55.0564 | 55.0564 | 55.0564 | 55.0564 | 55.0564 | 55.0564 | 55.0564 | 55.0564 | 55.0564 | 55.0564 | 55.0564 | 55.0564 | 55.0564 | 55.0564 | 55.0564 | 55.0564 | 55.0564 | 55.0564 | 55.0564 | 55.0564 | 55.0564 | 55.0564 | 55.0564 | 55.0564 | 55.0564 | 55.0564 | 55.0564 | 55.0564 | 55.0564 | 55.0564 | 55.0564 | 55.0564 | 55.0564 | 55.0564 | 55.0564 | 55.0564 | 55.0564 | 55.0564 | 55.0564 | 55.0564 | 55.0564 | 55.0564 | 55.0564 | 55.0564 | 55.0564 | 55.0564 | 55.0564 | 55.0564 | 55.0564 | 55.0564 | 55.0564 | 55.0564 | 55.0564 | 55.0564 | 55.0564 | 55.0564 | 55.0564 | 55.0564 | 55.0564 | 55.0564 | 55.0564 | 55.0564 | 55.0564 | 55.0564 | 55.0564 | 55.0564 | 55.0564 | 55.0564 | 55.0564 | 55.0564 | 55.0564 | 55.0564 | 55.0564 | 55.0564 | 55.0564 | 55.0564 | 55.0564 | 55.0564 | 55.0564 | 55.0564 | 55.0564 | 55.0564 | 55.0564 | 55.0564 | 55.0564 | 55.0564 | 55.0564 | 55.0564 | 55.0564 | 55.0564 | 55.0564 | 55.0564 | 55.0564 | 55.0564 | 55.0564 | 55.0564 | 55.0564 | 55.0564 | 55.0564 | 55.0564 | 55.0564 | 55.0564 | 55.0564 | 55.0564 | 55.0564 | 55.0564 | 55.0564 | 55.0564 | 55.0564 | 55.0564 | 55.0564 | 55.0564 | 55.0564 | 55.0564 | 55.0564 | 55.0564 | 55.0564 | 55.0564 | 55.0564 | 55.0564 | 55.0564 | 55.0564 | 55.0564 | 55.0564 | 55.0564 | 55.0564 | 55.0564 | 55.0564 | 55.0564 | 55.0564 | 55.0564 | 55.0564 | 55.0564 | 55.0564 | 55.0564 | 55.0564 | 55.0564 | 55.0564 | 55.0564 | 55.0564 | 55.0564 | 55.0564 | 55.0564 | 55.0564 | 55.0564 | 55.0564 | 55.0564 | 55.0564 | 55.0564 | 55.0564 | 55.0564 | 55.0564 | 55.0564 | 55.0564 | 55.0564 | 55.0564 | 55.0564 | 55.0564 | 55.0564 | 55.0564 | 55.0564 | 55.0564 | 55.0564 | 55.0564 | 55.0564 | 55.0564 | 55.0564 | 55.0564 | 55.0564 | 55.0564 | 55.0564 | 55.0564 | 55.0564 | 55.0564 | 55.0564 | 55.0564 | 55.0564 | 55.0564 | 55.0564 | 55.0564 | 55.0564 | 55.0564 | 55.0564 | 55.0564 | 55.0564 | 55.0564 | 55.0564 | 55.0564 | 55.0564 | 55.0564 | 55.0564 | 55.0564 | 55.0564 | 55.0564 | 55.0564 | 55.0564 | 55.0564 | 55.0564 | 55.0564 | 55.0564 | 55.0564 | 55.0564 | 55.0564 | 55.0564 | 55.0564 | 55.0564 | 55.0564 | 55.0564 | 55.0564 | 55.0564 | 55.0564 | 55.0564 | 55.0564 | 55.0564 | 55.0564 | 55.0564 | 55.0564 | 55.0564 | 55.0564 | 55.0564 | 55.0564 | 55.0564 | 55.0564 | 55.0564 | 55.0564 | 55.0564 | 55.0564 | 55.0564 | 55.0564 | 55.0564 | 55.0564 | 55.0564 | 55.0564 | 55.0564 | 55.0564 | 55.0564 | 55.0564 | 55.0564 | 55.0564 | 55.0564 | 55.0564 | 55.0564 | 55.0564 | 55.0564 | 55.0564 | 55.0564 | 55.0564 | 55.0564 | 55.0564 | 55.0564 | 55.0564 | 55.0564 | 55.0564 | 55.0564 | 55.0564 | 55.0564 | 55.0564 | 55.0564 | 55.0564 | 55.0564 | 55.0564 | 55.0564 | 55.0564 | 55.0564 | 55.0564 | 55.0564 | 55.0564 | 55.0564 | 55.0564 | 55.0564 | 55.0564 | 55.0564 | 55.0564 | 55.0564 | 55.0564 | 55.0564 | 55.0564 | 55.0564 | 55.0564 | 55.0564 | 55.0564 | 55.0564 | 55.0564 | 55.0564 | 55.0564 | 55.0564 | 55.0564 | 55.0564 | 55.0564 | 55.0564 | 55.0564 | 55.0564 | 55.0564 | 55.0564 | 55.0564 | 55.0564 | 55.0564 | 55.0564 | 55.0564 | 55.0564 | 55.0564 | 55.0564 | 55.0564 | 55.0564 | 55.0564 | 55.0564 | 55.0564 | 55.0564 | 55.0564 | 55.0564 | 55.0564 | 55.0564 | 55.0564 | 55.0564 | 55.0564 | 55.0564 | 55.0564 | 55.0564 | 55.0564 | 55.0564 | 55.0564 | 55.0564 | 55.0564 | 55.0564 | 55.0564 | 55.0564 | 55.0564 | 55.0564 | 55.0564 | 55.0564 | 55.0564 | 55.0564 | 55.0564 | 55.0564 | 55.0564 | 55.0564 | 55.0564 | 55.0564 | 55.0564 | 55.0564 | 55.0564 | 55.0564 | 55.0564 | 55.0564 | 55.0564 | 55.0564 | 55.0564 | 55.0564 | 55.0564 | 55.0564 | 55.0564 | 55.0564 | 55.0564 | 55.0564 | 55.0564 | 55.0564 | 55.0564 | 55.0564 | 55.0564 | 55.0564 | 55.0564 | 55.0564 | 55.0564 | 55.0564 | 55.0564 | 55.0564 | 55.0564 | 55.0564 | 55.0564 | 55.0564 | 55.0564 | 55.0564 | 55.0564 | 55.0564 | 55.0564 | 55.0564 | 55.0564 | 55.0564 | 55.0564 | 55.0564 | 55.0564 | 55.0564 | 55.0564 | 55.0564 | 55.0564 | 55.0564 | 55.0564 | 55.0564 | 55.0564 | 55.0564 | 55.0564 | 55.0564 | 55.0564 | 55.0564 | 55.0564 | 55.0564 | 55.0564 | 55.0564 | 55.0564 | 55.0564 | 55.0564 | 55.0564 | 55.0564 | 55.0564 | 55.0564 | 55.0564 | 55.0564 | 55.0564 | 55.0564 | 55.0564 | 55.0564 | 55.0564 | 55.0564 | 55.0564 | 55.0564 | 55.0564 | 55.0564 | 55.0564 | 55.0564 | 55.0564 | 55.0564 | 55.0564 | 55.0564 | 55.0564 | 55.0564 | 55.0564 | 55.0564 | 55.0564 | 55.0564 | 55.0564 | 55.0564 | 55.0564 | 55.0564 | 55.0564 | 55.0564 | 55.0564 | 55.0564 | 55.0564 | 55.0564 | 55.0564 | 55.0564 | 55.0564 | 55.0564 | 55.0564 | 55.0564 | 55.0564 | 55.0564 | 55.0564 | 55.0564 | 55.0564 | 55.0564 | 55.0564 | 55.0564 | 55.0564 | 55.0564 | 55.0564 | 55.0564 | 55.0564 | 55.0564 | 55.0564 | 55.0564 | 55.0564 | 55.0564 | 55.0564 | 55.0564 | 55.0564 | 55.0564 | 55.0564 | 55.0564 | 55.0564 | 55.0564 | 55.0564 | 55.0564 | 55.0564 | 55.0564 | 55.0564 | 55.0564 | 55.0564 | 55.0564 | 55.0564 | 55.0564 | 55.0564 | 55.0564 | 55.0564 | 55.0564 | 55.0564 | 55.0564 | 55.0564 | 55.0564 | 55.0564 | 55.0564 | 55.0564 | 55.0564 | 55.0564 | 55.0564 | 55.0564 | 55.0564 | 55.0564 | 55.0564 | 55.0564 | 55.0564 | 55.0564 | 55.0564 | 55.0564 | 55.0564 | 55.0564 | 55.0564 | 55.0564 | 55.0564 | 55.0564 | 55.0564 | 55.0564 | 55.0564 | 55.0564 | 55.0564 | 55.0564 | 55.0564 | 55.0564 | 55.0564 | 55.0564 | 55.0564 | 55.0564 | 55.0564 | 55.0564 | 55.0564 | 55.0564 | 55.0564 | 55.0564 | 55.0564 | 55.0564 | 55.0564 | 55.0564 | 55.0564 | 55.0564 | 55.0564 | 55.0564 | 55.0564 | 55.0564 | 55.0564 | 55.0564 | 55.0564 | 55.0564 | 55.0564 | 55.0564 | 55.0564 | 55.0564 | 55.0564 | 55.0564 | 55.0564 | 55.0564 | 55.0564 | 55.0564 | 55.0564 | 55.0564 | 55.0564 | 55.0564 | 55.0564 | 55.0564 | 55.0564 | 55.0564 | 55.0564 | 55.0564 | 55.0564 | 55.0564 | 55.0564 | 55.0564 | 55.0564 | 55.0564 | 55.0564 | 55.0564 | 55.0564 | 55.0564 | 55.0564 | 55.0564 | 55.0564 | 55.0564 | 55.0564 | 55.0564 | 55.0564 | 55.0564 | 55.0564 | 55.0564 | 55.0564 | 55.0564 | 55.0564 | 55.0564 | 55.0564 | 55.0564 | 55.0564 | 55.0564 | 55.0564 | 55.0564 | 55.0564 | 55.0564 | 55.0564 | 55.0564 | 55.0564 | 55.0564 | 55.0564 | 55.0564 | 55.0564 | 55.0564 | 55.0564 | 55.0564 | 55.0564 | 55.0564 | 55.0564 | 55.0564 | 55.0564 | 55.0564 | 55.0564 | 55.0564 | 55.0564 | 55.0564 | 55.0564 | 55.0564 | 55.0564 | 55.0564 | 55.0564 | 55.0564 | 55.0564 | 55.0564 | 55.0564 | 55.0564 | 55.0564 | 55.0564 | 55.0564 | 55.0564 | 55.0564 | 55.0564 | 55.0564 | 55.0564 | 55.0564 | 55.0564 | 55.0564 | 55.0564 | 55.0564 | 55.0564 | 55.0564 | 55.0564 | 55.0564 | 55.0564 | 55.0564 | 55.0564 | 55.0564 | 55.0564 | 55.0564 | 55.0564 | 55.0564 | 55.0564 | 55.0564 | 55.0564 | 55.0564 | 55.0564 | 55.0564 | 55.0564 | 55.0564 | 55.0564 | 55.0564 | 55.0564 | 55.0564 | 55.0564 | 55.0564 | 55.0564 | 55.0564 | 55.0564 | 55.0564 | 55.0564 | 55.0564 | 55.0564 | 55.0564 | 55.0564 | 55.0564 | 55.0564 | 55.0564 | 55.0564 | 55.0564 | 55.0564 | 55.0564 | 55.0564 | 55.0564 | 55.0564 | 55.0564 | 55.0564 | 55.0564 | 55.0564 | 55.0564 | 55.0564 | 55.0564 | 55.0564 | 55.0564 | 55.0564 | 55.0564 | 55.0564 | 55.0564 | 55.0564 | 55.0564 | 55.0564 | 55.0564 | 55.0564 | 55.0564 | 55.0564 | 55.0564 | 55.0564 | 55.0564 | 55.0564 | 55.0564 | 55.0564 | 55.0564 | 55.0564 | 55.0564 | 55.0564 | 55.0564 | 55.0564 | 55.0564 | 55.0564 | 55.0564 | 55.0564 | 55.0564 | 55.0564 | 55.0564 | 55.0564 | 55.0564 | 55.0564 | 55.0564 | 55.0564 | 55.0564 | 55.0564 | 55.0564 | 55.0564 | 55.0564 | 55.0564 | 55.0564 | 55.0564 | 55.0564 | 55.0564 | 55.0564 | 55.0564 | 55.0564 | 55.0564 | 55.0564 | 55.0564 | 55.0564 | 55.0564 | 55.0564 | 55.0564 | 55.0564 | 55.0564 | 55.0564 | 55.0564 | 55.0564 | 55.0564 | 55.0564 | 55.0564 | 55.0564 | 55.0564 | 55.0564 | 55.0564 | 55.0564 | 55.0564 | 55.0564 | 55.0564 | 55.0564 | 55.0564 | 55.0564 | 55.0564 | 55.0564 | 55.0564 | 55.0564 | 55.0564 | 55.0564 | 55.0564 | 55.0564 | 55.0564 | 55.0564 | 55.0564 | 55.0564 | 55.0564 | 55.0564 | 55.0564 | 55.0564 | 55.0564 | 55.0564 | 55.0564 | 55.0564 | 55.0564 | 55.0564 | 55.0564 | 55.0564 | 55.0564 | 55.0564 | 55.0564 | 55.0564 | 55.0564 | 55.0564 | 55.0564 | 55.0564 | 55.0564 | 55.0564 | 55.0564 | 55.0564 | 55.0564 | 55.0564 | 55.0564 | 55.0564 | 55.0564 | 55.0564 | 55.0564 | 55.0564 | 55.0564 | 55.0564 | 55.0564 | 55.0564 | 55.0564 | 55.0564 | 55.0564 | 55.0564 | 55.0564 | 55.0564 | 55.0564 | 55.0564 | 55.0564 | 55.0564 | 55.0564 | 55.0564 | 55.0564 | 55.0564 | 55.0564 | 55.0564 | 55.0564 | 55.0564 | 55.0564 | 55.0564 | 55.0564 | 55.0564 | 55.0564 | 55.0564 | 55.0564 | 55.0564 | 55.0564 | 55.0564 | 55.0564 | 55.0564 | 55.0564 | 55.0564 | 55.0564 | 55.0564 | 55.0564 | 55.0564 | 55.0564 | 55.0564 | 55.0564 | 55.0564 | 55.0564 | 55.0564 | 55.0564 | 55.0564 | 55.0564 | 55.0564 | 55.0564 | 55.0564 | 55.0564 | 55.0564 | 55.0564 | 55.0564 | 55.0564 | 55.0564 | 55.0564 | 55.0564 | 55.0564 | 55.0564 | 55.0564 | 55.0564 | 55.0564 | 55.0564 | 55.0564 | 55.0564 | 55.0564 | 55.0564 | 55.0564 | 55.0564 | 55.0564 | 55.0564 | 55.0564 | 55.0564 | 55.0564 | 55.0564 | 55.0564 | 55.0564 | 55.0564 | 55.0564 | 55.0564 | 55.0564 | 55.0564 | 55.0564 | 55.0564 | 55.0564 | 55.0564 | 55.0564 | 55.0564 | 55.0564 | 55.0564 | 55.0564 | 55.0564 | 55.0564 | 55.0564 | 55.0564 | 55.0564 | 55.0564 | 55.0564 | 55.0564 | 55.0564 | 55.0564 | 55.0564 | 55.0564 | 55.0564 | 55.0564 | 55.0564 | 55.0564 | 55.0564 | 55.0564 | 55.0564 | 55.0564 | 55.0564 | 55.0564 | 55.0564 | 55.0564 | 55.0564 | 55.0564 | 55.0564 | 55.0564 | 55.0564 | 55.0564 | 55.0564 | 55.0564 | 55.0564 | 55.0564 | 55.0564 | 55.0564 | 55.0564 | 55.0564 | 55.0564 | 55.0564 | 55.0564 | 55.0564 | 55.0564 | 55.0564 | 55.0564 | 55.0564 | 55.0564 | 55.0564 | 55.0564 | 55.0564 | 55.0564 | 55.0564 | 55.0564 | 55.0564 | 55.0564 | 55.0564 | 55.0564 | 55.0564 | 55.0564 | 55.0564 | 55.0564 | 55.0564 | 55.0564 | 55.0564 | 55.0564 | 55.0564 | 55.0564 | 55.0564 | 55.0564 | 55.0564 | 55.0564 | 55.0564 | 55.0564 | 55.0564 | 55.0564 | 55.0564 | 55.0564 | 55.0564 | 55.0564 | 55.0564 | 55.0564 | 55.0564 | 55.0564 | 55.0564 | 55.0564 | 55.0564 | 55.0564 | 55.0564 | 55.0564 | 55.0564 | 55.0564 | 55.0564 | 55.0564 | 55.0564 | 55.0564 | 55.0564 | 55.0564 | 55.0564 | 55.0564 | 55.0564 | 55.0564 | 55.0564 | 55.0564 | 55.0564 | 55.0564 | 55.0564 | 55.0564 | 55.0564 | 55.0564 | 55.0564 | 55.0564 | 55.0564 | 55.0564 | 55.0564 | 55.0564 | 55.0564 | 55.0564 | 55.0564 | 55.0564 | 55.0564 | 55.0564 | 55.0564 | 55.0564 | 55.0564 | 55.0564 | 55.0564 | 55.0564 | 55.0564 | 55.0564 | 55.0564 | 55.0564 | 55.0564 | 55.0564 | 55.0564 | 55.0564 | 55.0564 | 55.0564 | 55.0564 | 55.0564 | 55.0564 | 55.0564 | 55.0564 | 55.0564 | 55.0564 | 55.0564 | 55.0564 | 55.0564 | 55.0564 | 55.0564 | 55.0564 | 55.0564 | 55.0564 | 55.0564 | 55.0564 | 55.0564 | 55.0564 | 55.0564 | 55.0564 | 55.0564 | 55.0564 | 55.0564 | 55.0564 | 55.0564 | 55.0564 | 55.0564 | 55.0564 | 55.0564 | 55.0564 | 55.0564 | 55.0564 | 55.0564 | 55.0564 | 55.0564 | 55.0564 | 55.0564 | 55.0564 | 55.0564 | 55.0564 | 55.0564 | 55.0564 | 55.0564 | 55.0564 | 55.0564 | 55.0564 | 55.0564 | 55.0564 | 55.0564 | 55.0564 | 55.0564 | 55.0564 | 55.0564 | 55.0564 | 55.0564 | 55.0564 | 55.0564 | 55.0564 | 55.0564 | 55.0564 | 55.0564 | 55.0564 | 55.0564 | 55.0564 | 55.0564 | 55.0564 | 55.0564 | 55.0564 | 55.0564 | 55.0564 | 55.0564 | 55.0564 | 55.0564 | 55.0564 | 55.0564 | 55.0564 | 55.0564 | 55.0564 | 55.0564 | 55.0564 | 55.0564 | 55.0564 | 55.0564 | 55.0564 | 55.0564 | 55.0564 | 55.0564 | 55.0564 | 55.0564 | 55.0564 | 55.0564 | 55.0564 | 55.0564 | 55.0564 | 55.0564 | 55.0564 | 55.0564 | 55.0564 | 55.0564 | 55.0564 | 55.0564 | 55.0564 | 55.0564 | 55.0564 | 55.0564 | 55.0564 | 55.0564 | 55.0564 | 55.0564 | 55.0564 | 55.0564 | 55.0564 | 55.0564 | 55.0564 | 55.0564 | 55.0564 | 55.0564 | 55.0564 | 55.0564 | 55.0564 | 55.0564 | 55.0564 | 55.0564 | 55.0564 | 55.0564 | 55.0564 | 55.0564 | 55.0564 | 55.0564 | 55.0564 | 55.0564 | 55.0564 | 55.0564 | 55.0564 | 55.0564 | 55.0564 | 55.0564 | 55.0564 | 55.0564 | 55.0564 | 55.0564 | 55.0564 | 55.0564 | 55.0564 | 55.0564 | 55.0564 | 55.0564 | 55.0564 | 55.0564 | 55.0564 | 55.0564 | 55.0564 | 55.0564 | 55.0564 | 55.0564 | 55.0564 | 55.0564 | 55.0564 | 55.0564 | 55.0564 | 55.0564 | 55.0564 | 55.0564 | 55.0564 | 55.0564 | 55.0564 | 55.0564 | 55.0564 | 55.0564 | 55.0564 | 55.0564 | 55.0564 | 55.0564 | 55.0564 | 55.0564 | 55.0564 | 55.0564 | 55.0564 | 55.0564 | 55.0564 | 55.0564 | 55.0564 | 55.0564 | 55.0564 | 55.0564 | 55.0564 | 55.0564 | 55.0564 | 55.0564 | 55.0564 | 55.0564 | 55.0564 | 55.0564 | 55.0564 | 55.0564 | 55.0564 | 55.0564 | 55.0564 | 55.0564 | 55.0564 | 55.0564 | 55.0564 | 55.0564 | 55.0564 | 55.0564 | 55.0564 | 55.0564 | 55.0564 | 55.0564 | 55.0564 | 55.0564 | 55.0564 | 55.0564 | 55.0564 | 55.0564 | 55.0564 | 55.0564 | 55.0564 | 55.0564 | 55.0564 | 55.0564 | 55.0564 | 55.0564 | 55.0564 | 55.0564 | 55.0564 | 55.0564 | 55.0564 | 55.0564 | 55.0564 | 55.0564 | 55.0564 | 55.0564 | 55.0564 | 55.0564 | 55.0564 | 55.0564 | 55.0564 | 55.0564 | 55.0564 | 55.0564 | 55.0564 | 55.0564 | 55.0564 | 55.0564 | 55.0564 | 55.0564 | 55.0564 | 55.0564 | 55.0564 | 55.0564 | 55.0564 | 55.0564 | 55.0564 | 55.0564 | 55.0564 | 55.0564 | 55.0564 | 55.0564 | 55.0564 | 55.0564 | 55.0564 | 55.0564 | 55.0564 | 55.0564 | 55.0564 | 55.0564 | 55.0564 | 55.0564 | 55.0564 | 55.0564 | 55.0564 | 55.0564 | 55.0564 | 55.0564 | 55.0564 | 55.0564 | 55.0564 | 55.0564 | 55.0564 | 55.0564 | 55.0564 | 55.0564 | 55.0564 | 55.0564 | 55.0564 | 55.0564 | 55.0564 | 55.0564 | 55.0564 | 55.0564 | 55.0564 | 55.0564 | 55.0564 | 55.0564 | 55.0564 | 55.0564 | 55.0564 | 55.0564 | 55.0564 | 55.0564 | 55.0564 | 55.0564 | 55.0564 | 55.0564 | 55.0564 | 55.0564 | 55.0564 | 55.0564 | 55.0564 | 55.0564 | 55.0564 | 55.0564 | 55.0564 | 55.0564 | 55.0564 | 55.0564 | 55.0564 | 55.0564 | 55.0564 | 55.0564 | 55.0564 | 55.0564 | 55.0564 | 55.0564 | 55.0564 | 55.0564 | 55.0564 | 55.0564 | 55.0564 | 55.0564 | 55.0564 | 55.0564 | 55.0564 | 55.0564 | 55.0564 | 55.0564 | 55.0564 | 55.0564 | 55.0564 | 55.0564 | 55.0564 | 55.0564 | 55.0564 | 55.0564 | 55.0564 | 55.0564 | 55.0564 | 55.0564 | 55.0564 | 55.0564 | 55.0564 | 55.0564 | 55.0564 | 55.0564 | 55.0564 | 55.0564 | 55.0564 | 55.0564 | 55.0564 | 55.0564 | 55.0564 | 55.0564 | 55.0564 | 55.0564 | 55.0564 | 55.0564 | 55.0564 | 55.0564 | 55.0564 | 55.0564 | 55.0564 | 55.0564 | 55.0564 | 55.0564 | 55.0564 | 55.0564 | 55.0564 | 55.0564 | 55.0564 | 55.0564 | 55.0564 | 55.0564 | 55.0564 | 55.0564 | 55.0564 | 55.0564 | 55.0564 | 55.0564 | 55.0564 | 55.0564 | 55.0564 | 55.0564 | 55.0564 | 55.0564 | 55.0564 | 55.0564 | 55.0564 | 55.0564 | 55.0564 | 55.0564 | 55.0564 | 55.0564 | 55.0564 | 55.0564 | 55.0564 | 55.0564 | 55.0564 | 55.0564 | 55.0564 | 55.0564 | 55.0564 | 55.0564 | 55.0564 | 55.0564 | 55.0564 | 55.0564 | 55.0564 | 55.0564 | 55.0564 | 55.0564 | 55.0564 | 55.0564 | 55.0564 | 55.0564 | 55.0564 | 55.0564 | 55.0564 | 55.0564 | 55.0564 | 55.0564 | 55.0564 | 55.0564 | 55.0564 | 55.0564 | 55.0564 | 55.0564 | 55.0564 | 55.0564 | 55.0564 | 55.0564 | 55.0564 | 55.0564 | 55.0564 | 55.0564 | 55.0564 | 55.0564 | 55.0564 | 55.0564 | 55.0564 | 55.0564 | 55.0564 | 55.0564 | 55.0564 | 55.0564 | 55.0564 | 55.0564 | 55.0564 | 55.0564 | 55.0564 | 55.0564 | 55.0564 | 55.0564 | 55.0564 | 55.0564 | 55.0564 | 55.0564 | 55.0564 | 55.0564 | 55.0564 | 55.0564 | 55.0564 | 55.0564 | 55.0564 | 55.0564 | 55.0564 | 55.0564 | 55.0564 | 55.0564 | 55.0564 | 55.0564 | 55.0564 | 55.0564 | 55.0564 | 55.0564 | 55.0564 | 55.0564 | 55.0564 | 55.0564 | 55.0564 | 55.0564 | 55.0564 | 55.0564 | 55.0564 | 55.0564 | 55.0564 | 55.0564 | 55.0564 | 55.0564 | 55.0564 | 55.0564 | 55.0564 | 55.0564 | 55.0564 | 55.0564 | 55.0564 | 55.0564 | 55.0564 | 55.0564 | 55.0564 | 55.0564 | 55.0564 | 55.0564 | 55.0564 | 55.0564 | 55.0564 | 55.0564 | 55.0564 | 55.0564 | 55.0564 | 55.0564 | 55.0564 | 55.0564 | 55.0564 | 55.0564 | 55.0564 | 55.0564 | 55.0564 | 55.0564 | 55.0564 | 55.0564 | 55.0564 | 55.0564 | 55.0564 | 55.0564 | 55.0564 | 55.0564 | 55.0564 | 55.0564 | 55.0564 | 55.0564 | 55.0564 | 55.0564 | 55.0564 | 55.0564 | 55.0564 | 55.0564 | 55.0564 | 55.0564 | 55.0564 | 55.0564 | 55.0564 | 55.0564 | 55.0564 | 55.0564 | 55.0564 | 55.0564 | 55.0564 | 55.0564 | 55.0564 | 55.0564 | 55.0564 | 55.0564 | 55.0564 | 55.0564 | 55.0564 | 55.0564 | 55.0564 | 55.0564 | 55.0564 | 55.0564 | 55.0564 | 55.0564 | 55.0564 | 55.0564 | 55.0564 | 55.0564 | 55.0564 | 55.0564 | 55.0564 | 55.0564 | 55.0564 | 55.0564 | 55.0564 | 55.0564 | 55.0564 | 55.0564 | 55.0564 | 55.0564 | 55.0564 | 55.0564 | 55.0564 | 55.0564 | 55.0564 | 55.0564 | 55.0564 | 55.0564 | 55.0564 | 55.0564 | 55.0564 | 55.0564 | 55.0564 | 55.0564 | 55.0564 | 55.0564 | 55.0564 | 55.0564 | 55.0564 | 55.0564 | 55.0564 | 55.0564 | 55.0564 | 55.0564 | 55.0564 | 55.0564 | 55.0564 | 55.0564 | 55.0564 | 55.0564 | 55.0564 | 55.0564 | 55.0564 | 55.0564 | 55.0564 | 55.0564 | 55.0564 | 55.0564 | 55.0564 | 55.0564 | 55.0564 | 55.0564 | 55.0564 | 55.0564 | 55.0564 | 55.0564 | 55.0564 | 55.0564 | 55.0564 | 55.0564 | 55.0564 | 55.0564 | 55.0564 | 55.0564 | 55.0564 | 55.0564 | 55.0564 | 55.0564 | 55.0564 | 55.0564 | 55.0564 | 55.0564 | 55.0564 | 55.0564 | 55.0564 | 55.0564 | 55.0564 | 55.0564 | 55.0564 | 55.0564 | 55.0564 | 55.0564 | 55.0564 | 55.0564 | 55.0564 | 55.0564 | 55.0564 | 55.0564 | 55.0564 | 55.0564 | 55.0564 | 55.0564 | 55.0564 | 55.0564 | 55.0564 | 55.0564 | 55.0564 | 55.0564 | 55.0564 | 55.0564 | 55.0564 | 55.0564 | 55.0564 | 55.0564 | 55.0564 | 55.0564 | 55.0564 | 55.0564 | 55.0564 | 55.0564 | 55.0564 | 55.0564 | 55.0564 | 55.0564 | 55.0564 | 55.0564 | 55.0564 | 55.0564 | 55.0564 | 55.0564 | 55.0564 | 55.0564 | 55.0564 | 55.0564 | 55.0564 | 55.0564 | 55.0564 | 55.0564 | 55.0564 | 55.0564 | 55.0564 | 55.0564 | 55.0564 | 55.0564 | 55.0564 | 55.0564 | 55.0564 | 55.0564 | 55.0564 | 55.0564 | 55.0564 | 55.0564 | 55.0564 | 55.0564 | 55.0564 | 55.0564 | 55.0564 | 55.0564 | 55.0564 | 55.0564 | 55.0564 | 55.0564 | 55.0564 | 55.0564 | 55.0564 | 55.0564 | 55.0564 | 55.0564 | 55.0564 | 55.0564 | 55.0564 | 55.0564 | 55.0564 | 55.0564 | 55.0564 | 55.0564 | 55.0564 | 55.0564 | 55.0564 | 55.0564 | 55.0564 | 55.0564 | 55.0564 | 55.0564 | 55.0564 | 55.0564 | 55.0564 | 55.0564 | 55.0564 | 55.0564 | 55.0564 | 55.0564 | 55.0564 | 55.0564 | 55.0564 | 55.0564 | 55.0564 | 55.0564 | 55.0564 | 55.0564 | 55.0564 | 55.0564 | 55.0564 | 55.0564 | 55.0564 | 55.0564 | 55.0564 | 55.0564 | 55.0564 | 55.0564 | 55.0564 | 55.0564 | 55.0564 | 55.0564 | 55.0564 | 55.0564 | 55.0564 | 55.0564 | 55.0564 | 55.0564 | 55.0564 | 55.0564 | 55.0564 | 55.0564 | 55.0564 | 55.0564 | 55.0564 | 55.0564 | 55.0564 | 55.0564 | 55.0564 | 55.0564 | 55.0564 | 55.0564 | 55.0564 | 55.0564 | 55.0564 | 55.0564 | 55.0564 | 55.0564 | 55.0564 | 55.0564 | 55.0564 | 55.0564 | 55.0564 | 55.0564 | 55.0564 | 55.0564 | 55.0564 | 55.0564 | 55.0564 | 55.0564 | 55.0564 | 55.0564 | 55.0564 | 55.0564 | 55.0564 | 55.0564 | 55.0564 | 55.0564 | 55.0564 | 55.0564 | 55.0564 | 55.0564 | 55.0564 | 55.0564 | 55.0564 | 55.0564 | 55.0564 | 55.0564 | 55.0564 | 55.0564 | 55.0564 | 55.0564 | 55.0564 | 55.0564 | 55.0564 | 55.0564 | 55.0564 | 55.0564 | 55.0564 | 55.0564 | 55.0564 | 55.0564 | 55.0564 | 55.0564 | 55.0564 | 55.0564 | 55.0564 | 55.0564 | 55.0564 | 55.0564 | 55.0564 | 55.0564 | 55.0564 | 55.0564 | 55.0564 | 55.0564 | 55.0564 | 55.0564 | 55.0564 | 55.0564 | 55.0564 | 55.0564 | 55.0564 | 55.0564 | 55.0564 | 55.0564 | 55.0564 | 55.0564 | 55.0564 | 55.0564 | 55.0564 | 55.0564 | 55.0564 | 55.0564 | 55.0564 | 55.0564 | 55.0564 | 55.0564 | 55.0564 | 55.0564 | 55.0564 | 55.0564 | 55.0564 | 55.0564 | 55.0564 | 55.0564 | 55.0564 | 55.0564 | 55.0564 | 55.0564 | 55.0564 | 55.0564 | 55.0564 | 55.0564 | 55.0564 | 55.0564 | 55.0564 | 55.0564 | 55.0564 | 55.0564 | 55.0564 | 55.0564 | 55.0564 | 55.0564 | 55.0564 | 55.0564 | 55.0564 | 55.0564 | 55.0564 | 55.0564 | 55.0564 | 55.0564 | 55.0564 | 55.0564 | 55.0564 | 55.0564 | 55.0564 | 55.0564 | 55.0564 | 55.0564 | 55.0564 | 55.0564 | 55.0564 | 55.0564 | 55.0564 | 55.0564 | 55.0564 | 55.0564 | 55.0564 | 55.0564 | 55.0564 | 55.0564 | 55.0564 | 55.0564 | 55.0564 | 55.0564 | 55.0564 | 55.0564 | 55.0564 | 55.0564 | 55.0564 | 55.0564 | 55.0564 | 55.0564 | 55.0564 | 55.0564 | 55.0564 | 55.0564 | 55.0564 | 55.0564 | 55.0564 | 55.0564 | 55.0564 | 55.0564 | 55.0564 | 55.0564 | 55.0564 | 55.0564 | 55.0564 | 55.0564 | 55.0564 | 55.0564 | 55.0564 | 55.0564 | 55.0564 | 55.0564 | 55.0564 | 55.0564 | 55.0564 | 55.0564 | 55.0564 | 55.0564 | 55.0564 | 55.0564 | 55.0564 | 55.0564 | 55.0564 | 55.0564 | 55.0564 | 55.0564 | 55.0564 | 55.0564 | 55.0564 | 55.0564 | 55.0564 | 55.0564 | 55.0564 | 55.0564 | 55.0564 | 55.0564 | 55.0564 | 55.0564 | 55.0564 | 55.0564 | 55.0564 | 55.0564 | 55.0564 | 55.0564 | 55.0564 | 55.0564 | 55.0564 | 55.0564 | 55.0564 | 55.0564 | 55.0564 | 55.0564 | 55.0564 | 55.0564 | 55.0564 | 55.0564 | 55.0564 | 55.0564 | 55.0564 | 55.0564 | 55.0564 | 55.0564 | 55.0564 | 55.0564 | 55.0564 | 55.0564 | 55.0564 | 55.0564 | 55.0564 | 55.0564 | 55.0564 | 55.0564 | 55.0564 | 55.0564 | 55.0564 | 55.0564 | 55.0564 | 55.0564 | 55.0564 | 55.0564 | 55.0564 | 55.0564 | 55.0564 | 55.0564 | 55.0564 | 55.0564 | 55.0564 | 55.0564 | 55.0564 | 55.0564 | 55.0564 | 55.0564 | 55.0564 | 55.0564 | 55.0564 | 55.0564 | 55.0564 | 55.0564 | 55.0564 | 55.0564 | 55.0564 | 55.0564 | 55.0564 | 55.0564 | 55.0564 | 55.0564 | 55.0564 | 55.0564 | 55.0564 | 55.0564 | 55.0564 | 55.0564 | 55.0564 | 55.0564 | 55.0564 | 55.0564 | 55.0564 | 55.0564 | 55.0564 | 55.0564 | 55.0564 | 55.0564 | 55.0564 | 55.0564 | 55.0564 | 55.0564 | 55.0564 | 55.0564 | 55.0564 | 55.0564 | 55.0564 | 55.0564 | 55.0564 | 55.0564 | 55.0564 | 55.0564 | 55.0564 | 55.0564 | 55.0564 | 55.0564 | 55.0564 | 55.0564 | 55.0564 | 55.0564 | 55.0564 | 55.0564 | 55.0564 | 55.0564 | 55.0564 | 55.0564 | 55.0564 | 55.0564 | 55.0564 | 55.0564 | 55.0564 | 55.0564 | 55.0564 | 55.0564 | 55.0564 | 55.0564 | 55.0564 | 55.0564 | 55.0564 | 55.0564 | 55.0564 | 55.0564 | 55.0564 | 55.0564 | 55.0564 | 55.0564 | 55.0564 | 55.0564 | 55.0564 | 55.0564 | 55.0564 | 55.0564 | 55.0564 | 55.0564 | 55.0564 | 55.0564 | 55.0564 | 55.0564 | 55.0564 | 55.0564 | 55.0564 | 55.0564 | 55.0564 | 55.0564 | 55.0564 | 55.0564 | 55.0564 | 55.0564 | 55.0564 | 55.0564 | 55.0564 | 55.0564 | 55.0564 | 55.0564 | 55.0564 | 55.0564 | 55.0564 | 55.0564 | 55.0564 | 55.0564 | 55.0564 | 55.0564 | 55.0564 | 55.0564 | 55.0564 | 55.0564 | 55.0564 | 55.0564 | 55.0564 | 55.0564 | 55.0564 | 55.0564 | 55.0564 | 55.0564 | 55.0564 | 55.0564 | 55.0564 | 55.0564 | 55.0564 | 55.0564 | 55.0564 | 55.0564 | 55.0564 | 55.0564 | 55.0564 | 55.0564 | 55.0564 | 55.0564 | 55.0564 | 55.0564 | 55.0564 | 55.0564 | 55.0564 | 55.0564 | 55.0564 | 55.0564 | 55.0564 | 55.0564 | 55.0564 | 55.0564 | 55.0564 | 55.0564 | 55.0564 | 55.0564 | 55.0564 | 55.0564 | 55.0564 | 55.0564 | 55.0564 | 55.0564 | 55.0564 | 55.0564 | 55.0564 | 55.0564 | 55.0564 | 55.0564 | 55.0564 | 55.0564 | 55.0564 | 55.0564 | 55.0564 | 55.0564 | 55.0564 | 55.0564 | 55.0564 | 55.0564 | 55.0564 | 55.0564 | 55.0564 | 55.0564 | 55.0564 | 55.0564 | 55.0564 | 55.0564 | 55.0564 | 55.0564 | 55.0564 | 55.0564 | 55.0564 | 55.0564 | 55.0564 | 55.0564 | 55.0564 | 55.0564 | 55.0564 | 55.0564 | 55.0564 | 55.0564 | 55.0564 | 55.0564 | 55.0564 | 55.0564 | 55.0564 | 55.0564 | 55.0564 | 55.0564 | 55.0564 | 55.0564 | 55.0564 | 55.0564 | 55.0564 | 55.0564 | 55.0564 | 55.0564 | 55.0564 | 55.0564 | 55.0564 | 55.0564 | 55.0564 | 55.0564 | 55.0564 | 55.0564 | 55.0564 | 55.0564 | 55.0564 | 55.0564 | 55.0564 | 55.0564 | 55.0564 | 55.0564 | 55.0564 | 55.0564 | 55.0564 | 55.0564 | 55.0564 | 55.0564 | 55.0564 | 55.0564 | 55.0564 | 55.0564 | 55.0564 | 55.0564 | 55.0564 | 55.0564 | 55.0564 | 55.0564 | 55.0564 | 55.0564 | 55.0564 | 55.0564 | 55.0564 | 55.0564 | 55.0564 | 55.0564 | 55.0564 | 55.0564 | 55.0564 | 55.0564 | 55.0564 | 55.0564 | 55.0564 | 55.0564 | 55.0564 | 55.0564 | 55.0564 | 55.0564 | 55.0564 | 55.0564 | 55.0564 | 55.0564 | 55.0564 | 55.0564 | 55.0564 | 55.0564 | 55.0564 | 55.0564 | 55.0564 | 55.0564 | 55.0564 | 55.0564 | 55.0564 | 55.0564 | 55.0564 | 55.0564 | 55.0564 | 55.0564 | 55.0564 | 55.0564 | 55.0564 | 55.0564 | 55.0564 | 55.0564 | 55.0564 | 55.0564 | 55.0564 | 55.0564 | 55.0564 | 55.0564 | 55.0564 | 55.0564 | 55.0564 | 55.0564 | 55.0564 | 55.0564 | 55.0564 | 55.0564 | 55.0564 | 55.0564 | 55.0564 | 55.0564 | 55.0564 | 55.0564 | 55.0564 | 55.0564 | 55.0564 | 55.0564 | 55.0564 | 55.0564 | 55.0564 | 55.0564 | 55.0564 | 55.0564 | 55.0564 | 55.0564 | 55.0564 | 55.0564 | 55.0564 | 55.0564 | 55.0564 | 55.0564 | 55.0564 | 55.0564 | 55.0564 | 55.0564 | 55.0564 | 55.0564 | 55.0564 | 55.0564 | 55.0564 | 55.0564 | 55.0564 | 55.0564 | 55.0564 | 55.0564 | 55.0564 | 55.0564 | 55.0564 | 55.0564 | 55.0564 | 55.0564 | 55.0564 | 55.0564 | 55.0564 | 55.0564 | 55.0564 | 55.0564 | 55.0564 | 55.0564 | 55.0564 | 55.0564 | 55.0564 | 55.0564 | 55.0564 | 55.0564 | 55.0564 | 55.0564 | 55.0564 | 55.0564 | 55.0564 | 55.0564 | 55.0564 | 55.0564 | 55.0564 | 55.0564 | 55.0564 | 55.0564 | 55.0564 | 55.0564 | 55.0564 | 55.0564 | 55.0564 | 55.0564 | 55.0564 | 55.0564 | 55.0564 | 55.0564 | 55.0564 | 55.0564 | 55.0564 | 55.0564 | 55.0564 | 55.0564 | 55.0564 | 55.0564 | 55.0564 | 55.0564 | 55.0564 | 55.0564 | 55.0564 | 55.0564 | 55.0564 | 55.0564 | 55.0564 | 55.0564 | 55.0564 | 55.0564 | 55.0564 | 55.0564 | 55.0564 | 55.0564 | 55.0564 | 55.0564 | 55.0564 | 55.0564 | 55.0564 | 55.0564 | 55.0564 | 55.0564 | 55.0564 | 55.0564 | 55.0564 | 55.0564 | 55.0564 | 55.0564 | 55.0564 | 55.0564 | 55.0564 | 55.0564 | 55.0564 | 55.0564 | 55.0564 | 55.0564 | 55.0564 | 55.0564 | 55.0564 | 55.0564 | 55.0564 | 55.0564 | 55.0564 | 55.0564 | 55.0564 | 55.0564 | 55.0564 | 55.0564 | 55.0564 | 55.0564 | 55.0564 | 55.0564 | 55.0564 | 55.0564 | 55.0564 | 55.0564 | 55.0564 | 55.0564 | 55.0564 | 55.0564 | 55.0564 | 55.0564 | 55.0564 | 55.0564 | 55.0564 | 55.0564 | 55.0564 | 55.0564 | 55.0564 | 55.0564 | 55.0564 | 55.0564 | 55.0564 | 55.0564 | 55.0564 | 55.0564 | 55.0564 | 55.0564 | 55.0564 | 55.0564 | 55.0564 | 55.0564 | 55.0564 | 55.0564 | 55.0564 | 55.0564 | 55.0564 | 55.0564 | 55.0564 | 55.0564 | 55.0564 | 55.0564 | 55.0564 | 55.0564 | 55.0564 | 55.0564 | 55.0564 | 55.0564 | 55.0564 | 55.0564 | 55.0564 | 55.0564 | 55.0564 | 55.0564 | 55.0564 | 55.0564 | 55.0564 | 55.0564 | 55.0564 | 55.0564 | 55.0564 | 55.0564 | 55.0564 | 55.0564 | 55.0564 | 55.0564 | 55.0564 | 55.0564 | 55.0564 | 55.0564 | 55.0564 | 55.0564 | 55.0564 | 55.0564 | 55.0564 | 55.0564 | 55.0564 | 55.0564 | 55.0564 | 55.0564 | 55.0564 | 55.0564 | 55.0564 | 55.0564 | 55.0564 | 55.0564 | 55.0564 | 55.0564 | 55.0564 | 55.0564 | 55.0564 | 55.0564 | 55.0564 | 55.0564 | 55.0564 | 55.0564 | 55.0564 | 55.0564 | 55.0564 | 55.0564 | 55.0564 | 55.0564 | 55.0564 | 55.0564 | 55.0564 | 55.0564 | 55.0564 | 55.0564 | 55.0564 | 55.0564 | 55.0564 | 55.0564 | 55.0564 | 55.0564 | 55.0564 | 55.0564 | 55.0564 | 55.0564 | 55.0564 | 55.0564 | 55.0564 | 55.0564 | 55.0564 | 55.0564 | 55.0564 | 55.0564 | 55.0564 | 55.0564 | 55.0564 | 55.0564 | 55.0564 | 55.0564 | 55.0564 | 55.0564 | 55.0564 | 55.0564 | 55.0564 | 55.0564 | 55.0564 | 55.0564 | 55.0564 | 55.0564 | 55.0564 | 55.0564 | 55.0564 | 55.0564 | 55.0564 | 55.0564 | 55.0564 | 55.0564 | 55.0564 | 55.0564 | 55.0564 | 55.0564 | 55.0564 | 55.0564 | 55.0564 | 55.0564 | 55.0564 | 55.0564 | 55.0564 | 55.0564 | 55.0564 | 55.0564 | 55.0564 | 55.0564 | 55.0564 | 55.0564 | 55.0564 | 55.0564 | 55.0564 | 55.0564 | 55.0564 | 55.0564 | 55.0564 | 55.0564 | 55.0564 | 55.0564 | 55.0564 | 55.0564 | 55.0564 | 55.0564 | 55.0564 | 55.0564 | 55.0564 | 55.0564 | 55.0564 | 55.0564 | 55.0564 | 55.0564 | 55.0564 | 55.0564 | 55.0564 | 55.0564 | 55.0564 | 55.0564 | 55.0564 | 55.0564 | 55.0564 | 55.0564 | 55.0564 | 55.0564 | 55.0564 | 55.0564 | 55.0564 | 55.0564 | 55.0564 | 55.0564 | 55.0564 | 55.0564 | 55.0564 | 55.0564 | 55.0564 | 55.0564 | 55.0564 | 55.0564 | 55.0564 | 55.0564 | 55.0564 | 55.0564 | 55.0564 | 55.0564 | 55.0564 | 55.0564 | 55.0564 | 55.0564 | 55.0564 | 55.0564 | 55.0564 | 55.0564 | 55.0564 | 55.0564 | 55.0564 | 55.0564 | 55.0564 | 55.0564 | 55.0564 | 55.0564 | 55.0564 | 55.0564 | 55.0564 | 55.0564 | 55.0564 | 55.0564 | 55.0564 | 55.0564 | 55.0564 | 55.0564 | 55.0564 | 55.0564 | 55.0564 | 55.0564 | 55.0564 | 55.0564 | 55.0564 | 55.0564 | 55.0564 | 55.0564 | 55.0564 | 55.0564 | 55.0564 | 55.0564 | 55.0564 | 55.0564 | 55.0564 | 55.0564 | 55.0564 | 55.0564 | 55.0564 | 55.0564 | 55.0564 | 55.0564 | 55.0564 | 55.0564 | 55.0564 | 55.0564 | 55.0564 | 55.0564 | 55.0564 | 55.0564 | 55.0564 | 55.0564 | 55.0564 | 55.0564 | 55.0564 | 55.0564 | 55.0564 | 55.0564 | 55.0564 | 55.0564 | 55.0564 | 55.0564 | 55.0564 | 55.0564 | 55.0564 | 55.0564 | 55.0564 | 55.0564 | 55.0564 | 55.0564 | 55.0564 | 55.0564 | 55.0564 | 55.0564 | 55.0564 | 55.0564 | 55.0564 | 55.0564 | 55.0564 | 55.0564 | 55.0564 | 55.0564 | 55.0564 | 55.0564 | 55.0564 | 55.0564 | 55.0564 | 55.0564 | 55.0564 | 55.0564 | 55.0564 | 55.0564 | 55.0564 | 55.0564 | 55.0564 | 55.0564 | 55.0564 | 55.0564 | 55.0564 | 55.0564 | 55.0564 | 55.0564 | 55.0564 | 55.0564 | 55.0564 | 55.0564 | 55.0564 | 55.0564 | 55.0564 | 55.0564 | 55.0564 | 55.0564 | 55.0564 | 55.0564 | 55.0564 | 55.0564 | 55.0564 | 55.0564 | 55.0564 | 55.0564 | 55.0564 | 55.0564 | 55.0564 | 55.0564 | 55.0564 | 55.0564 | 55.0564 | 55.0564 | 55.0564 | 55.0564 | 55.0564 | 55.0564 | 55.0564 | 55.0564 | 55.0564 | 55.0564 | 55.0564 | 55.0564 | 55.0564 | 55.0564 | 55.0564 | 55.0564 | 55.0564 | 55.0564 | 55.0564 | 55.0564 | 55.0564 | 55.0564 | 55.0564 | 55.0564 | 55.0564 | 55.0564 | 55.0564 | 55.0564 | 55.0564 | 55.0564 | 55.0564 | 55.0564 | 55.0564 | 55.0564 | 55.0564 | 55.0564 | 55.0564 | 55.0564 | 55.0564 | 55.0564 | 55.0564 | 55.0564 | 55.0564 | 55.0564 | 55.0564 | 55.0564 | 55.0564 | 55.0564 | 55.0564 | 55.0564 | 55.0564 | 55.0564 | 55.0564 | 55.0564 | 55.0564 | 55.0564 | 55.0564 | 55.0564 | 55.0564 | 55.0564 | 55.0564 | 55.0564 | 55.0564 | 55.0564 | 55.0564 | 55.0564 | 55.0564 | 55.0564 | 55.0564 | 55.0564 | 55.0564 | 55.0564 | 55.0564 | 55.0564 | 55.0564 | 55.0564 | 55.0564 | 55.0564 | 55.0564 | 55.0564 | 55.0564 | 55.0564 | 55.0564 | 55.0564 | 55.0564 | 55.0564 | 55.0564 | 55.0564 | 55.0564 | 55.0564 | 55.0564 | 55.0564 | 55.0564 | 55.0564 | 55.0564 | 55.0564 | 55.0564 | 55.0564 | 55.0564 | 55.0564 | 55.0564 | 55.0564 | 55.0564 | 55.0564 | 55.0564 | 55.0564 | 55.0564 | 55.0564 | 55.0564 | 55.0564 | 55.0564 | 55.0564 | 55.0564 | 55.0564 | 55.0564 | 55.0564 | 55.0564 | 55.0564 | 55.0564 | 55.0564 | 55.0564 | 55.0564 | 55.0564 | 55.0564 | 55.0564 | 55.0564 | 55.0564 | 55.0564 | 55.0564 | 55.0564 | 55.0564 | 55.0564 | 55.0564 | 55.0564 | 55.0564 | 55.0564 | 55.0564 | 55.0564 | 55.0564 | 55.0564 | 55.0564 | 55.0564 | 55.0564 | 55.0564 | 55.0564 | 55.0564 | 55.0564 | 55.0564 | 55.0564 | 55.0564 | 55.0564 | 55.0564 | 55.0564 | 55.0564 | 55.0564 | 55.0564 | 55.0564 | 55.0564 | 55.0564 | 55.0564 | 55.0564 | 55.0564 | 55.0564 | 55.0564 | 55.0564 | 55.0564 | 55.0564 | 55.0564 | 55.0564 | 55.0564 | 55.0564 | 55.0564 | 55.0564 | 55.0564 | 55.0564 | 55.0564 | 55.0564 | 55.0564 | 55.0564 | 55.0564 | 55.0564 | 55.0564 | 55.0564 | 55.0564 | 55.0564 | 55.0564 | 55.0564 | 55.0564 | 55.0564 | 55.0564 | 55.0564 | 55.0564 | 55.0564 | 55.0564 | 55.0564 | 55.0564 | 55.0564 | 55.0564 | 55.0564 | 55.0564 | 55.0564 | 55.0564 | 55.0564 | 55.0564 | 55.0564 | 55.0564 | 55.0564 | 55.0564 | 55.0564 | 55.0564 | 55.0564 | 55.0564 | 55.0564 | 55.0564 | 55.0564 | 55.0564 | 55.0564 | 55.0564 | 55.0564 | 55.0564 | 55.0564 | 55.0564 | 55.0564 | 55.0564 | 55.0564 | 55.0564 | 55.0564 | 55.0564 | 55.0564 | 55.0564 | 55.0564 | 55.0564 | 55.0564 | 55.0564 | 55.0564 | 55.0564 | 55.0564 | 55.0564 | 55.0564 | 55.0564 | 55.0564 | 55.0564 | 55.0564 | 55.0564 | 55.0564 | 55.0564 | 55.0564 | 55.0564 | 55.0564 | 55.0564 | 55.0564 | 55.0564 | 55.0564 | 55.0564 | 55.0564 | 55.0564 | 55.0564 | 55.0564 | 55.0564 | 55.0564 | 55.0564 | 55.0564 | 55.0564 | 55.0564 | 55.0564 | 55.0564 | 55.0564 | 55.0564 | 55.0564 | 55.0564 | 55.0564 | 55.0564 | 55.0564 | 55.0564 | 55.0564 | 55.0564 | 55.0564 | 55.0564 | 55.0564 | 55.0564 | 55.0564 | 55.0564 | 55.0564 | 55.0564 | 55.0564 | 55.0564 | 55.0564 | 55.0564 | 55.0564 | 55.0564 | 55.0564 | 55.0564 | 55.0564 | 55.0564 | 55.0564 | 55.0564 | 55.0564 | 55.0564 | 55.0564 | 55.0564 | 55.0564 | 55.0564 | 55.0564 | 55.0564 | 55.0564 | 55.0564 | 55.0564 | 55.0564 | 55.0564 | 55.0564 | 55.0564 | 55.0564 | 55.0564 | 55.0564 | 55.0564 | 55.0564 | 55.0564 | 55.0564 | 55.0564 | 55.0564 | 55.0564 | 55.0564 | 55.0564 | 55.0564 | 55.0564 | 55.0564 | 55.0564 | 55.0564 | 55.0564 | 55.0564 | 55.0564 | 55.0564 | 55.0564 | 55.0564 | 55.0564 | 55.0564 | 55.0564 | 55.0564 | 55.0564 | 55.0564 | 55.0564 | 55.0564 | 55.0564 | 55.0564 | 55.0564 | 55.0564 | 55.0564 | 55.0564 | 55.0564 | 55.0564 | 55.0564 | 55.0564 | 55.0564 | 55.0564 | 55.0564 | 55.0564 | 55.0564 | 55.0564 | 55.0564 | 55.0564 | 55.0564 | 55.0564 | 55.0564 | 55.0564 | 55.0564 | 55.0564 | 55.0564 | 55.0564 | 55.0564 | 55.0564 | 55.0564 | 55.0564 | 55.0564 | 55.0564 | 55.0564 | 55.0564 | 55.0564 | 55.0564 | 55.0564 | 55.0564 | 55.0564 | 55.0564 | 55.0564 | 55.0564 | 55.0564 | 55.0564 | 55.0564 | 55.0564 | 55.0564 | 55.0564 | 55.0564 | 55.0564 | 55.0564 | 55.0564 | 55.0564 | 55.0564 | 55.0564 | 55.0564 | 55.0564 | 55.0564 | 55.0564 | 55.0564 | 55.0564 | 55.0564 | 55.0564 | 55.0564 | 55.0564 | 55.0564 | 55.0564 | 55.0564 | 55.0564 | 55.0564 | 55.0564 | 55.0564 | 55.0564 | 55.0564 | 55.0564 | 55.0564 | 55.0564 | 55.0564 | 55.0564 | 55.0564 | 55.0564 | 55.0564 | 55.0564 | 55.0564 | 55.0564 | 55.0564 | 55.0564 | 55.0564 | 55.0564 | 55.0564 | 55.0564 | 55.0564 | 55.0564 | 55.0564 | 55.0564 | 55.0564 | 55.0564 | 55.0564 | 55.0564 | 55.0564 | 55.0564 | 55.0564 | 55.0564 | 55.0564 | 55.0564 | 55.0564 | 55.0564 | 55.0564 | 55.0564 | 55.0564 | 55.0564 | 55.0564 | 55.0564 | 55.0564 | 55.0564 | 55.0564 | 55.0564 | 55.0564 | 55.0564 | 55.0564 | 55.0564 | 55.0564 | 55.0564 | 55.0564 | 55.0564 | 55.0564 | 55.0564 | 55.0564 | 55.0564 | 55.0564 | 55.0564 | 55.0564 | 55.0564 | 55.0564 | 55.0564 | 55.0564 | 55.0564 | 55.0564 | 55.0564 | 55.0564 | 55.0564 | 55.0564 | 55.0564 | 55.0564 | 55.0564 | 55.0564 | 55.0564 | 55.0564 | 55.0564 | 55.0564 | 55.0564 | 55.0564 | 55.0564 | 55.0564 | 55.0564 | 55.0564 | 55.0564 | 55.0564 | 55.0564 | 55.0564 | 55.0564 | 55.0564 | 55.0564 | 55.0564 | 55.0564 | 55.0564 | 55.0564 | 55.0564 | 55.0564 | 55.0564 | 55.0564 | 55.0564 | 55.0564 | 55.0564 | 55.0564 | 55.0564 | 55.0564 | 55.0564 | 55.0564 | 55.0564 | 55.0564 | 55.0564 | 55.0564 | 55.0564 | 55.0564 | 55.0564 | 55.0564 | 55.0564 | 55.0564 | 55.0564 | 55.0564 | 55.0564 | 55.0564 | 55.0564 | 55.0564 | 55.0564 | 55.0564 | 55.0564 | 55.0564 | 55.0564 | 55.0564 | 55.0564 | 55.0564 | 55.0564 | 55.0564 | 55.0564 | 55.0564 | 55.0564 | 55.0564 | 55.0564 | 55.0564 | 55.0564 | 55.0564 | 55.0564 | 55.0564 | 55.0564 | 55.0564 | 55.0564 | 55.0564 | 55.0564 | 55.0564 | 55.0564 | 55.0564 | 55.0564 | 55.0564 | 55.0564 | 55.0564 | 55.0564 | 55.0564 | 55.0564 | 55.0564 | 55.0564 | 55.0564 | 55.0564 | 55.0564 | 55.0564 | 55.0564 | 55.0564 | 55.0564 | 55.0564 | 55.0564 | 55.0564 | 55.0564 | 55.0564 | 55.0564 | 55.0564 | 55.0564 | 55.0564 | 55.0564 | 55.0564 | 55.0564 | 55.0564 | 55.0564 | 55.0564 | 55.0564 | 55.0564 | 55.0564 | 55.0564 | 55.0564 | 55.0564 | 55.0564 | 55.0564 | 55.0564 | 55.0564 | 55.0564 | 55.0564 | 55.0564 | 55.0564 | 55.0564 | 55.0564 | 55.0564 | 55.0564 | 55.0564 | 55.0564 | 55.0564 | 55.0564 | 55.0564 | 55.0564 | 55.0564 | 55.0564 | 55.0564 | 55.0564 | 55.0564 | 55.0564 | 55.0564 | 55.0564 | 55.0564 | 55.0564 | 55.0564 | 55.0564 | 55.0564 | 55.0564 | 55.0564 | 55.0564 | 55.0564 | 55.0564 | 55.0564 | 55.0564 | 55.0564 | 55.0564 | 55.0564 | 55.0564 | 55.0564 | 55.0564 | 55.0564 | 55.0564 | 55.0564 | 55.0564 | 55.0564 | 55.0564 | 55.0564 | 55.0564 | 55.0564 | 55.0564 | 55.0564 | 55.0564 | 55.0564 | 55.0564 | 55.0564 | 55.0564 | 55.0564 | 55.0564 | 55.0564 | 55.0564 | 55.0564 | 55.0564 | 55.0564 | 55.0564 | 55.0564 | 55.0564 | 55.0564 | 55.0564 | 55.0564 | 55.0564 | 55.0564 | 55.0564 | 55.0564 | 55.0564 | 55.0564 | 55.0564 | 55.0564 | 55.0564 | 55.0564 | 55.0564 | 55.0564 | 55.0564 | 55.0564 | 55.0564 | 55.0564 | 55.0564 | 55.0564 | 55.0564 | 55.0564 | 55.0564 | 55.0564 | 55.0564 | 55.0564 | 55.0564 | 55.0564 | 55.0564 | 55.0564 | 55.0564 | 55.0564 | 55.0564 | 55.0564 | 55.0564 | 55.0564 | 55.0564 | 55.0564 | 55.0564 | 55.0564 | 55.0564 | 55.0564 | 55.0564 | 55.0564 | 55.0564 | 55.0564 | 55.0564 | 55.0564 | 55.0564 | 55.0564 | 55.0564 | 55.0564 | 55.0564 | 55.0564 | 55.0564 | 55.0564 | 55.0564 | 55.0564 | 55.0564 | 55.0564 | 55.0564 | 55.0564 | 55.0564 | 55.0564 | 55.0564 | 55.0564 | 55.0564 | 55.0564 | 55.0564 | 55.0564 | 55.0564 | 55.0564 | 55.0564 | 55.0564 | 55.0564 | 55.0564 | 55.0564 | 55.0564 | 55.0564 | 55.0564 | 55.0564 | 55.0564 | 55.0564 | 55.0564 | 55.0564 | 55.0564 | 55.0564 | 55.0564 | 55.0564 | 55.0564 | 55.0564 | 55.0564 | 55.0564 | 55.0564 | 55.0564 | 55.0564 | 55.0564 | 55.0564 | 55.0564 | 55.0564 | 55.0564 | 55.0564 | 55.0564 | 55.0564 | 55.0564 | 55.0564 | 55.0564 | 55.0564 | 55.0564 | 55.0564 | 55.0564 | 55.0564 | 55.0564 | 55.0564 | 55.0564 | 55.0564 | 55.0564 | 55.0564 | 55.0564 | 55.0564 | 55.0564 | 55.0564 | 55.0564 | 55.0564 | 55.0564 | 55.0564 | 55.0564 | 55.0564 | 55.0564 | 55.0564 | 55.0564 | 55.0564 | 55.0564 | 55.0564 | 55.0564 | 55.0564 | 55.0564 | 55.0564 | 55.0564 | 55.0564 | 55.0564 | 55.0564 | 55.0564 | 55.0564 | 55.0564 | 55.0564 | 55.0564 | 55.0564 | 55.0564 | 55.0564 | 55.0564 | 55.0564 | 55.0564 | 55.0564 | 55.0564 | 55.0564 | 55.0564 | 55.0564 | 55.0564 | 55.0564 | 55.0564 | 55.0564 | 55.0564 | 55.0564 | 55.0564 | 55.0564 | 55.0564 | 55.0564 | 55.0564 | 55.0564 | 55.0564 | 55.0564 | 55.0564 | 55.0564 | 55.0564 | 55.0564 | 55.0564 | 55.0564 | 55.0564 | 55.0564 | 55.0564 | 55.0564 | 55.0564 | 55.0564 | 55.0564 | 55.0564 | 55.0564 | 55.0564 | 55.0564 | 55.0564 | 55.0564 | 55.0564 | 55.0564 | 55.0564 | 55.0564 | 55.0564 | 55.0564 | 55.0564 | 55.0564 | 55.0564 | 55.0564 | 55.0564 | 55.0564 | 55.0564 | 55.0564 | 55.0564 | 55.0564 | 55.0564 | 55.0564 | 55.0564 | 55.0564 | 55.0564 | 55.0564 | 55.0564 | 55.0564 | 55.0564 | 55.0564 | 55.0564 | 55.0564 | 55.0564 | 55.0564 | 55.0564 | 55.0564 | 55.0564 | 55.0564 | 55.0564 | 55.0564 | 55.0564 | 55.0564 | 55.0564 | 55.0564 | 55.0564 | 55.0564 | 55.0564 | 55.0564 | 55.0564 | 55.0564 | 55.0564 | 55.0564 | 55.0564 | 55.0564 | 55.0564 | 55.0564 | 55.0564 | 55.0564 | 55.0564 | 55.0564 | 55.0564 | 55.0564 | 55.0564 | 55.0564 | 55.0564 | 55.0564 | 55.0564 | 55.0564 | 55.0564 | 55.0564 | 55.0564 | 55.0564 | 55.0564 | 55.0564 | 55.0564 | 55.0564 | 55.0564 | 55.0564 | 55.0564 | 55.0564 | 55.0564 | 55.0564 | 55.0564 | 55.0564 | 55.0564 | 55.0564 | 55.0564 | 55.0564 | 55.0564 | 55.0564 | 55.0564 | 55.0564 | 55.0564 | 55.0564 | 55.0564 | 55.0564 | 55.0564 | 55.0564 | 55.0564 | 55.0564 | 55.0564 | 55.0564 | 55.0564 | 55.0564 | 55.0564 | 55.0564 | 55.0564 | 55.0564 | 55.0564 | 55.0564 | 55.0564 | 55.0564 | 55.0564 | 55.0564 | 55.0564 | 55.0564 | 55.0564 | 55.0564 | 55.0564 | 55.0564 | 55.0564 | 55.0564 | 55.0564 | 55.0564 | 55.0564 | 55.0564 | 55.0564 | 55.0564 | 55.0564 | 55.0564 | 55.0564 | 55.0564 | 55.0564 | 55.0564 | 55.0564 | 55.0564 | 55.0564 | 55.0564 | 55.0564 | 55.0564 | 55.0564 | 55.0564 | 55.0564 | 55.0564 | 55.0564 | 55.0564 | 55.0564 | 55.0564 | 55.0564 | 55.0564 | 55.0564 | 55.0564 | 55.0564 | 55.0564 | 55.0564 | 55.0564 | 55.0564 | 55.0564 | 55.0564 | 55.0564 | 55.0564 | 55.0564 | 55.0564 | 55.0564 | 55.0564 | 55.0564 | 55.0564 | 55.0564 | 55.0564 | 55.0564 | 55.0564 | 55.0564 | 55.0564 | 55.0564 | 55.0564 | 55.0564 | 55.0564 | 55.0564 | 55.0564 | 55.0564 | 55.0564 | 55.0564 | 55.0564 | 55.0564 | 55.0564 | 55.0564 | 55.0564 | 55.0564 | 55.0564 | 55.0564 | 55.0564 | 55.0564 | 55.0564 | 55.0564 | 55.0564 | 55.0564 | 55.0564 | 55.0564 | 55.0564 | 55.0564 | 55.0564 | 55.0564 | 55.0564 | 55.0564 | 55.0564 | 55.0564 | 55.0564 | 55.0564 | 55.0564 | 55.0564 | 55.0564 | 55.0564 | 55.0564 | 55.0564 | 55.0564 | 55.0564 | 55.0564 | 55.0564 | 55.0564 | 55.0564 | 55.0564 | 55.0564 | 55.0564 | 55.0564 | 55.0564 | 55.0564 | 55.0564 | 55.0564 | 55.0564 | 55.0564 | 55.0564 | 55.0564 | 55.0564 | 55.0564 | 55.0564 | 55.0564 | 55.0564 | 55.0564 | 55.0564 | 55.0564 | 55.0564 | 55.0564 | 55.0564 | 55.0564 | 55.0564 | 55.0564 | 55.0564 | 55.0564 | 55.0564 | 55.0564 | 55.0564 | 55.0564 | 55.0564 | 55.0564 | 55.0564 | 55.0564 | 55.0564 | 55.0564 | 55.0564 | 55.0564 | 55.0564 | 55.0564 | 55.0564 | 55.0564 | 55.0564 | 55.0564 | 55.0564 | 55.0564 | 55.0564 | 55.0564 | 55.0564 | 55.0564 | 55.0564 | 55.0564 | 55.0564 | 55.0564 | 55.0564 | 55.0564 | 55.0564 | 55.0564 | 55.0564 | 55.0564 | 55.0564 | 55.0564 | 55.0564 | 55.0564 | 55.0564 | 55.0564 | 55.0564 | 55.0564 | 55.0564 | 55.0564 | 55.0564 | 55.0564 | 55.0564 | 55.0564 | 55.0564 | 55.0564 | 55.0564 | 55.0564 | 55.0564 | 55.0564 | 55.0564 | 55.0564 | 55.0564 | 55.0564 | 55.0564 | 55.0564 | 55.0564 | 55.0564 | 55.0564 | 55.0564 | 55.0564 | 55.0564 | 55.0564 | 55.0564 | 55.0564 | 55.0564 | 55.0564 | 55.0564 | 55.0564 | 55.0564 | 55.0564 | 55.0564 | 55.0564 | 55.0564 | 55.0564 | 55.0564 | 55.0564 | 55.0564 | 55.0564 | 55.0564 | 55.0564 | 55.0564 | 55.0564 | 55.0564 | 55.0564 | 55.0564 | 55.0564 | 55.0564 | 55.0564 | 55.0564 | 55.0564 | 55.0564 | 55.0564 | 55.0564 | 55.0564 | 55.0564 | 55.0564 | 55.0564 | 55.0564 | 55.0564 | 55.0564 | 55.0564 | 55.0564 | 55.0564 | 55.0564 | 55.0564 | 55.0564 | 55.0564 | 55.0564 | 55.0564 | 55.0564 | 55.0564 | 55.0564 | 55.0564 | 55.0564 | 55.0564 | 55.0564 | 55.0564 | 55.0564 | 55.0564 | 55.0564 | 55.0564 | 55.0564 | 55.0564 | 55.0564 | 55.0564 | 55.0564 | 55.0564 | 55.0564 | 55.0564 | 55.0564 | 55.0564 | 55.0564 | 55.0564 | 55.0564 | 55.0564 | 55.0564 | 55.0564 | 55.0564 | 55.0564 | 55.0564 | 55.0564 | 55.0564 | 55.0564 | 55.0564 | 55.0564 | 55.0564 | 55.0564 | 55.0564 | 55.0564 | 55.0564 | 55.0564 | 55.0564 | 55.0564 | 55.0564 | 55.0564 | 55.0564 | 55.0564 | 55.0564 | 55.0564 | 55.0564 | 55.0564 | 55.0564 | 55.0564 | 55.0564 | 55.0564 | 55.0564 | 55.0564 | 55.0564 | 55.0564 | 55.0564 | 55.0564 | 55.0564 | 55.0564 | 55.0564 | 55.0564 | 55.0564 | 55.0564 | 55.0564 | 55.0564 | 55.0564 | 55.0564 | 55.0564 | 55.0564 | 55.0564 | 55.0564 | 55.0564 | 55.0564 | 55.0564 | 55.0564 | 55.0564 | 55.0564 | 55.0564 | 55.0564 | 55.0564 | 55.0564 | 55.0564 | 55.0564 | 55.0564 | 55.0564 | 55.0564 | 55.0564 | 55.0564 | 55.0564 | 55.0564 | 55.0564 | 55.0564 | 55.0564 | 55.0564 | 55.0564 | 55.0564 | 55.0564 | 55.0564 | 55.0564 | 55.0564 | 55.0564 | 55.0564 | 55.0564 | 55.0564 | 55.0564 | 55.0564 | 55.0564 | 55.0564 | 55.0564 | 55.0564 | 55.0564 | 55.0564 | 55.0564 | 55.0564 | 55.0564 | 55.0564 | 55.0564 | 55.0564 | 55.0564 | 55.0564 | 55.0564 | 55.0564 | 55.0564 | 55.0564 | 55.0564 | 55.0564 | 55.0564 | 55.0564 | 55.0564 | 55.0564 | 55.0564 | 55.0564 | 55.0564 | 55.0564 | 55.0564 | 55.0564 | 55.0564 | 55.0564 | 55.0564 | 55.0564 | 55.0564 | 55.0564 | 55.0564 | 55.0564 | 55.0564 | 55.0564 | 55.0564 | 55.0564 | 55.0564 | 55.0564 | 55.0564 | 55.0564 | 55.0564 | 55.0564 | 55.0564 | 55.0564 | 55.0564 | 55.0564 | 55.0564 | 55.0564 | 55.0564 | 55.0564 | 55.0564 | 55.0564 | 55.0564 | 55.0564 | 55.0564 | 55.0564 | 55.0564 | 55.0564 | 55.0564 | 55.0564 | 55.0564 | 55.0564 | 55.0564 | 55.0564 | 55.0564 | 55.0564 | 55.0564 | 55.0564 | 55.0564 | 55.0564 | 55.0564 | 55.0564 | 55.0564 | 55.0564 | 55.0564 | 55.0564 | 55.0564 | 55.0564 | 55.0564 | 55.0564 | 55.0564 | 55.0564 | 55.0564 | 55.0564 | 55.0564 | 55.0564 | 55.0564 | 55.0564 | 55.0564 | 55.0564 | 55.0564 | 55.0564 | 55.0564 | 55.0564 | 55.0564 | 55.0564 | 55.0564 | 55.0564 | 55.0564 | 55.0564 | 55.0564 | 55.0564 | 55.0564 | 55.0564 | 55.0564 | 55.0564 | 55.0564 | 55.0564 | 55.0564 | 55.0564 | 55.0564 | 55.0564 | 55.0564 | 55.0564 | 55.0564 | 55.0564 | 55.0564 | 55.0564 | 55.0564 | 55.0564 | 55.0564 | 55.0564 | 55.0564 | 55.0564 | 55.0564 | 55.0564 | 55.0564 | 55.0564 | 55.0564 | 55.0564 | 55.0564 | 55.0564 | 55.0564 | 55.0564 | 55.0564 | 55.0564 | 55.0564 | 55.0564 | 55.0564 | 55.0564 | 55.0564 | 55.0564 | 55.0564 | 55.0564 | 55.0564 | 55.0564 | 55.0564 | 55.0564 | 55.0564 | 55.0564 | 55.0564 | 55.0564 | 55.0564 | 55.0564 | 55.0564 | 55.0564 | 55.0564 | 55.0564 | 55.0564 | 55.0564 | 55.0564 | 55.0564 | 55.0564 | 55.0564 | 55.0564 | 55.0564 | 55.0564 | 55.0564 | 55.0564 | 55.0564 | 55.0564 | 55.0564 | 55.0564 | 55.0564 | 55.0564 | 55.0564 | 55.0564 | 55.0564 | 55.0564 | 55.0564 | 55.0564 | 55.0564 | 55.0564 | 55.0564 | 55.0564 | 55.0564 | 55.0564 | 55.0564 | 55.0564 | 55.0564 | 55.0564 | 55.0564 | 55.0564 | 55.0564 | 55.0564 | 55.0564 | 55.0564 | 55.0564 | 55.0564 | 55.0564 | 55.0564 | 55.0564 | 55.0564 | 55.0564 | 55.0564 | 55.0564 | 55.0564 | 55.0564 | 55.0564 | 55.0564 | 55.0564 | 55.0564 | 55.0564 | 55.0564 | 55.0564 | 55.0564 | 55.0564 | 55.0564 | 55.0564 | 55.0564 | 55.0564 | 55.0564 | 55.0564 | 55.0564 | 55.0564 | 55.0564 | 55.0564 | 55.0564 | 55.0564 | 55.0564 | 55.0564 | 55.0564 | 55.0564 | 55.0564 | 55.0564 | 55.0564 | 55.0564 | 55.0564 | 55.0564 | 55.0564 | 55.0564 | 55.0564 | 55.0564 | 55.0564 | 55.0564 | 55.0564 | 55.0564 | 55.0564 | 55.0564 | 55.0564 | 55.0564 | 55.0564 | 55.0564 | 55.0564 | 55.0564 | 55.0564 | 55.0564 | 55.0564 | 55.0564 | 55.0564 | 55.0564 | 55.0564 | 55.0564 | 55.0564 | 55.0564 | 55.0564 | 55.0564 | 55.0564 | 55.0564 | 55.0564 | 55.0564 | 55.0564 | 55.0564 | 55.0564 | 55.0564 | 55.0564 | 55.0564 | 55.0564 | 55.0564 | 55.0564 | 55.0564 | 55.0564 | 55.0564 | 55.0564 | 55.0564 | 55.0564 | 55.0564 | 55.0564 | 55.0564 | 55.0564 | 55.0564 | 55.0564 | 55.0564 | 55.0564 | 55.0564 | 55.0564 | 55.0564 | 55.0564 | 55.0564 | 55.0564 | 55.0564 | 55.0564 | 55.0564 | 55.0564 | 55.0564 | 55.0564 | 55.0564 | 55.0564 | 55.0564 | 55.0564 | 55.0564 | 55.0564 | 55.0564 | 55.0564 | 55.0564 | 55.0564 | 55.0564 | 55.0564 | 55.0564 | 55.0564 | 55.0564 | 55.0564 | 55.0564 | 55.0564 | 55.0564 | 55.0564 | 55.0564 | 55.0564 | 55.0564 | 55.0564 | 55.0564 | 55.0564 | 55.0564 | 55.0564 | 55.0564 | 55.0564 | 55.0564 | 55.0564 | 55.0564 | 55.0564 | 55.0564 | 55.0564 | 55.0564 | 55.0564 | 55.0564 | 55.0564 | 55.0564 | 55.0564 | 55.0564 | 55.0564 | 55.0564 | 55.0564 | 55.0564 | 55.0564 | 55.0564 | 55.0564 | 55.0564 | 55.0564 | 55.0564 | 55.0564 | 55.0564 | 55.0564 | 55.0564 | 55.0564 | 55.0564 | 55.0564 | 55.0564 | 55.0564 | 55.0564 | 55.0564 | 55.0564 | 55.0564 | 55.0564 | 55.0564 | 55.0564 | 55.0564 | 55.0564 | 55.0564 | 55.0564 | 55.0564 | 55.0564 | 55.0564 | 55.0564 | 55.0564 | 55.0564 | 55.0564 | 55.0564 | 55.0564 | 55.0564 | 55.0564 | 55.0564 | 55.0564 | 55.0564 | 55.0564 | 55.0564 | 55.0564 | 55.0564 | 55.0564 | 55.0564 | 55.0564 | 55.0564 | 55.0564 | 55.0564 | 55.0564 | 55.0564 | 55.0564 | 55.0564 | 55.0564 | 55.0564 | 55.0564 | 55.0564 | 55.0564 | 55.0564 | 55.0564 | 55.0564 | 55.0564 | 55.0564 | 55.0564 | 55.0564 | 55.0564 | 55.0564 | 55.0564 | 55.0564 | 55.0564 | 55.0564 | 55.0564 | 55.0564 | 55.0564 | 55.0564 | 55.0564 | 55.0564 | 55.0564 | 55.0564 | 55.0564 | 55.0564 | 55.0564 | 55.0564 | 55.0564 | 55.0564 | 55.0564 | 55.0564 | 55.0564 | 55.0564 | 55.0564 | 55.0564 | 55.0564 | 55.0564 | 55.0564 | 55.0564 | 55.0564 | 55.0564 | 55.0564 | 55.0564 | 55.0564 | 55.0564 | 55.0564 | 55.0564 | 55.0564 | 55.0564 | 55.0564 | 55.0564 | 55.0564 | 55.0564 | 55.0564 | 55.0564 | 55.0564 | 55.0564 | 55.0564 | 55.0564 | 55.0564 | 55.0564 | 55.0564 | 55.0564 | 55.0564 | 55.0564 | 55.0564 | 55.0564 | 55.0564 | 55.0564 | 55.0564 | 55.0564 | 55.0564 | 55.0564 | 55.0564 | 55.0564 | 55.0564 | 55.0564 | 55.0564 | 55.0564 | 55.0564 | 55.0564 | 55.0564 | 55.0564 | 55.0564 | 55.0564 | 55.0564 | 55.0564 | 55.0564 | 55.0564 | 55.0564 | 55.0564 | 55.0564 | 55.0564 | 55.0564 | 55.0564 | 55.0564 | 55.0564 | 55.0564 | 55.0564 | 55.0564 | 55.0564 | 55.0564 | 55.0564 | 55.0564 | 55.0564 | 55.0564 | 55.0564 | 55.0564 | 55.0564 | 55.0564 | 55.0564 | 55.0564 | 55.0564 | 55.0564 | 55.0564 | 55.0564 | 55.0564 | 55.0564 | 55.0564 | 55.0564 | 55.0564 | 55.0564 | 55.0564 | 55.0564 | 55.0564 | 55.0564 | 55.0564 | 55.0564 | 55.0564 | 55.0564 | 55.0564 | 55.0564 | 55.0564 | 55.0564 | 55.0564 | 55.0564 | 55.0564 | 55.0564 | 55.0564 | 55.0564 | 55.0564 | 55.0564 | 55.0564 | 55.0564 | 55.0564 | 55.0564 | 55.0564 | 55.0564 | 55.0564 | 55.0564 | 55.0564 | 55.0564 | 55.0564 | 55.0564 | 55.0564 | 55.0564 | 55.0564 | 55.0564 | 55.0564 | 55.0564 | 55.0564 | 55.0564 | 55.0564 | 55.0564 | 55.0564 | 55.0564 | 55.0564 | 55.0564 | 55.0564 | 55.0564 | 55.0564 | 55.0564 | 55.0564 | 55.0564 | 55.0564 | 55.0564 | 55.0564 | 55.0564 | 55.0564 | 55.0564 | 55.0564 | 55.0564 | 55.0564 | 55.0564 | 55.0564 | 55.0564 | 55.0564 | 55.0564 | 55.0564 | 55.0564 | 55.0564 | 55.0564 | 55.0564 | 55.0564 | 55.0564 | 55.0564 | 55.0564 | 55.0564 | 55.0564 | 55.0564 | 55.0564 | 55.0564 | 55.0564 | 55.0564 | 55.0564 | 55.0564 | 55.0564 | 55.0564 | 55.0564 | 55.0564 | 55.0564 | 55.0564 | 55.0564 | 55.0564 | 55.0564 | 55.0564 | 55.0564 | 55.0564 | 55.0564 | 55.0564 | 55.0564 | 55.0564 | 55.0564 | 55.0564 | 55.0564 | 55.0564 | 55.0564 | 55.0564 | 55.0564 | 55.0564 | 55.0564 | 55.0564 | 55.0564 | 55.0564 | 55.0564 | 55.0564 | 55.0564 | 55.0564 | 55.0564 | 55.0564 | 55.0564 | 55.0564 | 55.0564 | 55.0564 | 55.0564 | 55.0564 | 55.0564 | 55.0564 | 55.0564 | 55.0564 | 55.0564 | 55.0564 | 55.0564 | 55.0564 | 55.0564 | 55.0564 | 55.0564 | 55.0564 | 55.0564 | 55.0564 | 55.0564 | 55.0564 | 55.0564 | 55.0564 | 55.0564 | 55.0564 | 55.0564 | 55.0564 | 55.0564 | 55.0564 | 55.0564 | 55.0564 | 55.0564 | 55.0564 | 55.0564 | 55.0564 | 55.0564 | 55.0564 | 55.0564 | 55.0564 | 55.0564 | 55.0564 | 55.0564 | 55.0564 | 55.0564 | 55.0564 | 55.0564 | 55.0564 | 55.0564 | 55.0564 | 55.0564 | 55.0564 | 55.0564 | 55.0564 | 55.0564 | 55.0564 | 55.0564 | 55.0564 | 55.0564 | 55.0564 | 55.0564 | 55.0564 | 55.0564 | 55.0564 | 55.0564 | 55.0564 | 55.0564 | 55.0564 | 55.0564 | 55.0564 | 55.0564 | 55.0564 | 55.0564 | 55.0564 | 55.0564 | 55.0564 | 55.0564 | 55.0564 | 55.0564 | 55.0564 | 55.0564 | 55.0564 | 55.0564 | 55.0564 | 55.0564 | 55.0564 | 55.0564 | 55.0564 | 55.0564 | 55.0564 | 55.0564 | 55.0564 | 55.0564 | 55.0564 | 55.0564 | 55.0564 | 55.0564 | 55.0564 | 55.0564 | 55.0564 | 55.0564 | 55.0564 | 55.0564 | 55.0564 | 55.0564 | 55.0564 | 55.0564 | 55.0564 | 55.0564 | 55.0564 | 55.0564 | 55.0564 | 55.0564 | 55.0564 | 55.0564 | 55.0564 | 55.0564 | 55.0564 | 55.0564 | 55.0564 | 55.0564 | 55.0564 | 55.0564 | 55.0564 | 55.0564 | 55.0564 | 55.0564 | 55.0564 | 55.0564 | 55.0564 | 55.0564 | 55.0564 | 55.0564 | 55.0564 | 55.0564 | 55.0564 | 55.0564 | 55.0564 | 55.0564 | 55.0564 | 55.0564 | 55.0564 | 55.0564 | 55.0564 | 55.0564 | 55.0564 | 55.0564 | 55.0564 | 55.0564 | 55.0564 | 55.0564 | 55.0564 | 55.0564 | 55.0564 | 55.0564 | 55.0564 | 55.0564 | 55.0564 | 55.0564 | 55.0564 | 55.0564 | 55.0564 | 55.0564 | 55.0564 | 55.0564 | 55.0564 | 55.0564 | 55.0564 | 55.0564 | 55.0564 | 55.0564 | 55.0564 | 55.0564 | 55.0564 | 55.0564 | 55.0564 | 55.0564 | 55.0564 | 55.0564 | 55.0564 | 55.0564 | 55.0564 | 55.0564 | 55.0564 | 55.0564 | 55.0564 | 55.0564 | 55.0564 | 55.0564 | 55.0564 | 55.0564 | 55.0564 | 55.0564 | 55.0564 | 55.0564 | 55.0564 | 55.0564 | 55.0564 | 55.0564 | 55.0564 | 55.0564 | 55.0564 | 55.0564 | 55.0564 | 55.0564 | 55.0564 | 55.0564 | 55.0564 | 55.0564 | 55.0564 | 55.0564 | 55.0564 | 55.0564 | 55.0564 | 55.0564 | 55.0564 | 55.0564 | 55.0564 | 55.0564 | 55.0564 | 55.0564 | 55.0564 | 55.0564 | 55.0564 | 55.0564 | 55.0564 | 55.0564 | 55.0564 | 55.0564 | 55.0564 | 55.0564 | 55.0564 | 55.0564 | 55.0564 | 55.0564 | 55.0564 | 55.0564 | 55.0564 | 55.0564 | 55.0564 | 55.0564 | 55.0564 | 55.0564 | 55.0564 | 55.0564 | 55.0564 | 55.0564 | 55.0564 | 55.0564 | 55.0564 | 55.0564 | 55.0564 | 55.0564 | 55.0564 | 55.0564 | 55.0564 | 55.0564 | 55.0564 | 55.0564 | 55.0564 | 55.0564 | 55.0564 | 55.0564 | 55.0564 | 55.0564 | 55.0564 | 55.0564 | 55.0564 | 55.0564 | 55.0564 | 55.0564 | 55.0564 | 55.0564 | 55.0564 | 55.0564 | 55.0564 | 55.0564 | 55.0564 | 55.0564 | 55.0564 | 55.0564 | 55.0564 | 55.0564 | 55.0564 | 55.0564 | 55.0564 | 55.0564 | 55.0564 | 55.0564 | 55.0564 | 55.0564 | 55.0564 | 55.0564 | 55.0564 | 55.0564 | 55.0564 | 55.0564 | 55.0564 | 55.0564 | 55.0564 | 55.0564 | 55.0564 | 55.0564 | 55.0564 | 55.0564 | 55.0564 | 55.0564 | 55.0564 | 55.0564 | 55.0564 | 55.0564 | 55.0564 | 55.0564 | 55.0564 | 55.0564 | 55.0564 | 55.0564 | 55.0564 | 55.0564 | 55.0564 | 55.0564 | 55.0564 | 55.0564 | 55.0564 | 55.0564 | 55.0564 | 55.0564 | 55.0564 | 55.0564 | 55.0564 | 55.0564 | 55.0564 | 55.0564 | 55.0564 | 55.0564 | 55.0564 | 55.0564 | 55.0564 | 55.0564 | 55.0564 | 55.0564 | 55.0564 | 55.0564 | 55.0564 | 55.0564 | 55.0564 | 55.0564 | 55.0564 | 55.0564 | 55.0564 | 55.0564 | 55.0564 | 55.0564 | 55.0564 | 55.0564 | 55.0564 | 55.0564 | 55.0564 | 55.0564 | 55.0564 | 55.0564 | 55.0564 | 55.0564 | 55.0564 | 55.0564 | 55.0564 | 55.0564 | 55.0564 | 55.0564 | 55.0564 | 55.0564 | 55.0564 | 55.0564 | 55.0564 | 55.0564 | 55.0564 | 55.0564 | 55.0564 | 55.0564 | 55.0564 | 55.0564 | 55.0564 | 55.0564 | 55.0564 | 55.0564 | 55.0564 | 55.0564 | 55.0564 | 55.0564 | 55.0564 | 55.0564 | 55.0564 | 55.0564 | 55.0564 | 55.0564 | 55.0564 | 55.0564 | 55.0564 | 55.0564 | 55.0564 | 55.0564 | 55.0564 | 55.0564 | 55.0564 | 55.0564 | 55.0564 | 55.0564 | 55.0564 | 55.0564 | 55.0564 | 55.0564 | 55.0564 | 55.0564 | 55.0564 | 55.0564 | 55.0564 | 55.0564 | 55.0564 | 55.0564 | 55.0564 | 55.0564 | 55.0564 | 55.0564 | 55.0564 | 55.0564 | 55.0564 | 55.0564 | 55.0564 | 55.0564 | 55.0564 | 55.0564 | 55.0564 | 55.0564 | 55.0564 | 55.0564 | 55.0564 | 55.0564 | 55.0564 | 55.0564 | 55.0564 | 55.0564 | 55.0564 | 55.0564 | 55.0564 | 55.0564 | 55.0564 | 55.0564 | 55.0564 | 55.0564 | 55.0564 | 55.0564 | 55.0564 | 55.0564 | 55.0564 | 55.0564 | 55.0564 | 55.0564 | 55.0564 | 55.0564 | 55.0564 | 55.0564 | 55.0564 | 55.0564 | 55.0564 | 55.0564 | 55.0564 | 55.0564 | 55.0564 | 55.0564 | 55.0564 | 55.0564 | 55.0564 | 55.0564 | 55.0564 | 55.0564 | 55.0564 | 55.0564 | 55.0564 | 55.0564 | 55.0564 | 55.0564 | 55.0564 | 55.0564 | 55.0564 | 55.0564 | 55.0564 | 55.0564 | 55.0564 | 55.0564 | 55.0564 | 55.0564 | 55.0564 | 55.0564 | 55.0564 | 55.0564 | 55.0564 | 55.0564 | 55.0564 | 55.0564 | 55.0564 | 55.0564 | 55.0564 | 55.0564 | 55.0564 | 55.0564 | 55.0564 | 55.0564 | 55.0564 | 55.0564 | 55.0564 | 55.0564 | 55.0564 | 55.0564 | 55.0564 | 55.0564 | 55.0564 | 55.0564 | 55.0564 | 55.0564 | 55.0564 | 55.0564 | 55.0564 | 55.0564 | 55.0564 | 55.0564 | 55.0564 | 55.0564 | 55.0564 | 55.0564 | 55.0564 | 55.0564 | 55.0564 | 55.0564 | 55.0564 | 55.0564 | 55.0564 | 55.0564 | 55.0564 | 55.0564 | 55.0564 | 55.0564 | 55.0564 | 55.0564 | 55.0564 | 55.0564 | 55.0564 | 55.0564 | 55.0564 | 55.0564 | 55.0564 | 55.0564 | 55.0564 | 55.0564 | 55.0564 | 55.0564 | 55.0564 | 55.0564 | 55.0564 | 55.0564 | 55.0564 | 55.0564 | 55.0564 | 55.0564 | 55.0564 | 55.0564 | 55.0564 | 55.0564 | 55.0564 | 55.0564 | 55.0564 | 55.0564 | 55.0564 | 55.0564 | 55.0564 | 55.0564 | 55.0564 | 55.0564 | 55.0564 | 55.0564 | 55.0564 | 55.0564 | 55.0564 | 55.0564 | 55.0564 | 55.0564 | 55.0564 | 55.0564 | 55.0564 | 55.0564 | 55.0564 | 55.0564 | 55.0564 | 55.0564 | 55.0564 | 55.0564 | 55.0564 | 55.0564 | 55.0564 | 55.0564 | 55.0564 | 55.0564 | 55.0564 | 55.0564 | 55.0564 | 55.0564 | 55.0564 | 55.0564 | 55.0564 | 55.0564 | 55.0564 | 55.0564 | 55.0564 | 55.0564 | 55.0564 | 55.0564 | 55.0564 | 55.0564 | 55.0564 | 55.0564 | 55.0564 | 55.0564 | 55.0564 | 55.0564 | 55.0564 | 55.0564 | 55.0564 | 55.0564 | 55.0564 | 55.0564 | 55.0564 | 55.0564 | 55.0564 | 55.0564 | 55.0564 | 55.0564 | 55.0564 | 55.0564 | 55.0564 | 55.0564 | 55.0564 | 55.0564 | 55.0564 | 55.0564 | 55.0564 | 55.0564 | 55.0564 | 55.0564 | 55.0564 | 55.0564 | 55.0564 | 55.0564 | 55.0564 | 55.0564 | 55.0564 | 55.0564 | 55.0564 | 55.0564 | 55.0564 | 55.0564 | 55.0564 | 55.0564 | 55.0564 | 55.0564 | 55.0564 | 55.0564 | 55.0564 | 55.0564 | 55.0564 | 55.0564 | 55.0564 | 55.0564 | 55.0564 | 55.0564 | 55.0564 | 55.0564 | 55.0564 | 55.0564 | 55.0564 | 55.0564 | 55.0564 | 55.0564 | 55.0564 | 55.0564 | 55.0564 | 55.0564 | 55.0564 | 55.0564 | 55.0564 | 55.0564 | 55.0564 | 55.0564 | 55.0564 | 55.0564 | 55.0564 | 55.0564 | 55.0564 | 55.0564 | 55.0564 | 55.0564 | 55.0564 | 55.0564 | 55.0564 | 55.0564 | 55.0564 | 55.0564 | 55.0564 | 55.0564 | 55.0564 | 55.0564 | 55.0564 | 55.0564 | 55.0564 | 55.0564 | 55.0564 | 55.0564 | 55.0564 | 55.0564 | 55.0564 | 55.0564 | 55.0564 | 55.0564 | 55.0564 | 55.0564 | 55.0564 | 55.0564 | 55.0564 | 55.0564 | 55.0564 | 55.0564 | 55.0564 | 55.0564 | 55.0564 | 55.0564 | 55.0564 | 55.0564 | 55.0564 | 55.0564 | 55.0564 | 55.0564 | 55.0564 | 55.0564 | 55.0564 | 55.0564 | 55.0564 | 55.0564 | 55.0564 | 55.0564 | 55.0564 | 55.0564 | 55.0564 | 55.0564 | 55.0564 | 55.0564 | 55.0564 | 55.0564 | 55.0564 | 55.0564 | 55.0564 | 55.0564 | 55.0564 | 55.0564 | 55.0564 | 55.0564 | 55.0564 | 55.0564 | 55.0564 | 55.0564 | 55.0564 | 55.0564 | 55.0564 | 55.0564 | 55.0564 | 55.0564 | 55.0564 | 55.0564 | 55.0564 | 55.0564 | 55.0564 | 55.0564 | 55.0564 | 55.0564 | 55.0564 | 55.0564 | 55.0564 | 55.0564 | 55.0564 | 55.0564 | 55.0564 | 55.0564 | 55.0564 | 55.0564 | 55.0564 | 55.0564 | 55.0564 | 55.0564 | 55.0564 | 55.0564 | 55.0564 | 55.0564 | 55.0564 | 55.0564 | 55.0564 | 55.0564 | 55.0564 | 55.0564 | 55.0564 | 55.0564 | 55.0564 | 55.0564 | 55.0564 | 55.0564 | 55.0564 | 55.0564 | 55.0564 | 55.0564 | 55.0564 | 55.0564 | 55.0564 | 55.0564 | 55.0564 | 55.0564 | 55.0564 | 55.0564 | 55.0564 | 55.0564 | 55.0564 | 55.0564 | 55.0564 | 55.0564 | 55.0564 | 55.0564 | 55.0564 | 55.0564 | 55.0564 | 55.0564 | 55.0564 | 55.0564 | 55.0564 | 55.0564 | 55.0564 | 55.0564 | 55.0564 | 55.0564 | 55.0564 | 55.0564 | 55.0564 | 55.0564 | 55.0564 | 55.0564 | 55.0564 | 55.0564 | 55.0564 | 55.0564 | 55.0564 | 55.0564 | 55.0564 | 55.0564 | 55.0564 | 55.0564 | 55.0564 | 55.0564 | 55.0564 | 55.0564 | 55.0564 | 55.0564 | 55.0564 | 55.0564 | 55.0564 | 55.0564 | 55.0564 | 55.0564 | 55.0564 | 55.0564 | 55.0564 | 55.0564 | 55.0564 | 55.0564 | 55.0564 | 55.0564 | 55.0564 | 55.0564 | 55.0564 | 55.0564 | 55.0564 | 55.0564 | 55.0564 | 55.0564 | 55.0564 | 55.0564 | 55.0564 | 55.0564 | 55.0564 | 55.0564 | 55.0564 | 55.0564 | 55.0564 | 55.0564 | 55.0564 | 55.0564 | 55.0564 | 55.0564 | 55.0564 | 55.0564 | 55.0564 | 55.0564 | 55.0564 | 55.0564 | 55.0564 | 55.0564 | 55.0564 | 55.0564 | 55.0564 | 55.0564 | 55.0564 | 55.0564 | 55.0564 | 55.0564 | 55.0564 | 55.0564 | 55.0564 | 55.0564 | 55.0564 | 55.0564 | 55.0564 | 55.0564 | 55.0564 | 55.0564 | 55.0564 | 55.0564 | 55.0564 | 55.0564 | 55.0564 | 55.0564 | 55.0564 | 55.0564 | 55.0564 | 55.0564 | 55.0564 | 55.0564 | 55.0564 | 55.0564 | 55.0564 | 55.0564 | 55.0564 | 55.0564 | 55.0564 | 55.0564 | 55.0564 | 55.0564 | 55.0564 | 55.0564 | 55.0564 | 55.0564 | 55.0564 | 55.0564 | 55.0564 | 55.0564 | 55.0564 | 55.0564 | 55.0564 | 55.0564 | 55.0564 | 55.0564 | 55.0564 | 55.0564 | 55.0564 | 55.0564 | 55.0564 | 55.0564 | 55.0564 | 55.0564 | 55.0564 | 55.0564 | 55.0564 | 55.0564 | 55.0564 | 55.0564 | 55.0564 | 55.0564 | 55.0564 | 55.0564 | 55.0564 | 55.0564 | 55.0564 | 55.0564 | 55.0564 | 55.0564 | 55.0564 | 55.0564 | 55.0564 | 55.0564 | 55.0564 | 55.0564 | 55.0564 | 55.0564 | 55.0564 | 55.0564 | 55.0564 | 55.0564 | 55.0564 | 55.0564 | 55.0564 | 55.0564 | 55.0564 | 55.0564 | 55.0564 | 55.0564 | 55.0564 | 55.0564 | 55.0564 | 55.0564 | 55.0564 | 55.0564 | 55.0564 | 55.0564 | 55.0564 | 55.0564 | 55.0564 | 55.0564 | 55.0564 | 55.0564 | 55.0564 | 55.0564 | 55.0564 | 55.0564 | 55.0564 | 55.0564 | 55.0564 | 55.0564 | 55.0564 | 55.0564 | 55.0564 | 55.0564 | 55.0564 | 55.0564 | 55.0564 | 55.0564 | 55.0564 | 55.0564 | 55.0564 | 55.0564 | 55.0564 | 55.0564 | 55.0564 | 55.0564 | 55.0564 | 55.0564 | 55.0564 | 55.0564 | 55.0564 | 55.0564 | 55.0564 | 55.0564 | 55.0564 | 55.0564 | 55.0564 | 55.0564 | 55.0564 | 55.0564 | 55.0564 | 55.0564 | 55.0564 | 55.0564 | 55.0564 | 55.0564 | 55.0564 | 55.0564 | 55.0564 | 55.0564 | 55.0564 | 55.0564 | 55.0564 | 55.0564 | 55.0564 | 55.0564 | 55.0564 | 55.0564 | 55.0564 | 55.0564 | 55.0564 | 55.0564 | 55.0564 | 55.0564 | 55.0564 | 55.0564 | 55.0564 | 55.0564 | 55.0564 | 55.0564 | 55.0564 | 55.0564 | 55.0564 | 55.0564 | 55.0564 | 55.0564 | 55.0564 | 55.0564 | 55.0564 | 55.0564 | 55.0564 | 55.0564 | 55.0564 | 55.0564 | 55.0564 | 55.0564 | 55.0564 | 55.0564 | 55.0564 | 55.0564 | 55.0564 | 55.0564 | 55.0564 | 55.0564 | 55.0564 | 55.0564 | 55.0564 | 55.0564 | 55.0564 | 55.0564 | 55.0564 | 55.0564 | 55.0564 | 55.0564 | 55.0564 | 55.0564 | 55.0564 | 55.0564 | 55.0564 | 55.0564 | 55.0564 | 55.0564 | 55.0564 | 55.0564 | 55.0564 | 55.0564 | 55.0564 | 55.0564 | 55.0564 | 55.0564 | 55.0564 | 55.0564 | 55.0564 | 55.0564 | 55.0564 | 55.0564 | 55.0564 | 55.0564 | 55.0564 | 55.0564 | 55.0564 | 55.0564 | 55.0564 | 55.0564 | 55.0564 | 55.0564 | 55.0564 | 55.0564 | 55.0564 | 55.0564 | 55.0564 | 55.0564 | 55.0564 | 55.0564 | 55.0564 | 55.0564 | 55.0564 | 55.0564 | 55.0564 | 55.0564 | 55.0564 | 55.0564 | 55.0564 | 55.0564 | 55.0564 | 55.0564 | 55.0564 | 55.0564 | 55.0564 | 55.0564 | 55.0564 | 55.0564 | 55.0564 | 55.0564 | 55.0564 | 55.0564 | 55.0564 | 55.0564 | 55.0564 | 55.0564 | 55.0564 | 55.0564 | 55.0564 | 55.0564 | 55.0564 | 55.0564 | 55.0564 | 55.0564 | 55.0564 | 55.0564 | 55.0564 | 55.0564 | 55.0564 | 55.0564 | 55.0564 | 55.0564 | 55.0564 | 55.0564 | 55.0564 | 55.0564 | 55.0564 | 55.0564 | 55.0564 | 55.0564 | 55.0564 | 55.0564 | 55.0564 | 55.0564 | 55.0564 | 55.0564 | 55.0564 | 55.0564 | 55.0564 | 55.0564 | 55.0564 | 55.0564 | 55.0564 | 55.0564 | 55.0564 | 55.0564 | 55.0564 | 55.0564 | 55.0564 | 55.0564 | 55.0564 | 55.0564 | 55.0564 | 55.0564 | 55.0564 | 55.0564 | 55.0564 | 55.0564 | 55.0564 | 55.0564 | 55.0564 | 55.0564 | 55.0564 | 55.0564 | 55.0564 | 55.0564 | 55.0564 | 55.0564 | 55.0564 | 55.0564 | 55.0564 | 55.0564 | 55.0564 | 55.0564 | 55.0564 | 55.0564 | 55.0564 | 55.0564 | 55.0564 | 55.0564 | 55.0564 | 55.0564 | 55.0564 | 55.0564 | 55.0564 | 55.0564 | 55.0564 | 55.0564 | 55.0564 | 55.0564 | 55.0564 | 55.0564 | 55.0564 | 55.0564 | 55.0564 | 55.0564 | 55.0564 | 55.0564 | 55.0564 | 55.0564 | 55.0564 | 55.0564 | 55.0564 | 55.0564 | 55.0564 | 55.0564 | 55.0564 | 55.0564 | 55.0564 | 55.0564 | 55.0564 | 55.0564 | 55.0564 | 55.0564 | 55.0564 | 55.0564 | 55.0564 | 55.0564 | 55.0564 | 55.0564 | 55.0564 | 55.0564 | 55.0564 | 55.0564 | 55.0564 | 55.0564 | 55.0564 | 55.0564 | 55.0564 | 55.0564 | 55.0564 | 55.0564 | 55.0564 | 55.0564 | 55.0564 | 55.0564 | 55.0564 | 55.0564 | 55.0564 | 55.0564 | 55.0564 | 55.0564 | 55.0564 | 55.0564 | 55.0564 | 55.0564 | 55.0564 | 55.0564 | 55.0564 | 55.0564 | 55.0564 | 55.0564 | 55.0564 | 55.0564 | 55.0564 | 55.0564 | 55.0564 | 55.0564 | 55.0564 | 55.0564 | 55.0564 | 55.0564 | 55.0564 | 55.0564 | 55.0564 | 55.0564 | 55.0564 | 55.0564 | 55.0564 | 55.0564 | 55.0564 | 55.0564 | 55.0564 | 55.0564 | 55.0564 | 55.0564 | 55.0564 | 55.0564 | 55.0564 | 55.0564 | 55.0564 | 55.0564 | 55.0564 | 55.0564 | 55.0564 | 55.0564 | 55.0564 | 55.0564 | 55.0564 | 55.0564 | 55.0564 | 55.0564 | 55.0564 | 55.0564 | 55.0564 | 55.0564 | 55.0564 | 55.0564 | 55.0564 | 55.0564 | 55.0564 | 55.0564 | 55.0564 | 55.0564 | 55.0564 | 55.0564 | 55.0564 | 55.0564 | 55.0564 | 55.0564 | 55.0564 | 55.0564 | 55.0564 | 55.0564 | 55.0564 | 55.0564 | 55.0564 | 55.0564 | 55.0564 | 55.0564 | 55.0564 | 55.0564 | 55.0564 | 55.0564 | 55.0564 | 55.0564 | 55.0564 | 55.0564 | 55.0564 | 55.0564 | 55.0564 | 55.0564 | 55.0564 | 55.0564 | 55.0564 | 55.0564 | 55.0564 | 55.0564 | 55.0564 | 55.0564 | 55.0564 | 55.0564 | 55.0564 | 55.0564 | 55.0564 | 55.0564 | 55.0564 | 55.0564 | 55.0564 | 55.0564 | 55.0564 | 55.0564 | 55.0564 | 55.0564 | 55.0564 | 55.0564 | 55.0564 | 55.0564 | 55.0564 | 55.0564 | 55.0564 | 55.0564 | 55.0564 | 55.0564 | 55.0564 | 55.0564 | 55.0564 | 55.0564 | 55.0564 | 55.0564 | 55.0564 | 55.0564 | 55.0564 | 55.0564 | 55.0564 | 55.0564 | 55.0564 | 55.0564 | 55.0564 | 55.0564 | 55.0564 | 55.0564 | 55.0564 | 55.0564 | 55.0564 | 55.0564 | 55.0564 | 55.0564 | 55.0564 | 55.0564 | 55.0564 | 55.0564 | 55.0564 | 55.0564 | 55.0564 | 55.0564 | 55.0564 | 55.0564 | 55.0564 | 55.0564 | 55.0564 | 55.0564 | 55.0564 | 55.0564 | 55.0564 | 55.0564 | 55.0564 | 55.0564 | 55.0564 | 55.0564 | 55.0564 | 55.0564 | 55.0564 | 55.0564 | 55.0564 | 55.0564 | 55.0564 | 55.0564 | 55.0564 | 55.0564 | 55.0564 | 55.0564 | 55.0564 | 55.0564 | 55.0564 | 55.0564 | 55.0564 | 55.0564 | 55.0564 | 55.0564 | 55.0564 | 55.0564 | 55.0564 | 55.0564 | 55.0564 | 55.0564 | 55.0564 | 55.0564 | 55.0564 | 55.0564 | 55.0564 | 55.0564 | 55.0564 | 55.0564 | 55.0564 | 55.0564 | 55.0564 | 55.0564 | 55.0564 | 55.0564 | 55.0564 | 55.0564 | 55.0564 | 55.0564 | 55.0564 | 55.0564 | 55.0564 | 55.0564 | 55.0564 | 55.0564 | 55.0564 | 55.0564 | 55.0564 | 55.0564 | 55.0564 | 55.0564 | 55.0564 | 55.0564 | 55.0564 | 55.0564 | 55.0564 | 55.0564 | 55.0564 | 55.0564 | 55.0564 | 55.0564 | 55.0564 | 55.0564 | 55.0564 | 55.0564 | 55.0564 | 55.0564 | 55.0564 | 55.0564 | 55.0564 | 55.0564 | 55.0564 | 55.0564 | 55.0564 | 55.0564 | 55.0564 | 55.0564 | 55.0564 | 55.0564 | 55.0564 | 55.0564 | 55.0564 | 55.0564 | 55.0564 | 55.0564 | 55.0564 | 55.0564 | 55.0564 | 55.0564 | 55.0564 | 55.0564 | 55.0564 | 55.0564 | 55.0564 | 55.0564 | 55.0564 | 55.0564 | 55.0564 | 55.0564 | 55.0564 | 55.0564 | 55.0564 | 55.0564 | 55.0564 | 55.0564 | 55.0564 | 55.0564 | 55.0564 | 55.0564 | 55.0564 | 55.0564 | 55.0564 | 55.0564 | 55.0564 | 55.0564 | 55.0564 | 55.0564 | 55.0564 | 55.0564 | 55.0564 | 55.0564 | 55.0564 | 55.0564 | 55.0564 | 55.0564 | 55.0564 | 55.0564 | 55.0564 | 55.0564 | 55.0564 | 55.0564 | 55.0564 | 55.0564 | 55.0564 | 55.0564 | 55.0564 | 55.0564 | 55.0564 | 55.0564 | 55.0564 | 55.0564 | 55.0564 | 55.0564 | 55.0564 | 55.0564 | 55.0564 | 55.0564 | 55.0564 | 55.0564 | 55.0564 | 55.0564 | 55.0564 | 55.0564 | 55.0564 | 55.0564 | 55.0564 | 55.0564 | 55.0564 | 55.0564 | 55.0564 | 55.0564 | 55.0564 | 55.0564 | 55.0564 | 55.0564 | 55.0564 | 55.0564 | 55.0564 | 55.0564 | 55.0564 | 55.0564 | 55.0564 | 55.0564 | 55.0564 | 55.0564 | 55.0564 | 55.0564 | 55.0564 | 55.0564 | 55.0564 | 55.0564 | 55.0564 | 55.0564 | 55.0564 | 55.0564 | 55.0564 | 55.0564 | 55.0564 | 55.0564 | 55.0564 | 55.0564 | 55.0564 | 55.0564 | 55.0564 | 55.0564 | 55.0564 | 55.0564 | 55.0564 | 55.0564 | 55.0564 | 55.0564 | 55.0564 | 55.0564 | 55.0564 | 55.0564 | 55.0564 | 55.0564 | 55.0564 | 55.0564 | 55.0564 | 55.0564 | 55.0564 | 55.0564 | 55.0564 | 55.0564 | 55.0564 | 55.0564 | 55.0564 | 55.0564 | 55.0564 | 55.0564 | 55.0564 | 55.0564 | 55.0564 | 55.0564 | 55.0564 | 55.0564 | 55.0564 | 55.0564 | 55.0564 | 55.0564 | 55.0564 | 55.0564 | 55.0564 | 55.0564 | 55.0564 | 55.0564 | 55.0564 | 55.0564 | 55.0564 | 55.0564 | 55.0564 | 55.0564 | 55.0564 | 55.0564 | 55.0564 | 55.0564 | 55.0564 | 55.0564 | 55.0564 | 55.0564 | 55.0564 | 55.0564 | 55.0564 | 55.0564 | 55.0564 | 55.0564 | 55.0564 | 55.0564 | 55.0564 | 55.0564 | 55.0564 | 55.0564 | 55.0564 | 55.0564 | 55.0564 | 55.0564 | 55.0564 | 55.0564 | 55.0564 | 55.0564 | 55.0564 | 55.0564 | 55.0564 | 55.0564 | 55.0564 | 55.0564 | 55.0564 | 55.0564 | 55.0564 | 55.0564 | 55.0564 | 55.0564 | 55.0564 | 55.0564 | 55.0564 | 55.0564 | 55.0564 | 55.0564 | 55.0564 | 55.0564 | 55.0564 | 55.0564 | 55.0564 | 55.0564 | 55.0564 | 55.0564 | 55.0564 | 55.0564 | 55.0564 | 55.0564 | 55.0564 | 55.0564 | 55.0564 | 55.0564 | 55.0564 | 55.0564 | 55.0564 | 55.0564 | 55.0564 | 55.0564 | 55.0564 | 55.0564 | 55.0564 | 55.0564 | 55.0564 | 55.0564 | 55.0564 | 55.0564 | 55.0564 | 55.0564 | 55.0564 | 55.0564 | 55.0564 | 55.0564 | 55.0564 | 55.0564 | 55.0564 | 55.0564 | 55.0564 | 55.0564 | 55.0564 | 55.0564 | 55.0564 | 55.0564 | 55.0564 | 55.0564 | 55.0564 | 55.0564 | 55.0564 | 55.0564 | 55.0564 | 55.0564 | 55.0564 | 55.0564 | 55.0564 | 55.0564 | 55.0564 | 55.0564 | 55.0564 | 55.0564 | 55.0564 | 55.0564 | 55.0564 | 55.0564 | 55.0564 | 55.0564 | 55.0564 | 55.0564 | 55.0564 | 55.0564 | 55.0564 | 55.0564 | 55.0564 | 55.0564 | 55.0564 | 55.0564 | 55.0564 | 55.0564 | 55.0564 | 55.0564 | 55.0564
Room volume | V | constant | 148.6523 |  | m3 | Volume of space being modelled | V | 148.6523 | 148.6523 | 148.6523 | 148.6523 | 148.6523 | 148.6523 | 148.6523 | 148.6523 | 148.6523 | 148.6523 | 148.6523 | 148.6523 | 148.6523 | 148.6523 | 148.6523 | 148.6523 | 148.6523 | 148.6523 | 148.6523 | 148.6523 | 148.6523 | 148.6523 | 148.6523 | 148.6523 | 148.6523 | 148.6523 | 148.6523 | 148.6523 | 148.6523 | 148.6523 | 148.6523 | 148.6523 | 148.6523 | 148.6523 | 148.6523 | 148.6523 | 148.6523 | 148.6523 | 148.6523 | 148.6523 | 148.6523 | 148.6523 | 148.6523 | 148.6523 | 148.6523 | 148.6523 | 148.6523 | 148.6523 | 148.6523 | 148.6523 | 148.6523 | 148.6523 | 148.6523 | 148.6523 | 148.6523 | 148.6523 | 148.6523 | 148.6523 | 148.6523 | 148.6523 | 148.6523 | 148.6523 | 148.6523 | 148.6523 | 148.6523 | 148.6523 | 148.6523 | 148.6523 | 148.6523 | 148.6523 | 148.6523 | 148.6523 | 148.6523 | 148.6523 | 148.6523 | 148.6523 | 148.6523 | 148.6523 | 148.6523 | 148.6523 | 148.6523 | 148.6523 | 148.6523 | 148.6523 | 148.6523 | 148.6523 | 148.6523 | 148.6523 | 148.6523 | 148.6523 | 148.6523 | 148.6523 | 148.6523 | 148.6523 | 148.6523 | 148.6523 | 148.6523 | 148.6523 | 148.6523 | 148.6523 | 148.6523 | 148.6523 | 148.6523 | 148.6523 | 148.6523 | 148.6523 | 148.6523 | 148.6523 | 148.6523 | 148.6523 | 148.6523 | 148.6523 | 148.6523 | 148.6523 | 148.6523 | 148.6523 | 148.6523 | 148.6523 | 148.6523 | 148.6523 | 148.6523 | 148.6523 | 148.6523 | 148.6523 | 148.6523 | 148.6523 | 148.6523 | 148.6523 | 148.6523 | 148.6523 | 148.6523 | 148.6523 | 148.6523 | 148.6523 | 148.6523 | 148.6523 | 148.6523 | 148.6523 | 148.6523 | 148.6523 | 148.6523 | 148.6523 | 148.6523 | 148.6523 | 148.6523 | 148.6523 | 148.6523 | 148.6523 | 148.6523 | 148.6523 | 148.6523 | 148.6523 | 148.6523 | 148.6523 | 148.6523 | 148.6523 | 148.6523 | 148.6523 | 148.6523 | 148.6523 | 148.6523 | 148.6523 | 148.6523 | 148.6523 | 148.6523 | 148.6523 | 148.6523 | 148.6523 | 148.6523 | 148.6523 | 148.6523 | 148.6523 | 148.6523 | 148.6523 | 148.6523 | 148.6523 | 148.6523 | 148.6523 | 148.6523 | 148.6523 | 148.6523 | 148.6523 | 148.6523 | 148.6523 | 148.6523 | 148.6523 | 148.6523 | 148.6523 | 148.6523 | 148.6523 | 148.6523 | 148.6523 | 148.6523 | 148.6523 | 148.6523 | 148.6523 | 148.6523 | 148.6523 | 148.6523 | 148.6523 | 148.6523 | 148.6523 | 148.6523 | 148.6523 | 148.6523 | 148.6523 | 148.6523 | 148.6523 | 148.6523 | 148.6523 | 148.6523 | 148.6523 | 148.6523 | 148.6523 | 148.6523 | 148.6523 | 148.6523 | 148.6523 | 148.6523 | 148.6523 | 148.6523 | 148.6523 | 148.6523 | 148.6523 | 148.6523 | 148.6523 | 148.6523 | 148.6523 | 148.6523 | 148.6523 | 148.6523 | 148.6523 | 148.6523 | 148.6523 | 148.6523 | 148.6523 | 148.6523 | 148.6523 | 148.6523 | 148.6523 | 148.6523 | 148.6523 | 148.6523 | 148.6523 | 148.6523 | 148.6523 | 148.6523 | 148.6523 | 148.6523 | 148.6523 | 148.6523 | 148.6523 | 148.6523 | 148.6523 | 148.6523 | 148.6523 | 148.6523 | 148.6523 | 148.6523 | 148.6523 | 148.6523 | 148.6523 | 148.6523 | 148.6523 | 148.6523 | 148.6523 | 148.6523 | 148.6523 | 148.6523 | 148.6523 | 148.6523 | 148.6523 | 148.6523 | 148.6523 | 148.6523 | 148.6523 | 148.6523 | 148.6523 | 148.6523 | 148.6523 | 148.6523 | 148.6523 | 148.6523 | 148.6523 | 148.6523 | 148.6523 | 148.6523 | 148.6523 | 148.6523 | 148.6523 | 148.6523 | 148.6523 | 148.6523 | 148.6523 | 148.6523 | 148.6523 | 148.6523 | 148.6523 | 148.6523 | 148.6523 | 148.6523 | 148.6523 | 148.6523 | 148.6523 | 148.6523 | 148.6523 | 148.6523 | 148.6523 | 148.6523 | 148.6523 | 148.6523 | 148.6523 | 148.6523 | 148.6523 | 148.6523 | 148.6523 | 148.6523 | 148.6523 | 148.6523 | 148.6523 | 148.6523 | 148.6523 | 148.6523 | 148.6523 | 148.6523 | 148.6523 | 148.6523 | 148.6523 | 148.6523 | 148.6523 | 148.6523 | 148.6523 | 148.6523 | 148.6523 | 148.6523 | 148.6523 | 148.6523 | 148.6523 | 148.6523 | 148.6523 | 148.6523 | 148.6523 | 148.6523 | 148.6523 | 148.6523 | 148.6523 | 148.6523 | 148.6523 | 148.6523 | 148.6523 | 148.6523 | 148.6523 | 148.6523 | 148.6523 | 148.6523 | 148.6523 | 148.6523 | 148.6523 | 148.6523 | 148.6523 | 148.6523 | 148.6523 | 148.6523 | 148.6523 | 148.6523 | 148.6523 | 148.6523 | 148.6523 | 148.6523 | 148.6523 | 148.6523 | 148.6523 | 148.6523 | 148.6523 | 148.6523 | 148.6523 | 148.6523 | 148.6523 | 148.6523 | 148.6523 | 148.6523 | 148.6523 | 148.6523 | 148.6523 | 148.6523 | 148.6523 | 148.6523 | 148.6523 | 148.6523 | 148.6523 | 148.6523 | 148.6523 | 148.6523 | 148.6523 | 148.6523 | 148.6523 | 148.6523 | 148.6523 | 148.6523 | 148.6523 | 148.6523 | 148.6523 | 148.6523 | 148.6523 | 148.6523 | 148.6523 | 148.6523 | 148.6523 | 148.6523 | 148.6523 | 148.6523 | 148.6523 | 148.6523 | 148.6523 | 148.6523 | 148.6523 | 148.6523 | 148.6523 | 148.6523 | 148.6523 | 148.6523 | 148.6523 | 148.6523 | 148.6523 | 148.6523 | 148.6523 | 148.6523 | 148.6523 | 148.6523 | 148.6523 | 148.6523 | 148.6523 | 148.6523 | 148.6523 | 148.6523 | 148.6523 | 148.6523 | 148.6523 | 148.6523 | 148.6523 | 148.6523 | 148.6523 | 148.6523 | 148.6523 | 148.6523 | 148.6523 | 148.6523 | 148.6523 | 148.6523 | 148.6523 | 148.6523 | 148.6523 | 148.6523 | 148.6523 | 148.6523 | 148.6523 | 148.6523 | 148.6523 | 148.6523 | 148.6523 | 148.6523 | 148.6523 | 148.6523 | 148.6523 | 148.6523 | 148.6523 | 148.6523 | 148.6523 | 148.6523 | 148.6523 | 148.6523 | 148.6523 | 148.6523 | 148.6523 | 148.6523 | 148.6523 | 148.6523 | 148.6523 | 148.6523 | 148.6523 | 148.6523 | 148.6523 | 148.6523 | 148.6523 | 148.6523 | 148.6523 | 148.6523 | 148.6523 | 148.6523 | 148.6523 | 148.6523 | 148.6523 | 148.6523 | 148.6523 | 148.6523 | 148.6523 | 148.6523 | 148.6523 | 148.6523 | 148.6523 | 148.6523 | 148.6523 | 148.6523 | 148.6523 | 148.6523 | 148.6523 | 148.6523 | 148.6523 | 148.6523 | 148.6523 | 148.6523 | 148.6523 | 148.6523 | 148.6523 | 148.6523 | 148.6523 | 148.6523 | 148.6523 | 148.6523 | 148.6523 | 148.6523 | 148.6523 | 148.6523 | 148.6523 | 148.6523 | 148.6523 | 148.6523 | 148.6523 | 148.6523 | 148.6523 | 148.6523 | 148.6523 | 148.6523 | 148.6523 | 148.6523 | 148.6523 | 148.6523 | 148.6523 | 148.6523 | 148.6523 | 148.6523 | 148.6523 | 148.6523 | 148.6523 | 148.6523 | 148.6523 | 148.6523 | 148.6523 | 148.6523 | 148.6523 | 148.6523 | 148.6523 | 148.6523 | 148.6523 | 148.6523 | 148.6523 | 148.6523 | 148.6523 | 148.6523 | 148.6523 | 148.6523 | 148.6523 | 148.6523 | 148.6523 | 148.6523 | 148.6523 | 148.6523 | 148.6523 | 148.6523 | 148.6523 | 148.6523 | 148.6523 | 148.6523 | 148.6523 | 148.6523 | 148.6523 | 148.6523 | 148.6523 | 148.6523 | 148.6523 | 148.6523 | 148.6523 | 148.6523 | 148.6523 | 148.6523 | 148.6523 | 148.6523 | 148.6523 | 148.6523 | 148.6523 | 148.6523 | 148.6523 | 148.6523 | 148.6523 | 148.6523 | 148.6523 | 148.6523 | 148.6523 | 148.6523 | 148.6523 | 148.6523 | 148.6523 | 148.6523 | 148.6523 | 148.6523 | 148.6523 | 148.6523 | 148.6523 | 148.6523 | 148.6523 | 148.6523 | 148.6523 | 148.6523 | 148.6523 | 148.6523 | 148.6523 | 148.6523 | 148.6523 | 148.6523 | 148.6523 | 148.6523 | 148.6523 | 148.6523 | 148.6523 | 148.6523 | 148.6523 | 148.6523 | 148.6523 | 148.6523 | 148.6523 | 148.6523 | 148.6523 | 148.6523 | 148.6523 | 148.6523 | 148.6523 | 148.6523 | 148.6523 | 148.6523 | 148.6523 | 148.6523 | 148.6523 | 148.6523 | 148.6523 | 148.6523 | 148.6523 | 148.6523 | 148.6523 | 148.6523 | 148.6523 | 148.6523 | 148.6523 | 148.6523 | 148.6523 | 148.6523 | 148.6523 | 148.6523 | 148.6523 | 148.6523 | 148.6523 | 148.6523 | 148.6523 | 148.6523 | 148.6523 | 148.6523 | 148.6523 | 148.6523 | 148.6523 | 148.6523 | 148.6523 | 148.6523 | 148.6523 | 148.6523 | 148.6523 | 148.6523 | 148.6523 | 148.6523 | 148.6523 | 148.6523 | 148.6523 | 148.6523 | 148.6523 | 148.6523 | 148.6523 | 148.6523 | 148.6523 | 148.6523 | 148.6523 | 148.6523 | 148.6523 | 148.6523 | 148.6523 | 148.6523 | 148.6523 | 148.6523 | 148.6523 | 148.6523 | 148.6523 | 148.6523 | 148.6523 | 148.6523 | 148.6523 | 148.6523 | 148.6523 | 148.6523 | 148.6523 | 148.6523 | 148.6523 | 148.6523 | 148.6523 | 148.6523 | 148.6523 | 148.6523 | 148.6523 | 148.6523 | 148.6523 | 148.6523 | 148.6523 | 148.6523 | 148.6523 | 148.6523 | 148.6523 | 148.6523 | 148.6523 | 148.6523 | 148.6523 | 148.6523 | 148.6523 | 148.6523 | 148.6523 | 148.6523 | 148.6523 | 148.6523 | 148.6523 | 148.6523 | 148.6523 | 148.6523 | 148.6523 | 148.6523 | 148.6523 | 148.6523 | 148.6523 | 148.6523 | 148.6523 | 148.6523 | 148.6523 | 148.6523 | 148.6523 | 148.6523 | 148.6523 | 148.6523 | 148.6523 | 148.6523 | 148.6523 | 148.6523 | 148.6523 | 148.6523 | 148.6523 | 148.6523 | 148.6523 | 148.6523 | 148.6523 | 148.6523 | 148.6523 | 148.6523 | 148.6523 | 148.6523 | 148.6523 | 148.6523 | 148.6523 | 148.6523 | 148.6523 | 148.6523 | 148.6523 | 148.6523 | 148.6523 | 148.6523 | 148.6523 | 148.6523 | 148.6523 | 148.6523 | 148.6523 | 148.6523 | 148.6523 | 148.6523 | 148.6523 | 148.6523 | 148.6523 | 148.6523 | 148.6523 | 148.6523 | 148.6523 | 148.6523 | 148.6523 | 148.6523 | 148.6523 | 148.6523 | 148.6523 | 148.6523 | 148.6523 | 148.6523 | 148.6523 | 148.6523 | 148.6523 | 148.6523 | 148.6523 | 148.6523 | 148.6523 | 148.6523 | 148.6523 | 148.6523 | 148.6523 | 148.6523 | 148.6523 | 148.6523 | 148.6523 | 148.6523 | 148.6523 | 148.6523 | 148.6523 | 148.6523 | 148.6523 | 148.6523 | 148.6523 | 148.6523 | 148.6523 | 148.6523 | 148.6523 | 148.6523 | 148.6523 | 148.6523 | 148.6523 | 148.6523 | 148.6523 | 148.6523 | 148.6523 | 148.6523 | 148.6523 | 148.6523 | 148.6523 | 148.6523 | 148.6523 | 148.6523 | 148.6523 | 148.6523 | 148.6523 | 148.6523 | 148.6523 | 148.6523 | 148.6523 | 148.6523 | 148.6523 | 148.6523 | 148.6523 | 148.6523 | 148.6523 | 148.6523 | 148.6523 | 148.6523 | 148.6523 | 148.6523 | 148.6523 | 148.6523 | 148.6523 | 148.6523 | 148.6523 | 148.6523 | 148.6523 | 148.6523 | 148.6523 | 148.6523 | 148.6523 | 148.6523 | 148.6523 | 148.6523 | 148.6523 | 148.6523 | 148.6523 | 148.6523 | 148.6523 | 148.6523 | 148.6523 | 148.6523 | 148.6523 | 148.6523 | 148.6523 | 148.6523 | 148.6523 | 148.6523 | 148.6523 | 148.6523 | 148.6523 | 148.6523 | 148.6523 | 148.6523 | 148.6523 | 148.6523 | 148.6523 | 148.6523 | 148.6523 | 148.6523 | 148.6523 | 148.6523 | 148.6523 | 148.6523 | 148.6523 | 148.6523 | 148.6523 | 148.6523 | 148.6523 | 148.6523 | 148.6523 | 148.6523 | 148.6523 | 148.6523 | 148.6523 | 148.6523 | 148.6523 | 148.6523 | 148.6523 | 148.6523 | 148.6523 | 148.6523 | 148.6523 | 148.6523 | 148.6523 | 148.6523 | 148.6523 | 148.6523 | 148.6523 | 148.6523 | 148.6523 | 148.6523 | 148.6523 | 148.6523 | 148.6523 | 148.6523 | 148.6523 | 148.6523 | 148.6523 | 148.6523 | 148.6523 | 148.6523 | 148.6523 | 148.6523 | 148.6523 | 148.6523 | 148.6523 | 148.6523 | 148.6523 | 148.6523 | 148.6523 | 148.6523 | 148.6523 | 148.6523 | 148.6523 | 148.6523 | 148.6523 | 148.6523 | 148.6523 | 148.6523 | 148.6523 | 148.6523 | 148.6523 | 148.6523 | 148.6523 | 148.6523 | 148.6523 | 148.6523 | 148.6523 | 148.6523 | 148.6523 | 148.6523 | 148.6523 | 148.6523 | 148.6523 | 148.6523 | 148.6523 | 148.6523 | 148.6523 | 148.6523 | 148.6523 | 148.6523 | 148.6523 | 148.6523 | 148.6523 | 148.6523 | 148.6523 | 148.6523 | 148.6523 | 148.6523 | 148.6523 | 148.6523 | 148.6523 | 148.6523 | 148.6523 | 148.6523 | 148.6523 | 148.6523 | 148.6523 | 148.6523 | 148.6523 | 148.6523 | 148.6523 | 148.6523 | 148.6523 | 148.6523 | 148.6523 | 148.6523 | 148.6523 | 148.6523 | 148.6523 | 148.6523 | 148.6523 | 148.6523 | 148.6523 | 148.6523 | 148.6523 | 148.6523 | 148.6523 | 148.6523 | 148.6523 | 148.6523 | 148.6523 | 148.6523 | 148.6523 | 148.6523 | 148.6523 | 148.6523 | 148.6523 | 148.6523 | 148.6523 | 148.6523 | 148.6523 | 148.6523 | 148.6523 | 148.6523 | 148.6523 | 148.6523 | 148.6523 | 148.6523 | 148.6523 | 148.6523 | 148.6523 | 148.6523 | 148.6523 | 148.6523 | 148.6523 | 148.6523 | 148.6523 | 148.6523 | 148.6523 | 148.6523 | 148.6523 | 148.6523 | 148.6523 | 148.6523 | 148.6523 | 148.6523 | 148.6523 | 148.6523 | 148.6523 | 148.6523 | 148.6523 | 148.6523 | 148.6523 | 148.6523 | 148.6523 | 148.6523 | 148.6523 | 148.6523 | 148.6523 | 148.6523 | 148.6523 | 148.6523 | 148.6523 | 148.6523 | 148.6523 | 148.6523 | 148.6523 | 148.6523 | 148.6523 | 148.6523 | 148.6523 | 148.6523 | 148.6523 | 148.6523 | 148.6523 | 148.6523 | 148.6523 | 148.6523 | 148.6523 | 148.6523 | 148.6523 | 148.6523 | 148.6523 | 148.6523 | 148.6523 | 148.6523 | 148.6523 | 148.6523 | 148.6523 | 148.6523 | 148.6523 | 148.6523 | 148.6523 | 148.6523 | 148.6523 | 148.6523 | 148.6523 | 148.6523 | 148.6523 | 148.6523 | 148.6523 | 148.6523 | 148.6523 | 148.6523 | 148.6523 | 148.6523 | 148.6523 | 148.6523 | 148.6523 | 148.6523 | 148.6523 | 148.6523 | 148.6523 | 148.6523 | 148.6523 | 148.6523 | 148.6523 | 148.6523 | 148.6523 | 148.6523 | 148.6523 | 148.6523 | 148.6523 | 148.6523 | 148.6523 | 148.6523 | 148.6523 | 148.6523 | 148.6523 | 148.6523 | 148.6523 | 148.6523 | 148.6523 | 148.6523 | 148.6523 | 148.6523 | 148.6523 | 148.6523 | 148.6523 | 148.6523 | 148.6523 | 148.6523 | 148.6523 | 148.6523 | 148.6523 | 148.6523 | 148.6523 | 148.6523 | 148.6523 | 148.6523 | 148.6523 | 148.6523 | 148.6523 | 148.6523 | 148.6523 | 148.6523 | 148.6523 | 148.6523 | 148.6523 | 148.6523 | 148.6523 | 148.6523 | 148.6523 | 148.6523 | 148.6523 | 148.6523 | 148.6523 | 148.6523 | 148.6523 | 148.6523 | 148.6523 | 148.6523 | 148.6523 | 148.6523 | 148.6523 | 148.6523 | 148.6523 | 148.6523 | 148.6523 | 148.6523 | 148.6523 | 148.6523 | 148.6523 | 148.6523 | 148.6523 | 148.6523 | 148.6523 | 148.6523 | 148.6523 | 148.6523 | 148.6523 | 148.6523 | 148.6523 | 148.6523 | 148.6523 | 148.6523 | 148.6523 | 148.6523 | 148.6523 | 148.6523 | 148.6523 | 148.6523 | 148.6523 | 148.6523 | 148.6523 | 148.6523 | 148.6523 | 148.6523 | 148.6523 | 148.6523 | 148.6523 | 148.6523 | 148.6523 | 148.6523 | 148.6523 | 148.6523 | 148.6523 | 148.6523 | 148.6523 | 148.6523 | 148.6523 | 148.6523 | 148.6523 | 148.6523 | 148.6523 | 148.6523 | 148.6523 | 148.6523 | 148.6523 | 148.6523 | 148.6523 | 148.6523 | 148.6523 | 148.6523 | 148.6523 | 148.6523 | 148.6523 | 148.6523 | 148.6523 | 148.6523 | 148.6523 | 148.6523 | 148.6523 | 148.6523 | 148.6523 | 148.6523 | 148.6523 | 148.6523 | 148.6523 | 148.6523 | 148.6523 | 148.6523 | 148.6523 | 148.6523 | 148.6523 | 148.6523 | 148.6523 | 148.6523 | 148.6523 | 148.6523 | 148.6523 | 148.6523 | 148.6523 | 148.6523 | 148.6523 | 148.6523 | 148.6523 | 148.6523 | 148.6523 | 148.6523 | 148.6523 | 148.6523 | 148.6523 | 148.6523 | 148.6523 | 148.6523 | 148.6523 | 148.6523 | 148.6523 | 148.6523 | 148.6523 | 148.6523 | 148.6523 | 148.6523 | 148.6523 | 148.6523 | 148.6523 | 148.6523 | 148.6523 | 148.6523 | 148.6523 | 148.6523 | 148.6523 | 148.6523 | 148.6523 | 148.6523 | 148.6523 | 148.6523 | 148.6523 | 148.6523 | 148.6523 | 148.6523 | 148.6523 | 148.6523 | 148.6523 | 148.6523 | 148.6523 | 148.6523 | 148.6523 | 148.6523 | 148.6523 | 148.6523 | 148.6523 | 148.6523 | 148.6523 | 148.6523 | 148.6523 | 148.6523 | 148.6523 | 148.6523 | 148.6523 | 148.6523 | 148.6523 | 148.6523 | 148.6523 | 148.6523 | 148.6523 | 148.6523 | 148.6523 | 148.6523 | 148.6523 | 148.6523 | 148.6523 | 148.6523 | 148.6523 | 148.6523 | 148.6523 | 148.6523 | 148.6523 | 148.6523 | 148.6523 | 148.6523 | 148.6523 | 148.6523 | 148.6523 | 148.6523 | 148.6523 | 148.6523 | 148.6523 | 148.6523 | 148.6523 | 148.6523 | 148.6523 | 148.6523 | 148.6523 | 148.6523 | 148.6523 | 148.6523 | 148.6523 | 148.6523 | 148.6523 | 148.6523 | 148.6523 | 148.6523 | 148.6523 | 148.6523 | 148.6523 | 148.6523 | 148.6523 | 148.6523 | 148.6523 | 148.6523 | 148.6523 | 148.6523 | 148.6523 | 148.6523 | 148.6523 | 148.6523 | 148.6523 | 148.6523 | 148.6523 | 148.6523 | 148.6523 | 148.6523 | 148.6523 | 148.6523 | 148.6523 | 148.6523 | 148.6523 | 148.6523 | 148.6523 | 148.6523 | 148.6523 | 148.6523 | 148.6523 | 148.6523 | 148.6523 | 148.6523 | 148.6523 | 148.6523 | 148.6523 | 148.6523 | 148.6523 | 148.6523 | 148.6523 | 148.6523 | 148.6523 | 148.6523 | 148.6523 | 148.6523 | 148.6523 | 148.6523 | 148.6523 | 148.6523 | 148.6523 | 148.6523 | 148.6523 | 148.6523 | 148.6523 | 148.6523 | 148.6523 | 148.6523 | 148.6523 | 148.6523 | 148.6523 | 148.6523 | 148.6523 | 148.6523 | 148.6523 | 148.6523 | 148.6523 | 148.6523 | 148.6523 | 148.6523 | 148.6523 | 148.6523 | 148.6523 | 148.6523 | 148.6523 | 148.6523 | 148.6523 | 148.6523 | 148.6523 | 148.6523 | 148.6523 | 148.6523 | 148.6523 | 148.6523 | 148.6523 | 148.6523 | 148.6523 | 148.6523 | 148.6523 | 148.6523 | 148.6523 | 148.6523 | 148.6523 | 148.6523 | 148.6523 | 148.6523 | 148.6523 | 148.6523 | 148.6523 | 148.6523 | 148.6523 | 148.6523 | 148.6523 | 148.6523 | 148.6523 | 148.6523 | 148.6523 | 148.6523 | 148.6523 | 148.6523 | 148.6523 | 148.6523 | 148.6523 | 148.6523 | 148.6523 | 148.6523 | 148.6523 | 148.6523 | 148.6523 | 148.6523 | 148.6523 | 148.6523 | 148.6523 | 148.6523 | 148.6523 | 148.6523 | 148.6523 | 148.6523 | 148.6523 | 148.6523 | 148.6523 | 148.6523 | 148.6523 | 148.6523 | 148.6523 | 148.6523 | 148.6523 | 148.6523 | 148.6523 | 148.6523 | 148.6523 | 148.6523 | 148.6523 | 148.6523 | 148.6523 | 148.6523 | 148.6523 | 148.6523 | 148.6523 | 148.6523 | 148.6523 | 148.6523 | 148.6523 | 148.6523 | 148.6523 | 148.6523 | 148.6523 | 148.6523 | 148.6523 | 148.6523 | 148.6523 | 148.6523 | 148.6523 | 148.6523 | 148.6523 | 148.6523 | 148.6523 | 148.6523 | 148.6523 | 148.6523 | 148.6523 | 148.6523 | 148.6523 | 148.6523 | 148.6523 | 148.6523 | 148.6523 | 148.6523 | 148.6523 | 148.6523 | 148.6523 | 148.6523 | 148.6523 | 148.6523 | 148.6523 | 148.6523 | 148.6523 | 148.6523 | 148.6523 | 148.6523 | 148.6523 | 148.6523 | 148.6523 | 148.6523 | 148.6523 | 148.6523 | 148.6523 | 148.6523 | 148.6523 | 148.6523 | 148.6523 | 148.6523 | 148.6523 | 148.6523 | 148.6523 | 148.6523 | 148.6523 | 148.6523 | 148.6523 | 148.6523 | 148.6523 | 148.6523 | 148.6523 | 148.6523 | 148.6523 | 148.6523 | 148.6523 | 148.6523 | 148.6523 | 148.6523 | 148.6523 | 148.6523 | 148.6523 | 148.6523 | 148.6523 | 148.6523 | 148.6523 | 148.6523 | 148.6523 | 148.6523 | 148.6523 | 148.6523 | 148.6523 | 148.6523 | 148.6523 | 148.6523 | 148.6523 | 148.6523 | 148.6523 | 148.6523 | 148.6523 | 148.6523 | 148.6523 | 148.6523 | 148.6523 | 148.6523 | 148.6523 | 148.6523 | 148.6523 | 148.6523 | 148.6523 | 148.6523 | 148.6523 | 148.6523 | 148.6523 | 148.6523 | 148.6523 | 148.6523 | 148.6523 | 148.6523 | 148.6523 | 148.6523 | 148.6523 | 148.6523 | 148.6523 | 148.6523 | 148.6523 | 148.6523 | 148.6523 | 148.6523 | 148.6523 | 148.6523 | 148.6523 | 148.6523 | 148.6523 | 148.6523 | 148.6523 | 148.6523 | 148.6523 | 148.6523 | 148.6523 | 148.6523 | 148.6523 | 148.6523 | 148.6523 | 148.6523 | 148.6523 | 148.6523 | 148.6523 | 148.6523 | 148.6523 | 148.6523 | 148.6523 | 148.6523 | 148.6523 | 148.6523 | 148.6523 | 148.6523 | 148.6523 | 148.6523 | 148.6523 | 148.6523 | 148.6523 | 148.6523 | 148.6523 | 148.6523 | 148.6523 | 148.6523 | 148.6523 | 148.6523 | 148.6523 | 148.6523 | 148.6523 | 148.6523 | 148.6523 | 148.6523 | 148.6523 | 148.6523 | 148.6523 | 148.6523 | 148.6523 | 148.6523 | 148.6523 | 148.6523 | 148.6523 | 148.6523 | 148.6523 | 148.6523 | 148.6523 | 148.6523 | 148.6523 | 148.6523 | 148.6523 | 148.6523 | 148.6523 | 148.6523 | 148.6523 | 148.6523 | 148.6523 | 148.6523 | 148.6523 | 148.6523 | 148.6523 | 148.6523 | 148.6523 | 148.6523 | 148.6523 | 148.6523 | 148.6523 | 148.6523 | 148.6523 | 148.6523 | 148.6523 | 148.6523 | 148.6523 | 148.6523 | 148.6523 | 148.6523 | 148.6523 | 148.6523 | 148.6523 | 148.6523 | 148.6523 | 148.6523 | 148.6523 | 148.6523 | 148.6523 | 148.6523 | 148.6523 | 148.6523 | 148.6523 | 148.6523 | 148.6523 | 148.6523 | 148.6523 | 148.6523 | 148.6523 | 148.6523 | 148.6523 | 148.6523 | 148.6523 | 148.6523 | 148.6523 | 148.6523 | 148.6523 | 148.6523 | 148.6523 | 148.6523 | 148.6523 | 148.6523 | 148.6523 | 148.6523 | 148.6523 | 148.6523 | 148.6523 | 148.6523 | 148.6523 | 148.6523 | 148.6523 | 148.6523 | 148.6523 | 148.6523 | 148.6523 | 148.6523 | 148.6523 | 148.6523 | 148.6523 | 148.6523 | 148.6523 | 148.6523 | 148.6523 | 148.6523 | 148.6523 | 148.6523 | 148.6523 | 148.6523 | 148.6523 | 148.6523 | 148.6523 | 148.6523 | 148.6523 | 148.6523 | 148.6523 | 148.6523 | 148.6523 | 148.6523 | 148.6523 | 148.6523 | 148.6523 | 148.6523 | 148.6523 | 148.6523 | 148.6523 | 148.6523 | 148.6523 | 148.6523 | 148.6523 | 148.6523 | 148.6523 | 148.6523 | 148.6523 | 148.6523 | 148.6523 | 148.6523 | 148.6523 | 148.6523 | 148.6523 | 148.6523 | 148.6523 | 148.6523 | 148.6523 | 148.6523 | 148.6523 | 148.6523 | 148.6523 | 148.6523 | 148.6523 | 148.6523 | 148.6523 | 148.6523 | 148.6523 | 148.6523 | 148.6523 | 148.6523 | 148.6523 | 148.6523 | 148.6523 | 148.6523 | 148.6523 | 148.6523 | 148.6523 | 148.6523 | 148.6523 | 148.6523 | 148.6523 | 148.6523 | 148.6523 | 148.6523 | 148.6523 | 148.6523 | 148.6523 | 148.6523 | 148.6523 | 148.6523 | 148.6523 | 148.6523 | 148.6523 | 148.6523 | 148.6523 | 148.6523 | 148.6523 | 148.6523 | 148.6523 | 148.6523 | 148.6523 | 148.6523 | 148.6523 | 148.6523 | 148.6523 | 148.6523 | 148.6523 | 148.6523 | 148.6523 | 148.6523 | 148.6523 | 148.6523 | 148.6523 | 148.6523 | 148.6523 | 148.6523 | 148.6523 | 148.6523 | 148.6523 | 148.6523 | 148.6523 | 148.6523 | 148.6523 | 148.6523 | 148.6523 | 148.6523 | 148.6523 | 148.6523 | 148.6523 | 148.6523 | 148.6523 | 148.6523 | 148.6523 | 148.6523 | 148.6523 | 148.6523 | 148.6523 | 148.6523 | 148.6523 | 148.6523 | 148.6523 | 148.6523 | 148.6523 | 148.6523 | 148.6523 | 148.6523 | 148.6523 | 148.6523 | 148.6523 | 148.6523 | 148.6523 | 148.6523 | 148.6523 | 148.6523 | 148.6523 | 148.6523 | 148.6523 | 148.6523 | 148.6523 | 148.6523 | 148.6523 | 148.6523 | 148.6523 | 148.6523 | 148.6523 | 148.6523 | 148.6523 | 148.6523 | 148.6523 | 148.6523 | 148.6523 | 148.6523 | 148.6523 | 148.6523 | 148.6523 | 148.6523 | 148.6523 | 148.6523 | 148.6523 | 148.6523 | 148.6523 | 148.6523 | 148.6523 | 148.6523 | 148.6523 | 148.6523 | 148.6523 | 148.6523 | 148.6523 | 148.6523 | 148.6523 | 148.6523 | 148.6523 | 148.6523 | 148.6523 | 148.6523 | 148.6523 | 148.6523 | 148.6523 | 148.6523 | 148.6523 | 148.6523 | 148.6523 | 148.6523 | 148.6523 | 148.6523 | 148.6523 | 148.6523 | 148.6523 | 148.6523 | 148.6523 | 148.6523 | 148.6523 | 148.6523 | 148.6523 | 148.6523 | 148.6523 | 148.6523 | 148.6523 | 148.6523 | 148.6523 | 148.6523 | 148.6523 | 148.6523 | 148.6523 | 148.6523 | 148.6523 | 148.6523 | 148.6523 | 148.6523 | 148.6523 | 148.6523 | 148.6523 | 148.6523 | 148.6523 | 148.6523 | 148.6523 | 148.6523 | 148.6523 | 148.6523 | 148.6523 | 148.6523 | 148.6523 | 148.6523 | 148.6523 | 148.6523 | 148.6523 | 148.6523 | 148.6523 | 148.6523 | 148.6523 | 148.6523 | 148.6523 | 148.6523 | 148.6523 | 148.6523 | 148.6523 | 148.6523 | 148.6523 | 148.6523 | 148.6523 | 148.6523 | 148.6523 | 148.6523 | 148.6523 | 148.6523 | 148.6523 | 148.6523 | 148.6523 | 148.6523 | 148.6523 | 148.6523 | 148.6523 | 148.6523 | 148.6523 | 148.6523 | 148.6523 | 148.6523 | 148.6523 | 148.6523 | 148.6523 | 148.6523 | 148.6523 | 148.6523 | 148.6523 | 148.6523 | 148.6523 | 148.6523 | 148.6523 | 148.6523 | 148.6523 | 148.6523 | 148.6523 | 148.6523 | 148.6523 | 148.6523 | 148.6523 | 148.6523 | 148.6523 | 148.6523 | 148.6523 | 148.6523 | 148.6523 | 148.6523 | 148.6523 | 148.6523 | 148.6523 | 148.6523 | 148.6523 | 148.6523 | 148.6523 | 148.6523 | 148.6523 | 148.6523 | 148.6523 | 148.6523 | 148.6523 | 148.6523 | 148.6523 | 148.6523 | 148.6523 | 148.6523 | 148.6523 | 148.6523 | 148.6523 | 148.6523 | 148.6523 | 148.6523 | 148.6523 | 148.6523 | 148.6523 | 148.6523 | 148.6523 | 148.6523 | 148.6523 | 148.6523 | 148.6523 | 148.6523 | 148.6523 | 148.6523 | 148.6523 | 148.6523 | 148.6523 | 148.6523 | 148.6523 | 148.6523 | 148.6523 | 148.6523 | 148.6523 | 148.6523 | 148.6523 | 148.6523 | 148.6523 | 148.6523 | 148.6523 | 148.6523 | 148.6523 | 148.6523 | 148.6523 | 148.6523 | 148.6523 | 148.6523 | 148.6523 | 148.6523 | 148.6523 | 148.6523 | 148.6523 | 148.6523 | 148.6523 | 148.6523 | 148.6523 | 148.6523 | 148.6523 | 148.6523 | 148.6523 | 148.6523 | 148.6523 | 148.6523 | 148.6523 | 148.6523 | 148.6523 | 148.6523 | 148.6523 | 148.6523 | 148.6523 | 148.6523 | 148.6523 | 148.6523 | 148.6523 | 148.6523 | 148.6523 | 148.6523 | 148.6523 | 148.6523 | 148.6523 | 148.6523 | 148.6523 | 148.6523 | 148.6523 | 148.6523 | 148.6523 | 148.6523 | 148.6523 | 148.6523 | 148.6523 | 148.6523 | 148.6523 | 148.6523 | 148.6523 | 148.6523 | 148.6523 | 148.6523 | 148.6523 | 148.6523 | 148.6523 | 148.6523 | 148.6523 | 148.6523 | 148.6523 | 148.6523 | 148.6523 | 148.6523 | 148.6523 | 148.6523 | 148.6523 | 148.6523 | 148.6523 | 148.6523 | 148.6523 | 148.6523 | 148.6523 | 148.6523 | 148.6523 | 148.6523 | 148.6523 | 148.6523 | 148.6523 | 148.6523 | 148.6523 | 148.6523 | 148.6523 | 148.6523 | 148.6523 | 148.6523 | 148.6523 | 148.6523 | 148.6523 | 148.6523 | 148.6523 | 148.6523 | 148.6523 | 148.6523 | 148.6523 | 148.6523 | 148.6523 | 148.6523 | 148.6523 | 148.6523 | 148.6523 | 148.6523 | 148.6523 | 148.6523 | 148.6523 | 148.6523 | 148.6523 | 148.6523 | 148.6523 | 148.6523 | 148.6523 | 148.6523 | 148.6523 | 148.6523 | 148.6523 | 148.6523 | 148.6523 | 148.6523 | 148.6523 | 148.6523 | 148.6523 | 148.6523 | 148.6523 | 148.6523 | 148.6523 | 148.6523 | 148.6523 | 148.6523 | 148.6523 | 148.6523 | 148.6523 | 148.6523 | 148.6523 | 148.6523 | 148.6523 | 148.6523 | 148.6523 | 148.6523 | 148.6523 | 148.6523 | 148.6523 | 148.6523 | 148.6523 | 148.6523 | 148.6523 | 148.6523 | 148.6523 | 148.6523 | 148.6523 | 148.6523 | 148.6523 | 148.6523 | 148.6523 | 148.6523 | 148.6523 | 148.6523 | 148.6523 | 148.6523 | 148.6523 | 148.6523 | 148.6523 | 148.6523 | 148.6523 | 148.6523 | 148.6523 | 148.6523 | 148.6523 | 148.6523 | 148.6523 | 148.6523 | 148.6523 | 148.6523 | 148.6523 | 148.6523 | 148.6523 | 148.6523 | 148.6523 | 148.6523 | 148.6523 | 148.6523 | 148.6523 | 148.6523 | 148.6523 | 148.6523 | 148.6523 | 148.6523 | 148.6523 | 148.6523 | 148.6523 | 148.6523 | 148.6523 | 148.6523 | 148.6523 | 148.6523 | 148.6523 | 148.6523 | 148.6523 | 148.6523 | 148.6523 | 148.6523 | 148.6523 | 148.6523 | 148.6523 | 148.6523 | 148.6523 | 148.6523 | 148.6523 | 148.6523 | 148.6523 | 148.6523 | 148.6523 | 148.6523 | 148.6523 | 148.6523 | 148.6523 | 148.6523 | 148.6523 | 148.6523 | 148.6523 | 148.6523 | 148.6523 | 148.6523 | 148.6523 | 148.6523 | 148.6523 | 148.6523 | 148.6523 | 148.6523 | 148.6523 | 148.6523 | 148.6523 | 148.6523 | 148.6523 | 148.6523 | 148.6523 | 148.6523 | 148.6523 | 148.6523 | 148.6523 | 148.6523 | 148.6523 | 148.6523 | 148.6523 | 148.6523 | 148.6523 | 148.6523 | 148.6523 | 148.6523 | 148.6523 | 148.6523 | 148.6523 | 148.6523 | 148.6523 | 148.6523 | 148.6523 | 148.6523 | 148.6523 | 148.6523 | 148.6523 | 148.6523 | 148.6523 | 148.6523 | 148.6523 | 148.6523 | 148.6523 | 148.6523 | 148.6523 | 148.6523 | 148.6523 | 148.6523 | 148.6523 | 148.6523 | 148.6523 | 148.6523 | 148.6523 | 148.6523 | 148.6523 | 148.6523 | 148.6523 | 148.6523 | 148.6523 | 148.6523 | 148.6523 | 148.6523 | 148.6523 | 148.6523 | 148.6523 | 148.6523 | 148.6523 | 148.6523 | 148.6523 | 148.6523 | 148.6523 | 148.6523 | 148.6523 | 148.6523 | 148.6523 | 148.6523 | 148.6523 | 148.6523 | 148.6523 | 148.6523 | 148.6523 | 148.6523 | 148.6523 | 148.6523 | 148.6523 | 148.6523 | 148.6523 | 148.6523 | 148.6523 | 148.6523 | 148.6523 | 148.6523 | 148.6523 | 148.6523 | 148.6523 | 148.6523 | 148.6523 | 148.6523 | 148.6523 | 148.6523 | 148.6523 | 148.6523 | 148.6523 | 148.6523 | 148.6523 | 148.6523 | 148.6523 | 148.6523 | 148.6523 | 148.6523 | 148.6523 | 148.6523 | 148.6523 | 148.6523 | 148.6523 | 148.6523 | 148.6523 | 148.6523 | 148.6523 | 148.6523 | 148.6523 | 148.6523 | 148.6523 | 148.6523 | 148.6523 | 148.6523 | 148.6523 | 148.6523 | 148.6523 | 148.6523 | 148.6523 | 148.6523 | 148.6523 | 148.6523 | 148.6523 | 148.6523 | 148.6523 | 148.6523 | 148.6523 | 148.6523 | 148.6523 | 148.6523 | 148.6523 | 148.6523 | 148.6523 | 148.6523 | 148.6523 | 148.6523 | 148.6523 | 148.6523 | 148.6523 | 148.6523 | 148.6523 | 148.6523 | 148.6523 | 148.6523 | 148.6523 | 148.6523 | 148.6523 | 148.6523 | 148.6523 | 148.6523 | 148.6523 | 148.6523 | 148.6523 | 148.6523 | 148.6523 | 148.6523 | 148.6523 | 148.6523 | 148.6523 | 148.6523 | 148.6523 | 148.6523 | 148.6523 | 148.6523 | 148.6523 | 148.6523 | 148.6523 | 148.6523 | 148.6523 | 148.6523 | 148.6523 | 148.6523 | 148.6523 | 148.6523 | 148.6523 | 148.6523 | 148.6523 | 148.6523 | 148.6523 | 148.6523 | 148.6523 | 148.6523 | 148.6523 | 148.6523 | 148.6523 | 148.6523 | 148.6523 | 148.6523 | 148.6523 | 148.6523 | 148.6523 | 148.6523 | 148.6523 | 148.6523 | 148.6523 | 148.6523 | 148.6523 | 148.6523 | 148.6523 | 148.6523 | 148.6523 | 148.6523 | 148.6523 | 148.6523 | 148.6523 | 148.6523 | 148.6523 | 148.6523 | 148.6523 | 148.6523 | 148.6523 | 148.6523 | 148.6523 | 148.6523 | 148.6523 | 148.6523 | 148.6523 | 148.6523 | 148.6523 | 148.6523 | 148.6523 | 148.6523 | 148.6523 | 148.6523 | 148.6523 | 148.6523 | 148.6523 | 148.6523 | 148.6523 | 148.6523 | 148.6523 | 148.6523 | 148.6523 | 148.6523 | 148.6523 | 148.6523 | 148.6523 | 148.6523 | 148.6523 | 148.6523 | 148.6523 | 148.6523 | 148.6523 | 148.6523 | 148.6523 | 148.6523 | 148.6523 | 148.6523 | 148.6523 | 148.6523 | 148.6523 | 148.6523 | 148.6523 | 148.6523 | 148.6523 | 148.6523 | 148.6523 | 148.6523 | 148.6523 | 148.6523 | 148.6523 | 148.6523 | 148.6523 | 148.6523 | 148.6523 | 148.6523 | 148.6523 | 148.6523 | 148.6523 | 148.6523 | 148.6523 | 148.6523 | 148.6523 | 148.6523 | 148.6523 | 148.6523 | 148.6523 | 148.6523 | 148.6523 | 148.6523 | 148.6523 | 148.6523 | 148.6523 | 148.6523 | 148.6523 | 148.6523 | 148.6523 | 148.6523 | 148.6523 | 148.6523 | 148.6523 | 148.6523 | 148.6523 | 148.6523 | 148.6523 | 148.6523 | 148.6523 | 148.6523 | 148.6523 | 148.6523 | 148.6523 | 148.6523 | 148.6523 | 148.6523 | 148.6523 | 148.6523 | 148.6523 | 148.6523 | 148.6523 | 148.6523 | 148.6523 | 148.6523 | 148.6523 | 148.6523 | 148.6523 | 148.6523 | 148.6523 | 148.6523 | 148.6523 | 148.6523 | 148.6523 | 148.6523 | 148.6523 | 148.6523 | 148.6523 | 148.6523 | 148.6523 | 148.6523 | 148.6523 | 148.6523 | 148.6523 | 148.6523 | 148.6523 | 148.6523 | 148.6523 | 148.6523 | 148.6523 | 148.6523 | 148.6523 | 148.6523 | 148.6523 | 148.6523 | 148.6523 | 148.6523 | 148.6523 | 148.6523 | 148.6523 | 148.6523 | 148.6523 | 148.6523 | 148.6523 | 148.6523 | 148.6523 | 148.6523 | 148.6523 | 148.6523 | 148.6523 | 148.6523 | 148.6523 | 148.6523 | 148.6523 | 148.6523 | 148.6523 | 148.6523 | 148.6523 | 148.6523 | 148.6523 | 148.6523 | 148.6523 | 148.6523 | 148.6523 | 148.6523 | 148.6523 | 148.6523 | 148.6523 | 148.6523 | 148.6523 | 148.6523 | 148.6523 | 148.6523 | 148.6523 | 148.6523 | 148.6523 | 148.6523 | 148.6523 | 148.6523 | 148.6523 | 148.6523 | 148.6523 | 148.6523 | 148.6523 | 148.6523 | 148.6523 | 148.6523 | 148.6523 | 148.6523 | 148.6523 | 148.6523 | 148.6523 | 148.6523 | 148.6523 | 148.6523 | 148.6523 | 148.6523 | 148.6523 | 148.6523 | 148.6523 | 148.6523 | 148.6523 | 148.6523 | 148.6523 | 148.6523 | 148.6523 | 148.6523 | 148.6523 | 148.6523 | 148.6523 | 148.6523 | 148.6523 | 148.6523 | 148.6523 | 148.6523 | 148.6523 | 148.6523 | 148.6523 | 148.6523 | 148.6523 | 148.6523 | 148.6523 | 148.6523 | 148.6523 | 148.6523 | 148.6523 | 148.6523 | 148.6523 | 148.6523 | 148.6523 | 148.6523 | 148.6523 | 148.6523 | 148.6523 | 148.6523 | 148.6523 | 148.6523 | 148.6523 | 148.6523 | 148.6523 | 148.6523 | 148.6523 | 148.6523 | 148.6523 | 148.6523 | 148.6523 | 148.6523 | 148.6523 | 148.6523 | 148.6523 | 148.6523 | 148.6523 | 148.6523 | 148.6523 | 148.6523 | 148.6523 | 148.6523 | 148.6523 | 148.6523 | 148.6523 | 148.6523 | 148.6523 | 148.6523 | 148.6523 | 148.6523 | 148.6523 | 148.6523 | 148.6523 | 148.6523 | 148.6523 | 148.6523 | 148.6523 | 148.6523 | 148.6523 | 148.6523 | 148.6523 | 148.6523 | 148.6523 | 148.6523 | 148.6523 | 148.6523 | 148.6523 | 148.6523 | 148.6523 | 148.6523 | 148.6523 | 148.6523 | 148.6523 | 148.6523 | 148.6523 | 148.6523 | 148.6523 | 148.6523 | 148.6523 | 148.6523 | 148.6523 | 148.6523 | 148.6523 | 148.6523 | 148.6523 | 148.6523 | 148.6523 | 148.6523 | 148.6523 | 148.6523 | 148.6523 | 148.6523 | 148.6523 | 148.6523 | 148.6523 | 148.6523 | 148.6523 | 148.6523 | 148.6523 | 148.6523 | 148.6523 | 148.6523 | 148.6523 | 148.6523 | 148.6523 | 148.6523 | 148.6523 | 148.6523 | 148.6523 | 148.6523 | 148.6523 | 148.6523 | 148.6523 | 148.6523 | 148.6523 | 148.6523 | 148.6523 | 148.6523 | 148.6523 | 148.6523 | 148.6523 | 148.6523 | 148.6523 | 148.6523 | 148.6523 | 148.6523 | 148.6523 | 148.6523 | 148.6523 | 148.6523 | 148.6523 | 148.6523 | 148.6523 | 148.6523 | 148.6523 | 148.6523 | 148.6523 | 148.6523 | 148.6523 | 148.6523 | 148.6523 | 148.6523 | 148.6523 | 148.6523 | 148.6523 | 148.6523 | 148.6523 | 148.6523 | 148.6523 | 148.6523 | 148.6523 | 148.6523 | 148.6523 | 148.6523 | 148.6523 | 148.6523 | 148.6523 | 148.6523 | 148.6523 | 148.6523 | 148.6523 | 148.6523 | 148.6523 | 148.6523 | 148.6523 | 148.6523 | 148.6523 | 148.6523 | 148.6523 | 148.6523 | 148.6523 | 148.6523 | 148.6523 | 148.6523 | 148.6523 | 148.6523 | 148.6523 | 148.6523 | 148.6523 | 148.6523 | 148.6523 | 148.6523 | 148.6523 | 148.6523 | 148.6523 | 148.6523 | 148.6523 | 148.6523 | 148.6523 | 148.6523 | 148.6523 | 148.6523 | 148.6523 | 148.6523 | 148.6523 | 148.6523 | 148.6523 | 148.6523 | 148.6523 | 148.6523 | 148.6523 | 148.6523 | 148.6523 | 148.6523 | 148.6523 | 148.6523 | 148.6523 | 148.6523 | 148.6523 | 148.6523 | 148.6523 | 148.6523 | 148.6523 | 148.6523 | 148.6523 | 148.6523 | 148.6523 | 148.6523 | 148.6523 | 148.6523 | 148.6523 | 148.6523 | 148.6523 | 148.6523 | 148.6523 | 148.6523 | 148.6523 | 148.6523 | 148.6523 | 148.6523 | 148.6523 | 148.6523 | 148.6523 | 148.6523 | 148.6523 | 148.6523 | 148.6523 | 148.6523 | 148.6523 | 148.6523 | 148.6523 | 148.6523 | 148.6523 | 148.6523 | 148.6523 | 148.6523 | 148.6523 | 148.6523 | 148.6523 | 148.6523 | 148.6523 | 148.6523 | 148.6523 | 148.6523 | 148.6523 | 148.6523 | 148.6523 | 148.6523 | 148.6523 | 148.6523 | 148.6523 | 148.6523 | 148.6523 | 148.6523 | 148.6523 | 148.6523 | 148.6523 | 148.6523 | 148.6523 | 148.6523 | 148.6523 | 148.6523 | 148.6523 | 148.6523 | 148.6523 | 148.6523 | 148.6523 | 148.6523 | 148.6523 | 148.6523 | 148.6523 | 148.6523 | 148.6523 | 148.6523 | 148.6523 | 148.6523 | 148.6523 | 148.6523 | 148.6523 | 148.6523 | 148.6523 | 148.6523 | 148.6523 | 148.6523 | 148.6523 | 148.6523 | 148.6523 | 148.6523 | 148.6523 | 148.6523 | 148.6523 | 148.6523 | 148.6523 | 148.6523 | 148.6523 | 148.6523 | 148.6523 | 148.6523 | 148.6523 | 148.6523 | 148.6523 | 148.6523 | 148.6523 | 148.6523 | 148.6523 | 148.6523 | 148.6523 | 148.6523 | 148.6523 | 148.6523 | 148.6523 | 148.6523 | 148.6523 | 148.6523 | 148.6523 | 148.6523 | 148.6523 | 148.6523 | 148.6523 | 148.6523 | 148.6523 | 148.6523 | 148.6523 | 148.6523 | 148.6523 | 148.6523 | 148.6523 | 148.6523 | 148.6523 | 148.6523 | 148.6523 | 148.6523 | 148.6523 | 148.6523 | 148.6523 | 148.6523 | 148.6523 | 148.6523 | 148.6523 | 148.6523 | 148.6523 | 148.6523 | 148.6523 | 148.6523 | 148.6523 | 148.6523 | 148.6523 | 148.6523 | 148.6523 | 148.6523 | 148.6523 | 148.6523 | 148.6523 | 148.6523 | 148.6523 | 148.6523 | 148.6523 | 148.6523 | 148.6523 | 148.6523 | 148.6523 | 148.6523 | 148.6523 | 148.6523 | 148.6523 | 148.6523 | 148.6523 | 148.6523 | 148.6523 | 148.6523 | 148.6523 | 148.6523 | 148.6523 | 148.6523 | 148.6523 | 148.6523 | 148.6523 | 148.6523 | 148.6523 | 148.6523 | 148.6523 | 148.6523 | 148.6523 | 148.6523 | 148.6523 | 148.6523 | 148.6523 | 148.6523 | 148.6523 | 148.6523 | 148.6523 | 148.6523 | 148.6523 | 148.6523 | 148.6523 | 148.6523 | 148.6523 | 148.6523 | 148.6523 | 148.6523 | 148.6523 | 148.6523 | 148.6523 | 148.6523 | 148.6523 | 148.6523 | 148.6523 | 148.6523 | 148.6523 | 148.6523 | 148.6523 | 148.6523 | 148.6523 | 148.6523 | 148.6523 | 148.6523 | 148.6523 | 148.6523 | 148.6523 | 148.6523 | 148.6523 | 148.6523 | 148.6523 | 148.6523 | 148.6523 | 148.6523 | 148.6523 | 148.6523 | 148.6523 | 148.6523 | 148.6523 | 148.6523 | 148.6523 | 148.6523 | 148.6523 | 148.6523 | 148.6523 | 148.6523 | 148.6523 | 148.6523 | 148.6523 | 148.6523 | 148.6523 | 148.6523 | 148.6523 | 148.6523 | 148.6523 | 148.6523 | 148.6523 | 148.6523 | 148.6523 | 148.6523 | 148.6523 | 148.6523 | 148.6523 | 148.6523 | 148.6523 | 148.6523 | 148.6523 | 148.6523 | 148.6523 | 148.6523 | 148.6523 | 148.6523 | 148.6523 | 148.6523 | 148.6523 | 148.6523 | 148.6523 | 148.6523 | 148.6523 | 148.6523 | 148.6523 | 148.6523 | 148.6523 | 148.6523 | 148.6523 | 148.6523 | 148.6523 | 148.6523 | 148.6523 | 148.6523 | 148.6523 | 148.6523 | 148.6523 | 148.6523 | 148.6523 | 148.6523 | 148.6523 | 148.6523 | 148.6523 | 148.6523 | 148.6523 | 148.6523 | 148.6523 | 148.6523 | 148.6523 | 148.6523 | 148.6523 | 148.6523 | 148.6523 | 148.6523 | 148.6523 | 148.6523 | 148.6523 | 148.6523 | 148.6523 | 148.6523 | 148.6523 | 148.6523 | 148.6523 | 148.6523 | 148.6523 | 148.6523 | 148.6523 | 148.6523 | 148.6523 | 148.6523 | 148.6523 | 148.6523 | 148.6523 | 148.6523 | 148.6523 | 148.6523 | 148.6523 | 148.6523 | 148.6523 | 148.6523 | 148.6523 | 148.6523 | 148.6523 | 148.6523 | 148.6523 | 148.6523 | 148.6523 | 148.6523 | 148.6523 | 148.6523 | 148.6523 | 148.6523 | 148.6523 | 148.6523 | 148.6523 | 148.6523 | 148.6523 | 148.6523 | 148.6523 | 148.6523 | 148.6523 | 148.6523 | 148.6523 | 148.6523 | 148.6523 | 148.6523 | 148.6523 | 148.6523 | 148.6523 | 148.6523 | 148.6523 | 148.6523 | 148.6523 | 148.6523 | 148.6523 | 148.6523 | 148.6523 | 148.6523 | 148.6523 | 148.6523 | 148.6523 | 148.6523 | 148.6523 | 148.6523 | 148.6523 | 148.6523 | 148.6523 | 148.6523 | 148.6523 | 148.6523 | 148.6523 | 148.6523 | 148.6523 | 148.6523 | 148.6523 | 148.6523 | 148.6523 | 148.6523 | 148.6523 | 148.6523 | 148.6523 | 148.6523 | 148.6523 | 148.6523 | 148.6523 | 148.6523 | 148.6523 | 148.6523 | 148.6523 | 148.6523 | 148.6523 | 148.6523 | 148.6523 | 148.6523 | 148.6523 | 148.6523 | 148.6523 | 148.6523 | 148.6523 | 148.6523 | 148.6523 | 148.6523 | 148.6523 | 148.6523 | 148.6523 | 148.6523 | 148.6523 | 148.6523 | 148.6523 | 148.6523 | 148.6523 | 148.6523 | 148.6523 | 148.6523 | 148.6523 | 148.6523 | 148.6523 | 148.6523 | 148.6523 | 148.6523 | 148.6523 | 148.6523 | 148.6523 | 148.6523 | 148.6523 | 148.6523 | 148.6523 | 148.6523 | 148.6523 | 148.6523 | 148.6523 | 148.6523 | 148.6523 | 148.6523 | 148.6523 | 148.6523 | 148.6523 | 148.6523 | 148.6523 | 148.6523 | 148.6523 | 148.6523 | 148.6523 | 148.6523 | 148.6523 | 148.6523 | 148.6523 | 148.6523 | 148.6523 | 148.6523 | 148.6523 | 148.6523 | 148.6523 | 148.6523 | 148.6523 | 148.6523 | 148.6523 | 148.6523 | 148.6523 | 148.6523 | 148.6523 | 148.6523 | 148.6523 | 148.6523 | 148.6523 | 148.6523 | 148.6523 | 148.6523 | 148.6523 | 148.6523 | 148.6523 | 148.6523 | 148.6523 | 148.6523 | 148.6523 | 148.6523 | 148.6523 | 148.6523 | 148.6523 | 148.6523 | 148.6523 | 148.6523 | 148.6523 | 148.6523 | 148.6523 | 148.6523 | 148.6523 | 148.6523 | 148.6523 | 148.6523 | 148.6523 | 148.6523 | 148.6523 | 148.6523 | 148.6523 | 148.6523 | 148.6523 | 148.6523 | 148.6523 | 148.6523 | 148.6523 | 148.6523 | 148.6523 | 148.6523 | 148.6523 | 148.6523 | 148.6523 | 148.6523 | 148.6523 | 148.6523 | 148.6523 | 148.6523 | 148.6523 | 148.6523 | 148.6523 | 148.6523 | 148.6523 | 148.6523 | 148.6523 | 148.6523 | 148.6523 | 148.6523 | 148.6523 | 148.6523 | 148.6523 | 148.6523 | 148.6523 | 148.6523 | 148.6523 | 148.6523 | 148.6523 | 148.6523 | 148.6523 | 148.6523 | 148.6523 | 148.6523 | 148.6523 | 148.6523 | 148.6523 | 148.6523 | 148.6523 | 148.6523 | 148.6523 | 148.6523 | 148.6523 | 148.6523 | 148.6523 | 148.6523 | 148.6523 | 148.6523 | 148.6523 | 148.6523 | 148.6523 | 148.6523 | 148.6523 | 148.6523 | 148.6523 | 148.6523 | 148.6523 | 148.6523 | 148.6523 | 148.6523 | 148.6523 | 148.6523 | 148.6523 | 148.6523 | 148.6523 | 148.6523 | 148.6523 | 148.6523 | 148.6523 | 148.6523 | 148.6523 | 148.6523 | 148.6523 | 148.6523 | 148.6523 | 148.6523 | 148.6523 | 148.6523 | 148.6523 | 148.6523 | 148.6523 | 148.6523 | 148.6523 | 148.6523 | 148.6523 | 148.6523 | 148.6523 | 148.6523 | 148.6523 | 148.6523 | 148.6523 | 148.6523 | 148.6523 | 148.6523 | 148.6523 | 148.6523 | 148.6523 | 148.6523 | 148.6523 | 148.6523 | 148.6523 | 148.6523 | 148.6523 | 148.6523 | 148.6523 | 148.6523 | 148.6523 | 148.6523 | 148.6523 | 148.6523 | 148.6523 | 148.6523 | 148.6523 | 148.6523 | 148.6523 | 148.6523 | 148.6523 | 148.6523 | 148.6523 | 148.6523 | 148.6523 | 148.6523 | 148.6523 | 148.6523 | 148.6523 | 148.6523 | 148.6523 | 148.6523 | 148.6523 | 148.6523 | 148.6523 | 148.6523 | 148.6523 | 148.6523 | 148.6523 | 148.6523 | 148.6523 | 148.6523 | 148.6523 | 148.6523 | 148.6523 | 148.6523 | 148.6523 | 148.6523 | 148.6523 | 148.6523 | 148.6523 | 148.6523 | 148.6523 | 148.6523 | 148.6523 | 148.6523 | 148.6523 | 148.6523 | 148.6523 | 148.6523 | 148.6523 | 148.6523 | 148.6523 | 148.6523 | 148.6523 | 148.6523 | 148.6523 | 148.6523 | 148.6523 | 148.6523 | 148.6523 | 148.6523 | 148.6523 | 148.6523 | 148.6523 | 148.6523 | 148.6523 | 148.6523 | 148.6523 | 148.6523 | 148.6523 | 148.6523 | 148.6523 | 148.6523 | 148.6523 | 148.6523 | 148.6523 | 148.6523 | 148.6523 | 148.6523 | 148.6523 | 148.6523 | 148.6523 | 148.6523 | 148.6523 | 148.6523 | 148.6523 | 148.6523 | 148.6523 | 148.6523 | 148.6523 | 148.6523 | 148.6523 | 148.6523 | 148.6523 | 148.6523 | 148.6523 | 148.6523 | 148.6523 | 148.6523 | 148.6523 | 148.6523 | 148.6523 | 148.6523 | 148.6523 | 148.6523 | 148.6523 | 148.6523 | 148.6523 | 148.6523 | 148.6523 | 148.6523 | 148.6523 | 148.6523 | 148.6523 | 148.6523 | 148.6523 | 148.6523 | 148.6523 | 148.6523 | 148.6523 | 148.6523 | 148.6523 | 148.6523 | 148.6523 | 148.6523 | 148.6523 | 148.6523 | 148.6523 | 148.6523 | 148.6523 | 148.6523 | 148.6523 | 148.6523 | 148.6523 | 148.6523 | 148.6523 | 148.6523 | 148.6523 | 148.6523 | 148.6523 | 148.6523 | 148.6523 | 148.6523 | 148.6523 | 148.6523 | 148.6523 | 148.6523 | 148.6523 | 148.6523 | 148.6523 | 148.6523 | 148.6523 | 148.6523 | 148.6523 | 148.6523 | 148.6523 | 148.6523 | 148.6523 | 148.6523 | 148.6523 | 148.6523 | 148.6523 | 148.6523 | 148.6523 | 148.6523 | 148.6523 | 148.6523 | 148.6523 | 148.6523 | 148.6523 | 148.6523 | 148.6523 | 148.6523 | 148.6523 | 148.6523 | 148.6523 | 148.6523 | 148.6523 | 148.6523 | 148.6523 | 148.6523 | 148.6523 | 148.6523 | 148.6523 | 148.6523 | 148.6523 | 148.6523 | 148.6523 | 148.6523 | 148.6523 | 148.6523 | 148.6523 | 148.6523 | 148.6523 | 148.6523 | 148.6523 | 148.6523 | 148.6523 | 148.6523 | 148.6523 | 148.6523 | 148.6523 | 148.6523 | 148.6523 | 148.6523 | 148.6523 | 148.6523 | 148.6523 | 148.6523 | 148.6523 | 148.6523 | 148.6523 | 148.6523 | 148.6523 | 148.6523 | 148.6523 | 148.6523 | 148.6523 | 148.6523 | 148.6523 | 148.6523 | 148.6523 | 148.6523 | 148.6523 | 148.6523 | 148.6523 | 148.6523 | 148.6523 | 148.6523 | 148.6523 | 148.6523 | 148.6523 | 148.6523 | 148.6523 | 148.6523 | 148.6523 | 148.6523 | 148.6523 | 148.6523 | 148.6523 | 148.6523 | 148.6523 | 148.6523 | 148.6523 | 148.6523 | 148.6523 | 148.6523 | 148.6523 | 148.6523 | 148.6523 | 148.6523 | 148.6523 | 148.6523 | 148.6523 | 148.6523 | 148.6523 | 148.6523 | 148.6523 | 148.6523 | 148.6523 | 148.6523 | 148.6523 | 148.6523 | 148.6523 | 148.6523 | 148.6523 | 148.6523 | 148.6523 | 148.6523 | 148.6523 | 148.6523 | 148.6523 | 148.6523 | 148.6523 | 148.6523 | 148.6523 | 148.6523 | 148.6523 | 148.6523 | 148.6523 | 148.6523 | 148.6523 | 148.6523 | 148.6523 | 148.6523 | 148.6523 | 148.6523 | 148.6523 | 148.6523 | 148.6523 | 148.6523 | 148.6523 | 148.6523 | 148.6523 | 148.6523 | 148.6523 | 148.6523 | 148.6523 | 148.6523 | 148.6523 | 148.6523 | 148.6523 | 148.6523 | 148.6523 | 148.6523 | 148.6523 | 148.6523 | 148.6523 | 148.6523 | 148.6523 | 148.6523 | 148.6523 | 148.6523 | 148.6523 | 148.6523 | 148.6523 | 148.6523 | 148.6523 | 148.6523 | 148.6523 | 148.6523 | 148.6523 | 148.6523 | 148.6523 | 148.6523 | 148.6523 | 148.6523 | 148.6523 | 148.6523 | 148.6523 | 148.6523 | 148.6523 | 148.6523 | 148.6523 | 148.6523 | 148.6523 | 148.6523 | 148.6523 | 148.6523 | 148.6523 | 148.6523 | 148.6523 | 148.6523 | 148.6523 | 148.6523 | 148.6523 | 148.6523 | 148.6523 | 148.6523 | 148.6523 | 148.6523 | 148.6523 | 148.6523 | 148.6523 | 148.6523 | 148.6523 | 148.6523 | 148.6523 | 148.6523 | 148.6523 | 148.6523 | 148.6523 | 148.6523 | 148.6523 | 148.6523 | 148.6523 | 148.6523 | 148.6523 | 148.6523 | 148.6523 | 148.6523 | 148.6523 | 148.6523 | 148.6523 | 148.6523 | 148.6523 | 148.6523 | 148.6523 | 148.6523 | 148.6523 | 148.6523 | 148.6523 | 148.6523 | 148.6523 | 148.6523 | 148.6523 | 148.6523 | 148.6523 | 148.6523 | 148.6523 | 148.6523 | 148.6523 | 148.6523 | 148.6523 | 148.6523 | 148.6523 | 148.6523 | 148.6523 | 148.6523 | 148.6523 | 148.6523 | 148.6523 | 148.6523 | 148.6523 | 148.6523 | 148.6523 | 148.6523 | 148.6523 | 148.6523 | 148.6523 | 148.6523 | 148.6523 | 148.6523 | 148.6523 | 148.6523 | 148.6523 | 148.6523 | 148.6523 | 148.6523 | 148.6523 | 148.6523 | 148.6523 | 148.6523 | 148.6523 | 148.6523 | 148.6523 | 148.6523 | 148.6523 | 148.6523 | 148.6523 | 148.6523 | 148.6523 | 148.6523 | 148.6523 | 148.6523 | 148.6523 | 148.6523 | 148.6523 | 148.6523 | 148.6523 | 148.6523 | 148.6523 | 148.6523 | 148.6523 | 148.6523 | 148.6523 | 148.6523 | 148.6523 | 148.6523 | 148.6523 | 148.6523 | 148.6523 | 148.6523 | 148.6523 | 148.6523 | 148.6523 | 148.6523 | 148.6523 | 148.6523 | 148.6523 | 148.6523 | 148.6523 | 148.6523 | 148.6523 | 148.6523 | 148.6523 | 148.6523 | 148.6523 | 148.6523 | 148.6523 | 148.6523 | 148.6523 | 148.6523 | 148.6523 | 148.6523 | 148.6523 | 148.6523 | 148.6523 | 148.6523 | 148.6523 | 148.6523 | 148.6523 | 148.6523 | 148.6523 | 148.6523 | 148.6523 | 148.6523 | 148.6523 | 148.6523 | 148.6523 | 148.6523 | 148.6523 | 148.6523 | 148.6523 | 148.6523 | 148.6523 | 148.6523 | 148.6523 | 148.6523 | 148.6523 | 148.6523 | 148.6523 | 148.6523 | 148.6523 | 148.6523 | 148.6523 | 148.6523 | 148.6523 | 148.6523 | 148.6523 | 148.6523 | 148.6523 | 148.6523 | 148.6523 | 148.6523 | 148.6523 | 148.6523 | 148.6523 | 148.6523 | 148.6523 | 148.6523 | 148.6523 | 148.6523 | 148.6523 | 148.6523 | 148.6523 | 148.6523 | 148.6523 | 148.6523 | 148.6523 | 148.6523 | 148.6523 | 148.6523 | 148.6523 | 148.6523 | 148.6523 | 148.6523 | 148.6523 | 148.6523 | 148.6523 | 148.6523 | 148.6523 | 148.6523 | 148.6523 | 148.6523 | 148.6523 | 148.6523 | 148.6523 | 148.6523 | 148.6523 | 148.6523 | 148.6523 | 148.6523 | 148.6523 | 148.6523 | 148.6523 | 148.6523 | 148.6523 | 148.6523 | 148.6523 | 148.6523 | 148.6523 | 148.6523 | 148.6523 | 148.6523 | 148.6523 | 148.6523 | 148.6523 | 148.6523 | 148.6523 | 148.6523 | 148.6523 | 148.6523 | 148.6523 | 148.6523 | 148.6523 | 148.6523 | 148.6523 | 148.6523 | 148.6523 | 148.6523 | 148.6523 | 148.6523 | 148.6523 | 148.6523 | 148.6523 | 148.6523 | 148.6523 | 148.6523 | 148.6523 | 148.6523 | 148.6523 | 148.6523 | 148.6523 | 148.6523 | 148.6523 | 148.6523 | 148.6523 | 148.6523 | 148.6523 | 148.6523 | 148.6523 | 148.6523 | 148.6523 | 148.6523 | 148.6523 | 148.6523 | 148.6523 | 148.6523 | 148.6523 | 148.6523 | 148.6523 | 148.6523 | 148.6523 | 148.6523 | 148.6523 | 148.6523 | 148.6523 | 148.6523 | 148.6523 | 148.6523 | 148.6523 | 148.6523 | 148.6523 | 148.6523 | 148.6523 | 148.6523 | 148.6523 | 148.6523 | 148.6523 | 148.6523 | 148.6523 | 148.6523 | 148.6523 | 148.6523 | 148.6523 | 148.6523 | 148.6523 | 148.6523 | 148.6523 | 148.6523 | 148.6523 | 148.6523 | 148.6523 | 148.6523 | 148.6523 | 148.6523 | 148.6523 | 148.6523 | 148.6523 | 148.6523 | 148.6523 | 148.6523 | 148.6523 | 148.6523 | 148.6523 | 148.6523 | 148.6523 | 148.6523 | 148.6523 | 148.6523 | 148.6523 | 148.6523 | 148.6523 | 148.6523 | 148.6523 | 148.6523 | 148.6523 | 148.6523 | 148.6523 | 148.6523 | 148.6523 | 148.6523 | 148.6523 | 148.6523 | 148.6523 | 148.6523 | 148.6523 | 148.6523 | 148.6523 | 148.6523 | 148.6523 | 148.6523 | 148.6523 | 148.6523 | 148.6523 | 148.6523 | 148.6523 | 148.6523 | 148.6523 | 148.6523 | 148.6523 | 148.6523 | 148.6523 | 148.6523 | 148.6523 | 148.6523 | 148.6523 | 148.6523 | 148.6523 | 148.6523 | 148.6523 | 148.6523 | 148.6523 | 148.6523 | 148.6523 | 148.6523 | 148.6523 | 148.6523 | 148.6523 | 148.6523 | 148.6523 | 148.6523 | 148.6523 | 148.6523 | 148.6523 | 148.6523 | 148.6523 | 148.6523 | 148.6523 | 148.6523 | 148.6523 | 148.6523 | 148.6523 | 148.6523 | 148.6523 | 148.6523 | 148.6523 | 148.6523 | 148.6523 | 148.6523 | 148.6523 | 148.6523 | 148.6523 | 148.6523 | 148.6523 | 148.6523 | 148.6523 | 148.6523 | 148.6523 | 148.6523 | 148.6523 | 148.6523 | 148.6523 | 148.6523 | 148.6523 | 148.6523 | 148.6523 | 148.6523 | 148.6523 | 148.6523 | 148.6523 | 148.6523 | 148.6523 | 148.6523 | 148.6523 | 148.6523 | 148.6523 | 148.6523 | 148.6523 | 148.6523 | 148.6523 | 148.6523 | 148.6523 | 148.6523 | 148.6523 | 148.6523 | 148.6523 | 148.6523 | 148.6523 | 148.6523 | 148.6523 | 148.6523 | 148.6523 | 148.6523 | 148.6523 | 148.6523 | 148.6523 | 148.6523 | 148.6523 | 148.6523 | 148.6523 | 148.6523 | 148.6523 | 148.6523 | 148.6523 | 148.6523 | 148.6523 | 148.6523 | 148.6523 | 148.6523 | 148.6523 | 148.6523 | 148.6523 | 148.6523 | 148.6523 | 148.6523 | 148.6523 | 148.6523 | 148.6523 | 148.6523 | 148.6523 | 148.6523 | 148.6523 | 148.6523 | 148.6523 | 148.6523 | 148.6523 | 148.6523 | 148.6523 | 148.6523 | 148.6523 | 148.6523 | 148.6523 | 148.6523 | 148.6523 | 148.6523 | 148.6523 | 148.6523 | 148.6523 | 148.6523 | 148.6523 | 148.6523 | 148.6523 | 148.6523 | 148.6523 | 148.6523 | 148.6523 | 148.6523 | 148.6523 | 148.6523 | 148.6523 | 148.6523 | 148.6523 | 148.6523 | 148.6523 | 148.6523 | 148.6523 | 148.6523 | 148.6523 | 148.6523 | 148.6523 | 148.6523 | 148.6523 | 148.6523 | 148.6523 | 148.6523 | 148.6523 | 148.6523 | 148.6523 | 148.6523 | 148.6523 | 148.6523 | 148.6523 | 148.6523 | 148.6523 | 148.6523 | 148.6523 | 148.6523 | 148.6523 | 148.6523 | 148.6523 | 148.6523 | 148.6523 | 148.6523 | 148.6523 | 148.6523 | 148.6523 | 148.6523 | 148.6523 | 148.6523 | 148.6523 | 148.6523 | 148.6523 | 148.6523 | 148.6523 | 148.6523 | 148.6523 | 148.6523 | 148.6523 | 148.6523 | 148.6523 | 148.6523 | 148.6523 | 148.6523 | 148.6523 | 148.6523 | 148.6523 | 148.6523 | 148.6523 | 148.6523 | 148.6523 | 148.6523 | 148.6523 | 148.6523 | 148.6523 | 148.6523 | 148.6523 | 148.6523 | 148.6523 | 148.6523 | 148.6523 | 148.6523 | 148.6523 | 148.6523 | 148.6523 | 148.6523 | 148.6523 | 148.6523 | 148.6523 | 148.6523 | 148.6523 | 148.6523 | 148.6523 | 148.6523 | 148.6523 | 148.6523 | 148.6523 | 148.6523 | 148.6523 | 148.6523 | 148.6523 | 148.6523 | 148.6523 | 148.6523 | 148.6523 | 148.6523 | 148.6523 | 148.6523 | 148.6523 | 148.6523 | 148.6523 | 148.6523 | 148.6523 | 148.6523 | 148.6523 | 148.6523 | 148.6523 | 148.6523 | 148.6523 | 148.6523 | 148.6523 | 148.6523 | 148.6523 | 148.6523 | 148.6523 | 148.6523 | 148.6523 | 148.6523 | 148.6523 | 148.6523 | 148.6523 | 148.6523 | 148.6523 | 148.6523 | 148.6523 | 148.6523 | 148.6523 | 148.6523 | 148.6523 | 148.6523 | 148.6523 | 148.6523 | 148.6523 | 148.6523 | 148.6523 | 148.6523 | 148.6523 | 148.6523 | 148.6523 | 148.6523 | 148.6523 | 148.6523 | 148.6523 | 148.6523 | 148.6523 | 148.6523 | 148.6523 | 148.6523 | 148.6523 | 148.6523 | 148.6523 | 148.6523 | 148.6523 | 148.6523 | 148.6523 | 148.6523 | 148.6523 | 148.6523 | 148.6523 | 148.6523 | 148.6523 | 148.6523 | 148.6523 | 148.6523 | 148.6523 | 148.6523 | 148.6523 | 148.6523 | 148.6523 | 148.6523 | 148.6523 | 148.6523 | 148.6523 | 148.6523 | 148.6523 | 148.6523 | 148.6523 | 148.6523 | 148.6523 | 148.6523 | 148.6523 | 148.6523 | 148.6523 | 148.6523 | 148.6523 | 148.6523 | 148.6523 | 148.6523 | 148.6523 | 148.6523 | 148.6523 | 148.6523 | 148.6523 | 148.6523 | 148.6523 | 148.6523 | 148.6523 | 148.6523 | 148.6523 | 148.6523 | 148.6523 | 148.6523 | 148.6523 | 148.6523 | 148.6523 | 148.6523 | 148.6523 | 148.6523 | 148.6523 | 148.6523 | 148.6523 | 148.6523 | 148.6523 | 148.6523 | 148.6523 | 148.6523 | 148.6523 | 148.6523 | 148.6523 | 148.6523 | 148.6523 | 148.6523 | 148.6523 | 148.6523 | 148.6523 | 148.6523 | 148.6523 | 148.6523 | 148.6523 | 148.6523 | 148.6523 | 148.6523 | 148.6523 | 148.6523 | 148.6523 | 148.6523 | 148.6523 | 148.6523 | 148.6523 | 148.6523 | 148.6523 | 148.6523 | 148.6523 | 148.6523 | 148.6523 | 148.6523 | 148.6523 | 148.6523 | 148.6523 | 148.6523 | 148.6523 | 148.6523 | 148.6523 | 148.6523 | 148.6523 | 148.6523 | 148.6523 | 148.6523 | 148.6523 | 148.6523 | 148.6523 | 148.6523 | 148.6523 | 148.6523 | 148.6523 | 148.6523 | 148.6523 | 148.6523 | 148.6523 | 148.6523 | 148.6523 | 148.6523 | 148.6523 | 148.6523 | 148.6523 | 148.6523 | 148.6523 | 148.6523 | 148.6523 | 148.6523 | 148.6523 | 148.6523 | 148.6523 | 148.6523 | 148.6523 | 148.6523 | 148.6523 | 148.6523 | 148.6523 | 148.6523 | 148.6523 | 148.6523 | 148.6523 | 148.6523 | 148.6523 | 148.6523 | 148.6523 | 148.6523 | 148.6523 | 148.6523 | 148.6523 | 148.6523 | 148.6523 | 148.6523 | 148.6523 | 148.6523 | 148.6523 | 148.6523 | 148.6523 | 148.6523 | 148.6523 | 148.6523 | 148.6523 | 148.6523 | 148.6523 | 148.6523 | 148.6523 | 148.6523 | 148.6523 | 148.6523 | 148.6523 | 148.6523 | 148.6523 | 148.6523 | 148.6523 | 148.6523 | 148.6523 | 148.6523 | 148.6523 | 148.6523 | 148.6523 | 148.6523 | 148.6523 | 148.6523 | 148.6523 | 148.6523 | 148.6523 | 148.6523 | 148.6523 | 148.6523 | 148.6523 | 148.6523 | 148.6523 | 148.6523 | 148.6523 | 148.6523 | 148.6523 | 148.6523 | 148.6523 | 148.6523 | 148.6523 | 148.6523 | 148.6523 | 148.6523 | 148.6523 | 148.6523 | 148.6523 | 148.6523 | 148.6523 | 148.6523 | 148.6523 | 148.6523 | 148.6523 | 148.6523 | 148.6523 | 148.6523 | 148.6523 | 148.6523 | 148.6523 | 148.6523 | 148.6523 | 148.6523 | 148.6523 | 148.6523 | 148.6523 | 148.6523 | 148.6523 | 148.6523 | 148.6523 | 148.6523 | 148.6523 | 148.6523 | 148.6523 | 148.6523 | 148.6523 | 148.6523 | 148.6523 | 148.6523 | 148.6523 | 148.6523 | 148.6523 | 148.6523 | 148.6523 | 148.6523 | 148.6523 | 148.6523 | 148.6523 | 148.6523 | 148.6523 | 148.6523 | 148.6523 | 148.6523 | 148.6523 | 148.6523 | 148.6523 | 148.6523 | 148.6523 | 148.6523 | 148.6523 | 148.6523 | 148.6523 | 148.6523 | 148.6523 | 148.6523 | 148.6523 | 148.6523 | 148.6523 | 148.6523 | 148.6523 | 148.6523 | 148.6523 | 148.6523 | 148.6523 | 148.6523 | 148.6523 | 148.6523 | 148.6523 | 148.6523 | 148.6523 | 148.6523 | 148.6523 | 148.6523 | 148.6523 | 148.6523 | 148.6523 | 148.6523 | 148.6523 | 148.6523 | 148.6523 | 148.6523 | 148.6523 | 148.6523 | 148.6523 | 148.6523 | 148.6523 | 148.6523 | 148.6523 | 148.6523 | 148.6523 | 148.6523 | 148.6523 | 148.6523 | 148.6523 | 148.6523 | 148.6523 | 148.6523 | 148.6523 | 148.6523 | 148.6523 | 148.6523 | 148.6523 | 148.6523 | 148.6523 | 148.6523 | 148.6523 | 148.6523 | 148.6523 | 148.6523 | 148.6523 | 148.6523 | 148.6523 | 148.6523 | 148.6523 | 148.6523 | 148.6523 | 148.6523 | 148.6523 | 148.6523 | 148.6523 | 148.6523 | 148.6523 | 148.6523 | 148.6523 | 148.6523 | 148.6523 | 148.6523 | 148.6523 | 148.6523 | 148.6523 | 148.6523 | 148.6523 | 148.6523 | 148.6523 | 148.6523 | 148.6523 | 148.6523 | 148.6523 | 148.6523 | 148.6523 | 148.6523 | 148.6523 | 148.6523 | 148.6523 | 148.6523 | 148.6523 | 148.6523 | 148.6523 | 148.6523 | 148.6523 | 148.6523 | 148.6523 | 148.6523 | 148.6523 | 148.6523 | 148.6523 | 148.6523 | 148.6523 | 148.6523 | 148.6523 | 148.6523 | 148.6523 | 148.6523 | 148.6523 | 148.6523 | 148.6523 | 148.6523 | 148.6523 | 148.6523 | 148.6523 | 148.6523 | 148.6523 | 148.6523 | 148.6523 | 148.6523 | 148.6523 | 148.6523 | 148.6523 | 148.6523 | 148.6523 | 148.6523 | 148.6523 | 148.6523 | 148.6523 | 148.6523 | 148.6523 | 148.6523 | 148.6523 | 148.6523 | 148.6523 | 148.6523 | 148.6523 | 148.6523 | 148.6523 | 148.6523 | 148.6523 | 148.6523 | 148.6523 | 148.6523 | 148.6523 | 148.6523 | 148.6523 | 148.6523 | 148.6523 | 148.6523 | 148.6523 | 148.6523 | 148.6523 | 148.6523 | 148.6523 | 148.6523 | 148.6523 | 148.6523 | 148.6523 | 148.6523 | 148.6523 | 148.6523 | 148.6523 | 148.6523 | 148.6523 | 148.6523 | 148.6523 | 148.6523 | 148.6523 | 148.6523 | 148.6523 | 148.6523 | 148.6523 | 148.6523 | 148.6523 | 148.6523 | 148.6523 | 148.6523 | 148.6523 | 148.6523 | 148.6523 | 148.6523 | 148.6523 | 148.6523 | 148.6523 | 148.6523 | 148.6523 | 148.6523 | 148.6523 | 148.6523 | 148.6523 | 148.6523 | 148.6523 | 148.6523 | 148.6523 | 148.6523 | 148.6523 | 148.6523 | 148.6523 | 148.6523 | 148.6523 | 148.6523 | 148.6523 | 148.6523 | 148.6523 | 148.6523 | 148.6523 | 148.6523 | 148.6523 | 148.6523 | 148.6523 | 148.6523 | 148.6523 | 148.6523 | 148.6523 | 148.6523 | 148.6523 | 148.6523 | 148.6523 | 148.6523 | 148.6523 | 148.6523 | 148.6523 | 148.6523 | 148.6523 | 148.6523 | 148.6523 | 148.6523 | 148.6523 | 148.6523 | 148.6523 | 148.6523 | 148.6523 | 148.6523 | 148.6523 | 148.6523 | 148.6523 | 148.6523 | 148.6523 | 148.6523 | 148.6523 | 148.6523 | 148.6523 | 148.6523 | 148.6523 | 148.6523 | 148.6523 | 148.6523 | 148.6523 | 148.6523 | 148.6523 | 148.6523 | 148.6523 | 148.6523 | 148.6523 | 148.6523 | 148.6523 | 148.6523 | 148.6523 | 148.6523 | 148.6523 | 148.6523 | 148.6523 | 148.6523 | 148.6523 | 148.6523 | 148.6523 | 148.6523 | 148.6523 | 148.6523 | 148.6523 | 148.6523 | 148.6523 | 148.6523 | 148.6523 | 148.6523 | 148.6523 | 148.6523 | 148.6523 | 148.6523 | 148.6523 | 148.6523 | 148.6523 | 148.6523 | 148.6523 | 148.6523 | 148.6523 | 148.6523 | 148.6523 | 148.6523 | 148.6523 | 148.6523 | 148.6523 | 148.6523 | 148.6523 | 148.6523 | 148.6523 | 148.6523 | 148.6523 | 148.6523 | 148.6523 | 148.6523 | 148.6523 | 148.6523 | 148.6523 | 148.6523 | 148.6523 | 148.6523 | 148.6523 | 148.6523 | 148.6523 | 148.6523 | 148.6523 | 148.6523 | 148.6523 | 148.6523 | 148.6523 | 148.6523 | 148.6523 | 148.6523 | 148.6523 | 148.6523 | 148.6523 | 148.6523 | 148.6523 | 148.6523 | 148.6523 | 148.6523 | 148.6523 | 148.6523 | 148.6523 | 148.6523 | 148.6523 | 148.6523 | 148.6523 | 148.6523 | 148.6523 | 148.6523 | 148.6523 | 148.6523 | 148.6523 | 148.6523 | 148.6523 | 148.6523 | 148.6523 | 148.6523 | 148.6523 | 148.6523 | 148.6523 | 148.6523 | 148.6523 | 148.6523 | 148.6523 | 148.6523 | 148.6523 | 148.6523 | 148.6523 | 148.6523 | 148.6523 | 148.6523 | 148.6523 | 148.6523 | 148.6523 | 148.6523 | 148.6523 | 148.6523 | 148.6523 | 148.6523 | 148.6523 | 148.6523 | 148.6523 | 148.6523 | 148.6523 | 148.6523 | 148.6523 | 148.6523 | 148.6523 | 148.6523 | 148.6523 | 148.6523 | 148.6523 | 148.6523 | 148.6523 | 148.6523 | 148.6523 | 148.6523 | 148.6523 | 148.6523 | 148.6523 | 148.6523 | 148.6523 | 148.6523 | 148.6523 | 148.6523 | 148.6523 | 148.6523 | 148.6523 | 148.6523 | 148.6523 | 148.6523 | 148.6523 | 148.6523 | 148.6523 | 148.6523 | 148.6523 | 148.6523 | 148.6523 | 148.6523 | 148.6523 | 148.6523 | 148.6523 | 148.6523 | 148.6523 | 148.6523 | 148.6523 | 148.6523 | 148.6523 | 148.6523 | 148.6523 | 148.6523 | 148.6523 | 148.6523 | 148.6523 | 148.6523 | 148.6523 | 148.6523 | 148.6523 | 148.6523 | 148.6523 | 148.6523 | 148.6523 | 148.6523 | 148.6523 | 148.6523 | 148.6523 | 148.6523 | 148.6523 | 148.6523 | 148.6523 | 148.6523 | 148.6523 | 148.6523 | 148.6523 | 148.6523 | 148.6523 | 148.6523 | 148.6523 | 148.6523 | 148.6523 | 148.6523 | 148.6523 | 148.6523 | 148.6523 | 148.6523 | 148.6523 | 148.6523 | 148.6523 | 148.6523 | 148.6523 | 148.6523 | 148.6523 | 148.6523 | 148.6523 | 148.6523 | 148.6523 | 148.6523 | 148.6523 | 148.6523 | 148.6523 | 148.6523 | 148.6523 | 148.6523 | 148.6523 | 148.6523 | 148.6523 | 148.6523 | 148.6523 | 148.6523 | 148.6523 | 148.6523 | 148.6523 | 148.6523 | 148.6523 | 148.6523 | 148.6523 | 148.6523 | 148.6523 | 148.6523 | 148.6523 | 148.6523 | 148.6523 | 148.6523 | 148.6523 | 148.6523 | 148.6523 | 148.6523 | 148.6523 | 148.6523 | 148.6523 | 148.6523 | 148.6523 | 148.6523 | 148.6523 | 148.6523 | 148.6523 | 148.6523 | 148.6523 | 148.6523 | 148.6523 | 148.6523 | 148.6523 | 148.6523 | 148.6523 | 148.6523 | 148.6523 | 148.6523 | 148.6523 | 148.6523 | 148.6523 | 148.6523 | 148.6523 | 148.6523 | 148.6523 | 148.6523 | 148.6523 | 148.6523 | 148.6523 | 148.6523 | 148.6523 | 148.6523 | 148.6523 | 148.6523 | 148.6523 | 148.6523 | 148.6523 | 148.6523 | 148.6523 | 148.6523 | 148.6523 | 148.6523 | 148.6523 | 148.6523 | 148.6523 | 148.6523 | 148.6523 | 148.6523 | 148.6523 | 148.6523 | 148.6523 | 148.6523 | 148.6523 | 148.6523 | 148.6523 | 148.6523 | 148.6523 | 148.6523 | 148.6523 | 148.6523 | 148.6523 | 148.6523 | 148.6523 | 148.6523 | 148.6523 | 148.6523 | 148.6523 | 148.6523 | 148.6523 | 148.6523 | 148.6523 | 148.6523 | 148.6523 | 148.6523 | 148.6523 | 148.6523 | 148.6523 | 148.6523 | 148.6523 | 148.6523 | 148.6523 | 148.6523 | 148.6523 | 148.6523 | 148.6523 | 148.6523 | 148.6523 | 148.6523 | 148.6523 | 148.6523 | 148.6523 | 148.6523 | 148.6523 | 148.6523 | 148.6523 | 148.6523 | 148.6523 | 148.6523 | 148.6523 | 148.6523 | 148.6523 | 148.6523 | 148.6523 | 148.6523 | 148.6523 | 148.6523 | 148.6523 | 148.6523 | 148.6523 | 148.6523 | 148.6523 | 148.6523 | 148.6523 | 148.6523 | 148.6523 | 148.6523 | 148.6523 | 148.6523 | 148.6523 | 148.6523 | 148.6523 | 148.6523 | 148.6523 | 148.6523 | 148.6523 | 148.6523 | 148.6523 | 148.6523 | 148.6523 | 148.6523 | 148.6523 | 148.6523 | 148.6523 | 148.6523 | 148.6523 | 148.6523 | 148.6523 | 148.6523 | 148.6523 | 148.6523 | 148.6523 | 148.6523 | 148.6523 | 148.6523 | 148.6523 | 148.6523 | 148.6523 | 148.6523 | 148.6523 | 148.6523 | 148.6523 | 148.6523 | 148.6523 | 148.6523 | 148.6523 | 148.6523 | 148.6523 | 148.6523 | 148.6523 | 148.6523 | 148.6523 | 148.6523 | 148.6523 | 148.6523 | 148.6523 | 148.6523 | 148.6523 | 148.6523 | 148.6523 | 148.6523 | 148.6523 | 148.6523 | 148.6523 | 148.6523 | 148.6523 | 148.6523 | 148.6523 | 148.6523 | 148.6523 | 148.6523 | 148.6523 | 148.6523 | 148.6523 | 148.6523 | 148.6523 | 148.6523 | 148.6523 | 148.6523 | 148.6523 | 148.6523 | 148.6523 | 148.6523 | 148.6523 | 148.6523 | 148.6523 | 148.6523 | 148.6523 | 148.6523 | 148.6523 | 148.6523 | 148.6523 | 148.6523 | 148.6523 | 148.6523 | 148.6523 | 148.6523 | 148.6523 | 148.6523 | 148.6523 | 148.6523 | 148.6523 | 148.6523 | 148.6523 | 148.6523 | 148.6523 | 148.6523 | 148.6523 | 148.6523 | 148.6523 | 148.6523 | 148.6523 | 148.6523 | 148.6523 | 148.6523 | 148.6523 | 148.6523 | 148.6523 | 148.6523 | 148.6523 | 148.6523 | 148.6523 | 148.6523 | 148.6523 | 148.6523 | 148.6523 | 148.6523 | 148.6523 | 148.6523 | 148.6523 | 148.6523 | 148.6523 | 148.6523 | 148.6523 | 148.6523 | 148.6523 | 148.6523 | 148.6523 | 148.6523 | 148.6523 | 148.6523 | 148.6523 | 148.6523 | 148.6523 | 148.6523 | 148.6523 | 148.6523 | 148.6523 | 148.6523 | 148.6523 | 148.6523 | 148.6523 | 148.6523 | 148.6523 | 148.6523 | 148.6523 | 148.6523 | 148.6523 | 148.6523 | 148.6523 | 148.6523 | 148.6523 | 148.6523 | 148.6523 | 148.6523 | 148.6523 | 148.6523 | 148.6523 | 148.6523 | 148.6523 | 148.6523 | 148.6523 | 148.6523 | 148.6523 | 148.6523 | 148.6523 | 148.6523 | 148.6523 | 148.6523 | 148.6523 | 148.6523 | 148.6523 | 148.6523 | 148.6523 | 148.6523 | 148.6523 | 148.6523 | 148.6523 | 148.6523 | 148.6523 | 148.6523 | 148.6523 | 148.6523 | 148.6523 | 148.6523 | 148.6523 | 148.6523 | 148.6523 | 148.6523 | 148.6523 | 148.6523 | 148.6523 | 148.6523 | 148.6523 | 148.6523 | 148.6523 | 148.6523 | 148.6523 | 148.6523 | 148.6523 | 148.6523 | 148.6523 | 148.6523 | 148.6523 | 148.6523 | 148.6523 | 148.6523 | 148.6523 | 148.6523 | 148.6523 | 148.6523 | 148.6523 | 148.6523 | 148.6523 | 148.6523 | 148.6523 | 148.6523 | 148.6523 | 148.6523 | 148.6523 | 148.6523 | 148.6523 | 148.6523 | 148.6523 | 148.6523 | 148.6523 | 148.6523 | 148.6523 | 148.6523 | 148.6523 | 148.6523 | 148.6523 | 148.6523 | 148.6523 | 148.6523 | 148.6523 | 148.6523 | 148.6523 | 148.6523 | 148.6523 | 148.6523 | 148.6523 | 148.6523 | 148.6523 | 148.6523 | 148.6523 | 148.6523 | 148.6523 | 148.6523 | 148.6523 | 148.6523 | 148.6523 | 148.6523 | 148.6523 | 148.6523 | 148.6523 | 148.6523 | 148.6523 | 148.6523 | 148.6523 | 148.6523 | 148.6523 | 148.6523 | 148.6523 | 148.6523 | 148.6523 | 148.6523 | 148.6523 | 148.6523 | 148.6523 | 148.6523 | 148.6523 | 148.6523 | 148.6523 | 148.6523 | 148.6523 | 148.6523 | 148.6523 | 148.6523 | 148.6523 | 148.6523 | 148.6523 | 148.6523 | 148.6523 | 148.6523 | 148.6523 | 148.6523 | 148.6523 | 148.6523 | 148.6523 | 148.6523 | 148.6523 | 148.6523 | 148.6523 | 148.6523 | 148.6523 | 148.6523 | 148.6523 | 148.6523 | 148.6523 | 148.6523 | 148.6523 | 148.6523 | 148.6523 | 148.6523 | 148.6523 | 148.6523 | 148.6523 | 148.6523 | 148.6523 | 148.6523 | 148.6523 | 148.6523 | 148.6523 | 148.6523 | 148.6523 | 148.6523 | 148.6523 | 148.6523 | 148.6523 | 148.6523 | 148.6523 | 148.6523 | 148.6523 | 148.6523 | 148.6523 | 148.6523 | 148.6523 | 148.6523 | 148.6523 | 148.6523 | 148.6523 | 148.6523 | 148.6523 | 148.6523 | 148.6523 | 148.6523 | 148.6523 | 148.6523 | 148.6523 | 148.6523 | 148.6523 | 148.6523 | 148.6523 | 148.6523 | 148.6523 | 148.6523 | 148.6523 | 148.6523 | 148.6523 | 148.6523 | 148.6523 | 148.6523 | 148.6523 | 148.6523 | 148.6523 | 148.6523 | 148.6523 | 148.6523 | 148.6523 | 148.6523 | 148.6523 | 148.6523 | 148.6523 | 148.6523 | 148.6523 | 148.6523 | 148.6523 | 148.6523 | 148.6523 | 148.6523 | 148.6523 | 148.6523 | 148.6523 | 148.6523 | 148.6523 | 148.6523 | 148.6523 | 148.6523 | 148.6523 | 148.6523 | 148.6523 | 148.6523 | 148.6523 | 148.6523 | 148.6523 | 148.6523 | 148.6523 | 148.6523 | 148.6523 | 148.6523 | 148.6523 | 148.6523 | 148.6523 | 148.6523 | 148.6523 | 148.6523 | 148.6523 | 148.6523 | 148.6523 | 148.6523 | 148.6523 | 148.6523 | 148.6523 | 148.6523 | 148.6523 | 148.6523 | 148.6523 | 148.6523 | 148.6523 | 148.6523 | 148.6523 | 148.6523 | 148.6523 | 148.6523 | 148.6523 | 148.6523 | 148.6523 | 148.6523 | 148.6523 | 148.6523 | 148.6523 | 148.6523 | 148.6523 | 148.6523 | 148.6523 | 148.6523 | 148.6523 | 148.6523 | 148.6523 | 148.6523 | 148.6523 | 148.6523 | 148.6523 | 148.6523 | 148.6523 | 148.6523 | 148.6523 | 148.6523 | 148.6523 | 148.6523 | 148.6523 | 148.6523 | 148.6523 | 148.6523 | 148.6523 | 148.6523 | 148.6523 | 148.6523 | 148.6523 | 148.6523 | 148.6523 | 148.6523 | 148.6523 | 148.6523 | 148.6523 | 148.6523 | 148.6523 | 148.6523 | 148.6523 | 148.6523 | 148.6523 | 148.6523 | 148.6523 | 148.6523 | 148.6523 | 148.6523 | 148.6523 | 148.6523 | 148.6523 | 148.6523 | 148.6523 | 148.6523 | 148.6523 | 148.6523 | 148.6523 | 148.6523 | 148.6523 | 148.6523 | 148.6523 | 148.6523 | 148.6523 | 148.6523 | 148.6523 | 148.6523 | 148.6523 | 148.6523 | 148.6523 | 148.6523 | 148.6523 | 148.6523 | 148.6523 | 148.6523 | 148.6523 | 148.6523 | 148.6523 | 148.6523 | 148.6523 | 148.6523 | 148.6523 | 148.6523 | 148.6523 | 148.6523 | 148.6523 | 148.6523 | 148.6523 | 148.6523 | 148.6523 | 148.6523 | 148.6523 | 148.6523 | 148.6523 | 148.6523 | 148.6523 | 148.6523 | 148.6523 | 148.6523 | 148.6523 | 148.6523 | 148.6523 | 148.6523 | 148.6523 | 148.6523 | 148.6523 | 148.6523 | 148.6523 | 148.6523 | 148.6523 | 148.6523 | 148.6523 | 148.6523 | 148.6523 | 148.6523 | 148.6523 | 148.6523 | 148.6523 | 148.6523 | 148.6523 | 148.6523 | 148.6523 | 148.6523 | 148.6523 | 148.6523 | 148.6523 | 148.6523 | 148.6523 | 148.6523 | 148.6523 | 148.6523 | 148.6523 | 148.6523 | 148.6523 | 148.6523 | 148.6523 | 148.6523 | 148.6523 | 148.6523 | 148.6523 | 148.6523 | 148.6523 | 148.6523 | 148.6523 | 148.6523 | 148.6523 | 148.6523 | 148.6523 | 148.6523 | 148.6523 | 148.6523 | 148.6523 | 148.6523 | 148.6523 | 148.6523 | 148.6523 | 148.6523 | 148.6523 | 148.6523 | 148.6523 | 148.6523 | 148.6523 | 148.6523 | 148.6523 | 148.6523 | 148.6523 | 148.6523 | 148.6523 | 148.6523 | 148.6523 | 148.6523 | 148.6523 | 148.6523 | 148.6523 | 148.6523 | 148.6523 | 148.6523 | 148.6523 | 148.6523 | 148.6523 | 148.6523 | 148.6523 | 148.6523 | 148.6523 | 148.6523 | 148.6523 | 148.6523 | 148.6523 | 148.6523 | 148.6523 | 148.6523 | 148.6523 | 148.6523 | 148.6523 | 148.6523 | 148.6523 | 148.6523 | 148.6523 | 148.6523 | 148.6523 | 148.6523 | 148.6523 | 148.6523 | 148.6523 | 148.6523 | 148.6523 | 148.6523 | 148.6523 | 148.6523 | 148.6523 | 148.6523 | 148.6523 | 148.6523 | 148.6523 | 148.6523 | 148.6523 | 148.6523 | 148.6523 | 148.6523 | 148.6523 | 148.6523 | 148.6523 | 148.6523 | 148.6523 | 148.6523 | 148.6523 | 148.6523 | 148.6523 | 148.6523 | 148.6523 | 148.6523 | 148.6523 | 148.6523 | 148.6523 | 148.6523 | 148.6523 | 148.6523 | 148.6523 | 148.6523 | 148.6523 | 148.6523 | 148.6523 | 148.6523 | 148.6523 | 148.6523 | 148.6523 | 148.6523 | 148.6523 | 148.6523 | 148.6523 | 148.6523 | 148.6523 | 148.6523 | 148.6523 | 148.6523 | 148.6523 | 148.6523 | 148.6523 | 148.6523 | 148.6523 | 148.6523 | 148.6523 | 148.6523 | 148.6523 | 148.6523 | 148.6523 | 148.6523 | 148.6523 | 148.6523 | 148.6523 | 148.6523 | 148.6523 | 148.6523 | 148.6523 | 148.6523 | 148.6523 | 148.6523 | 148.6523 | 148.6523 | 148.6523 | 148.6523 | 148.6523 | 148.6523 | 148.6523 | 148.6523 | 148.6523 | 148.6523 | 148.6523 | 148.6523 | 148.6523 | 148.6523 | 148.6523 | 148.6523 | 148.6523 | 148.6523 | 148.6523 | 148.6523 | 148.6523 | 148.6523 | 148.6523 | 148.6523 | 148.6523 | 148.6523 | 148.6523 | 148.6523 | 148.6523 | 148.6523 | 148.6523 | 148.6523 | 148.6523 | 148.6523 | 148.6523 | 148.6523 | 148.6523 | 148.6523 | 148.6523 | 148.6523 | 148.6523 | 148.6523 | 148.6523 | 148.6523 | 148.6523 | 148.6523 | 148.6523 | 148.6523 | 148.6523 | 148.6523 | 148.6523 | 148.6523 | 148.6523 | 148.6523 | 148.6523 | 148.6523 | 148.6523 | 148.6523 | 148.6523 | 148.6523 | 148.6523 | 148.6523 | 148.6523 | 148.6523 | 148.6523 | 148.6523 | 148.6523 | 148.6523 | 148.6523 | 148.6523 | 148.6523 | 148.6523 | 148.6523 | 148.6523 | 148.6523 | 148.6523 | 148.6523 | 148.6523 | 148.6523 | 148.6523 | 148.6523 | 148.6523 | 148.6523 | 148.6523 | 148.6523 | 148.6523 | 148.6523 | 148.6523 | 148.6523 | 148.6523 | 148.6523 | 148.6523 | 148.6523 | 148.6523 | 148.6523 | 148.6523 | 148.6523 | 148.6523 | 148.6523 | 148.6523 | 148.6523 | 148.6523 | 148.6523 | 148.6523 | 148.6523 | 148.6523 | 148.6523 | 148.6523 | 148.6523 | 148.6523 | 148.6523 | 148.6523 | 148.6523 | 148.6523 | 148.6523 | 148.6523 | 148.6523 | 148.6523 | 148.6523 | 148.6523 | 148.6523 | 148.6523 | 148.6523 | 148.6523 | 148.6523 | 148.6523 | 148.6523 | 148.6523 | 148.6523 | 148.6523 | 148.6523 | 148.6523 | 148.6523 | 148.6523 | 148.6523 | 148.6523 | 148.6523 | 148.6523 | 148.6523 | 148.6523 | 148.6523 | 148.6523 | 148.6523 | 148.6523 | 148.6523 | 148.6523 | 148.6523 | 148.6523 | 148.6523 | 148.6523 | 148.6523 | 148.6523 | 148.6523 | 148.6523 | 148.6523 | 148.6523 | 148.6523 | 148.6523 | 148.6523 | 148.6523 | 148.6523 | 148.6523 | 148.6523 | 148.6523 | 148.6523 | 148.6523 | 148.6523 | 148.6523 | 148.6523 | 148.6523 | 148.6523 | 148.6523 | 148.6523 | 148.6523 | 148.6523 | 148.6523 | 148.6523 | 148.6523 | 148.6523 | 148.6523 | 148.6523 | 148.6523 | 148.6523 | 148.6523 | 148.6523 | 148.6523 | 148.6523 | 148.6523 | 148.6523 | 148.6523 | 148.6523 | 148.6523 | 148.6523 | 148.6523 | 148.6523 | 148.6523 | 148.6523 | 148.6523 | 148.6523 | 148.6523 | 148.6523 | 148.6523 | 148.6523 | 148.6523 | 148.6523 | 148.6523 | 148.6523 | 148.6523 | 148.6523 | 148.6523 | 148.6523 | 148.6523 | 148.6523 | 148.6523 | 148.6523 | 148.6523 | 148.6523 | 148.6523 | 148.6523 | 148.6523 | 148.6523 | 148.6523 | 148.6523 | 148.6523 | 148.6523 | 148.6523 | 148.6523 | 148.6523 | 148.6523 | 148.6523 | 148.6523 | 148.6523 | 148.6523 | 148.6523 | 148.6523 | 148.6523 | 148.6523 | 148.6523 | 148.6523 | 148.6523 | 148.6523 | 148.6523 | 148.6523 | 148.6523 | 148.6523 | 148.6523 | 148.6523 | 148.6523 | 148.6523 | 148.6523 | 148.6523 | 148.6523 | 148.6523 | 148.6523 | 148.6523 | 148.6523 | 148.6523 | 148.6523 | 148.6523 | 148.6523 | 148.6523 | 148.6523 | 148.6523 | 148.6523 | 148.6523 | 148.6523 | 148.6523 | 148.6523 | 148.6523 | 148.6523 | 148.6523 | 148.6523 | 148.6523 | 148.6523 | 148.6523 | 148.6523 | 148.6523 | 148.6523 | 148.6523 | 148.6523 | 148.6523 | 148.6523 | 148.6523 | 148.6523 | 148.6523 | 148.6523 | 148.6523 | 148.6523 | 148.6523 | 148.6523 | 148.6523 | 148.6523 | 148.6523 | 148.6523 | 148.6523 | 148.6523 | 148.6523 | 148.6523 | 148.6523 | 148.6523 | 148.6523 | 148.6523 | 148.6523 | 148.6523 | 148.6523 | 148.6523 | 148.6523 | 148.6523 | 148.6523 | 148.6523 | 148.6523 | 148.6523 | 148.6523 | 148.6523 | 148.6523 | 148.6523 | 148.6523 | 148.6523 | 148.6523 | 148.6523 | 148.6523 | 148.6523 | 148.6523 | 148.6523 | 148.6523 | 148.6523 | 148.6523 | 148.6523 | 148.6523 | 148.6523 | 148.6523 | 148.6523 | 148.6523 | 148.6523 | 148.6523 | 148.6523 | 148.6523 | 148.6523 | 148.6523 | 148.6523 | 148.6523 | 148.6523 | 148.6523 | 148.6523 | 148.6523 | 148.6523 | 148.6523 | 148.6523 | 148.6523 | 148.6523 | 148.6523 | 148.6523 | 148.6523 | 148.6523 | 148.6523 | 148.6523 | 148.6523 | 148.6523 | 148.6523 | 148.6523 | 148.6523 | 148.6523 | 148.6523 | 148.6523 | 148.6523 | 148.6523 | 148.6523 | 148.6523 | 148.6523 | 148.6523 | 148.6523 | 148.6523 | 148.6523 | 148.6523 | 148.6523 | 148.6523 | 148.6523 | 148.6523 | 148.6523 | 148.6523 | 148.6523 | 148.6523 | 148.6523 | 148.6523 | 148.6523 | 148.6523 | 148.6523 | 148.6523 | 148.6523 | 148.6523 | 148.6523 | 148.6523 | 148.6523 | 148.6523 | 148.6523 | 148.6523 | 148.6523 | 148.6523 | 148.6523 | 148.6523 | 148.6523 | 148.6523 | 148.6523 | 148.6523 | 148.6523 | 148.6523 | 148.6523 | 148.6523 | 148.6523 | 148.6523 | 148.6523 | 148.6523 | 148.6523 | 148.6523 | 148.6523 | 148.6523 | 148.6523 | 148.6523 | 148.6523 | 148.6523 | 148.6523 | 148.6523 | 148.6523 | 148.6523 | 148.6523 | 148.6523 | 148.6523 | 148.6523 | 148.6523 | 148.6523 | 148.6523 | 148.6523 | 148.6523 | 148.6523 | 148.6523 | 148.6523 | 148.6523 | 148.6523 | 148.6523 | 148.6523 | 148.6523 | 148.6523 | 148.6523 | 148.6523 | 148.6523 | 148.6523 | 148.6523 | 148.6523 | 148.6523 | 148.6523 | 148.6523 | 148.6523 | 148.6523 | 148.6523 | 148.6523 | 148.6523 | 148.6523 | 148.6523 | 148.6523 | 148.6523 | 148.6523 | 148.6523 | 148.6523 | 148.6523 | 148.6523 | 148.6523 | 148.6523 | 148.6523 | 148.6523 | 148.6523 | 148.6523 | 148.6523 | 148.6523 | 148.6523 | 148.6523 | 148.6523 | 148.6523 | 148.6523 | 148.6523 | 148.6523 | 148.6523 | 148.6523 | 148.6523 | 148.6523 | 148.6523 | 148.6523 | 148.6523 | 148.6523 | 148.6523 | 148.6523 | 148.6523 | 148.6523 | 148.6523 | 148.6523 | 148.6523 | 148.6523 | 148.6523 | 148.6523 | 148.6523 | 148.6523 | 148.6523 | 148.6523 | 148.6523 | 148.6523 | 148.6523 | 148.6523 | 148.6523 | 148.6523 | 148.6523 | 148.6523 | 148.6523 | 148.6523 | 148.6523 | 148.6523 | 148.6523 | 148.6523 | 148.6523 | 148.6523 | 148.6523 | 148.6523 | 148.6523 | 148.6523 | 148.6523 | 148.6523 | 148.6523 | 148.6523 | 148.6523 | 148.6523 | 148.6523 | 148.6523 | 148.6523 | 148.6523 | 148.6523 | 148.6523 | 148.6523 | 148.6523 | 148.6523 | 148.6523 | 148.6523 | 148.6523 | 148.6523 | 148.6523 | 148.6523 | 148.6523 | 148.6523 | 148.6523 | 148.6523 | 148.6523 | 148.6523 | 148.6523 | 148.6523 | 148.6523 | 148.6523 | 148.6523 | 148.6523 | 148.6523 | 148.6523 | 148.6523 | 148.6523 | 148.6523 | 148.6523 | 148.6523 | 148.6523 | 148.6523 | 148.6523 | 148.6523 | 148.6523 | 148.6523 | 148.6523 | 148.6523 | 148.6523 | 148.6523 | 148.6523 | 148.6523 | 148.6523 | 148.6523 | 148.6523 | 148.6523 | 148.6523 | 148.6523 | 148.6523 | 148.6523 | 148.6523 | 148.6523 | 148.6523 | 148.6523 | 148.6523 | 148.6523 | 148.6523 | 148.6523 | 148.6523 | 148.6523 | 148.6523 | 148.6523 | 148.6523 | 148.6523 | 148.6523 | 148.6523 | 148.6523 | 148.6523 | 148.6523 | 148.6523 | 148.6523 | 148.6523 | 148.6523 | 148.6523 | 148.6523 | 148.6523 | 148.6523 | 148.6523 | 148.6523 | 148.6523 | 148.6523 | 148.6523 | 148.6523 | 148.6523 | 148.6523 | 148.6523 | 148.6523 | 148.6523 | 148.6523 | 148.6523 | 148.6523 | 148.6523 | 148.6523 | 148.6523 | 148.6523 | 148.6523 | 148.6523 | 148.6523 | 148.6523 | 148.6523 | 148.6523 | 148.6523 | 148.6523 | 148.6523 | 148.6523 | 148.6523 | 148.6523 | 148.6523 | 148.6523 | 148.6523 | 148.6523 | 148.6523 | 148.6523 | 148.6523 | 148.6523 | 148.6523 | 148.6523 | 148.6523 | 148.6523 | 148.6523 | 148.6523 | 148.6523 | 148.6523 | 148.6523 | 148.6523 | 148.6523 | 148.6523 | 148.6523 | 148.6523 | 148.6523 | 148.6523 | 148.6523 | 148.6523 | 148.6523 | 148.6523 | 148.6523 | 148.6523 | 148.6523 | 148.6523 | 148.6523 | 148.6523 | 148.6523 | 148.6523 | 148.6523 | 148.6523 | 148.6523 | 148.6523 | 148.6523 | 148.6523 | 148.6523 | 148.6523 | 148.6523 | 148.6523 | 148.6523 | 148.6523 | 148.6523 | 148.6523 | 148.6523 | 148.6523 | 148.6523 | 148.6523 | 148.6523 | 148.6523 | 148.6523 | 148.6523 | 148.6523 | 148.6523 | 148.6523 | 148.6523 | 148.6523 | 148.6523 | 148.6523 | 148.6523 | 148.6523 | 148.6523 | 148.6523 | 148.6523 | 148.6523 | 148.6523 | 148.6523 | 148.6523 | 148.6523 | 148.6523 | 148.6523 | 148.6523 | 148.6523 | 148.6523 | 148.6523 | 148.6523 | 148.6523 | 148.6523 | 148.6523 | 148.6523 | 148.6523 | 148.6523 | 148.6523 | 148.6523 | 148.6523 | 148.6523 | 148.6523 | 148.6523 | 148.6523 | 148.6523 | 148.6523 | 148.6523 | 148.6523 | 148.6523 | 148.6523 | 148.6523 | 148.6523 | 148.6523 | 148.6523 | 148.6523 | 148.6523 | 148.6523 | 148.6523 | 148.6523 | 148.6523 | 148.6523 | 148.6523 | 148.6523 | 148.6523 | 148.6523 | 148.6523 | 148.6523 | 148.6523 | 148.6523 | 148.6523 | 148.6523 | 148.6523 | 148.6523 | 148.6523 | 148.6523 | 148.6523 | 148.6523 | 148.6523 | 148.6523 | 148.6523 | 148.6523 | 148.6523 | 148.6523 | 148.6523 | 148.6523 | 148.6523 | 148.6523 | 148.6523 | 148.6523 | 148.6523 | 148.6523 | 148.6523 | 148.6523 | 148.6523 | 148.6523 | 148.6523 | 148.6523 | 148.6523 | 148.6523 | 148.6523 | 148.6523 | 148.6523 | 148.6523 | 148.6523 | 148.6523 | 148.6523 | 148.6523 | 148.6523 | 148.6523 | 148.6523 | 148.6523 | 148.6523 | 148.6523 | 148.6523 | 148.6523 | 148.6523 | 148.6523 | 148.6523 | 148.6523 | 148.6523 | 148.6523 | 148.6523 | 148.6523 | 148.6523 | 148.6523 | 148.6523 | 148.6523 | 148.6523 | 148.6523 | 148.6523 | 148.6523 | 148.6523 | 148.6523 | 148.6523 | 148.6523 | 148.6523 | 148.6523 | 148.6523 | 148.6523 | 148.6523 | 148.6523 | 148.6523 | 148.6523 | 148.6523 | 148.6523 | 148.6523 | 148.6523 | 148.6523 | 148.6523 | 148.6523 | 148.6523 | 148.6523 | 148.6523 | 148.6523 | 148.6523 | 148.6523 | 148.6523 | 148.6523 | 148.6523 | 148.6523 | 148.6523 | 148.6523 | 148.6523 | 148.6523 | 148.6523 | 148.6523 | 148.6523 | 148.6523 | 148.6523 | 148.6523 | 148.6523 | 148.6523 | 148.6523 | 148.6523 | 148.6523 | 148.6523 | 148.6523 | 148.6523 | 148.6523 | 148.6523 | 148.6523 | 148.6523 | 148.6523 | 148.6523 | 148.6523 | 148.6523 | 148.6523 | 148.6523 | 148.6523 | 148.6523 | 148.6523 | 148.6523 | 148.6523 | 148.6523 | 148.6523 | 148.6523 | 148.6523 | 148.6523 | 148.6523 | 148.6523 | 148.6523 | 148.6523 | 148.6523 | 148.6523 | 148.6523 | 148.6523 | 148.6523 | 148.6523 | 148.6523 | 148.6523 | 148.6523 | 148.6523 | 148.6523 | 148.6523 | 148.6523 | 148.6523 | 148.6523 | 148.6523 | 148.6523 | 148.6523 | 148.6523 | 148.6523 | 148.6523 | 148.6523 | 148.6523 | 148.6523 | 148.6523 | 148.6523 | 148.6523 | 148.6523 | 148.6523 | 148.6523 | 148.6523 | 148.6523 | 148.6523 | 148.6523 | 148.6523 | 148.6523 | 148.6523 | 148.6523 | 148.6523 | 148.6523 | 148.6523 | 148.6523 | 148.6523 | 148.6523 | 148.6523 | 148.6523 | 148.6523 | 148.6523 | 148.6523 | 148.6523 | 148.6523 | 148.6523 | 148.6523 | 148.6523 | 148.6523 | 148.6523 | 148.6523 | 148.6523 | 148.6523 | 148.6523 | 148.6523 | 148.6523 | 148.6523 | 148.6523 | 148.6523 | 148.6523 | 148.6523 | 148.6523 | 148.6523 | 148.6523 | 148.6523 | 148.6523 | 148.6523 | 148.6523 | 148.6523 | 148.6523 | 148.6523 | 148.6523 | 148.6523 | 148.6523 | 148.6523 | 148.6523 | 148.6523 | 148.6523 | 148.6523 | 148.6523 | 148.6523 | 148.6523 | 148.6523 | 148.6523 | 148.6523 | 148.6523 | 148.6523 | 148.6523 | 148.6523 | 148.6523 | 148.6523 | 148.6523 | 148.6523 | 148.6523 | 148.6523 | 148.6523 | 148.6523 | 148.6523 | 148.6523 | 148.6523 | 148.6523 | 148.6523 | 148.6523 | 148.6523 | 148.6523 | 148.6523 | 148.6523 | 148.6523 | 148.6523 | 148.6523 | 148.6523 | 148.6523 | 148.6523 | 148.6523 | 148.6523 | 148.6523 | 148.6523 | 148.6523 | 148.6523 | 148.6523 | 148.6523 | 148.6523 | 148.6523 | 148.6523 | 148.6523 | 148.6523 | 148.6523 | 148.6523 | 148.6523 | 148.6523 | 148.6523 | 148.6523 | 148.6523 | 148.6523 | 148.6523 | 148.6523 | 148.6523 | 148.6523 | 148.6523 | 148.6523 | 148.6523 | 148.6523 | 148.6523 | 148.6523 | 148.6523 | 148.6523 | 148.6523 | 148.6523 | 148.6523 | 148.6523 | 148.6523 | 148.6523 | 148.6523 | 148.6523 | 148.6523 | 148.6523 | 148.6523 | 148.6523 | 148.6523 | 148.6523 | 148.6523 | 148.6523 | 148.6523 | 148.6523 | 148.6523 | 148.6523 | 148.6523 | 148.6523 | 148.6523 | 148.6523 | 148.6523 | 148.6523 | 148.6523 | 148.6523 | 148.6523 | 148.6523 | 148.6523 | 148.6523 | 148.6523 | 148.6523 | 148.6523 | 148.6523 | 148.6523 | 148.6523 | 148.6523 | 148.6523 | 148.6523 | 148.6523 | 148.6523 | 148.6523 | 148.6523 | 148.6523 | 148.6523 | 148.6523 | 148.6523 | 148.6523 | 148.6523 | 148.6523 | 148.6523 | 148.6523 | 148.6523 | 148.6523 | 148.6523 | 148.6523 | 148.6523 | 148.6523 | 148.6523 | 148.6523 | 148.6523 | 148.6523 | 148.6523 | 148.6523 | 148.6523 | 148.6523 | 148.6523 | 148.6523 | 148.6523 | 148.6523 | 148.6523 | 148.6523 | 148.6523 | 148.6523 | 148.6523 | 148.6523 | 148.6523 | 148.6523 | 148.6523 | 148.6523 | 148.6523 | 148.6523 | 148.6523 | 148.6523 | 148.6523 | 148.6523 | 148.6523 | 148.6523 | 148.6523 | 148.6523 | 148.6523 | 148.6523 | 148.6523 | 148.6523 | 148.6523 | 148.6523 | 148.6523 | 148.6523 | 148.6523 | 148.6523 | 148.6523 | 148.6523 | 148.6523 | 148.6523 | 148.6523 | 148.6523 | 148.6523 | 148.6523 | 148.6523 | 148.6523 | 148.6523 | 148.6523 | 148.6523 | 148.6523 | 148.6523 | 148.6523 | 148.6523 | 148.6523 | 148.6523 | 148.6523 | 148.6523 | 148.6523 | 148.6523 | 148.6523 | 148.6523 | 148.6523 | 148.6523 | 148.6523 | 148.6523 | 148.6523 | 148.6523 | 148.6523 | 148.6523 | 148.6523 | 148.6523 | 148.6523 | 148.6523 | 148.6523 | 148.6523 | 148.6523 | 148.6523 | 148.6523 | 148.6523 | 148.6523 | 148.6523 | 148.6523 | 148.6523 | 148.6523 | 148.6523 | 148.6523 | 148.6523 | 148.6523 | 148.6523 | 148.6523 | 148.6523 | 148.6523 | 148.6523 | 148.6523 | 148.6523 | 148.6523 | 148.6523 | 148.6523 | 148.6523 | 148.6523 | 148.6523 | 148.6523 | 148.6523 | 148.6523 | 148.6523 | 148.6523 | 148.6523 | 148.6523 | 148.6523 | 148.6523 | 148.6523 | 148.6523 | 148.6523 | 148.6523 | 148.6523 | 148.6523 | 148.6523 | 148.6523 | 148.6523 | 148.6523 | 148.6523 | 148.6523 | 148.6523 | 148.6523 | 148.6523 | 148.6523 | 148.6523 | 148.6523 | 148.6523 | 148.6523 | 148.6523 | 148.6523 | 148.6523 | 148.6523 | 148.6523 | 148.6523 | 148.6523 | 148.6523 | 148.6523 | 148.6523 | 148.6523 | 148.6523 | 148.6523 | 148.6523 | 148.6523 | 148.6523 | 148.6523 | 148.6523 | 148.6523 | 148.6523 | 148.6523 | 148.6523 | 148.6523 | 148.6523 | 148.6523 | 148.6523 | 148.6523 | 148.6523 | 148.6523 | 148.6523 | 148.6523 | 148.6523 | 148.6523 | 148.6523 | 148.6523 | 148.6523 | 148.6523 | 148.6523 | 148.6523 | 148.6523 | 148.6523 | 148.6523 | 148.6523 | 148.6523 | 148.6523 | 148.6523 | 148.6523 | 148.6523 | 148.6523 | 148.6523 | 148.6523 | 148.6523 | 148.6523 | 148.6523 | 148.6523 | 148.6523 | 148.6523 | 148.6523 | 148.6523 | 148.6523 | 148.6523 | 148.6523 | 148.6523 | 148.6523 | 148.6523 | 148.6523 | 148.6523 | 148.6523 | 148.6523 | 148.6523 | 148.6523 | 148.6523 | 148.6523 | 148.6523 | 148.6523 | 148.6523 | 148.6523 | 148.6523 | 148.6523 | 148.6523 | 148.6523 | 148.6523 | 148.6523 | 148.6523 | 148.6523 | 148.6523 | 148.6523 | 148.6523 | 148.6523 | 148.6523 | 148.6523 | 148.6523 | 148.6523 | 148.6523 | 148.6523 | 148.6523 | 148.6523 | 148.6523 | 148.6523 | 148.6523 | 148.6523 | 148.6523 | 148.6523 | 148.6523 | 148.6523 | 148.6523 | 148.6523 | 148.6523 | 148.6523 | 148.6523 | 148.6523 | 148.6523 | 148.6523 | 148.6523 | 148.6523 | 148.6523 | 148.6523 | 148.6523 | 148.6523 | 148.6523 | 148.6523 | 148.6523 | 148.6523 | 148.6523 | 148.6523 | 148.6523 | 148.6523 | 148.6523 | 148.6523 | 148.6523 | 148.6523 | 148.6523 | 148.6523 | 148.6523 | 148.6523 | 148.6523 | 148.6523 | 148.6523 | 148.6523 | 148.6523 | 148.6523 | 148.6523 | 148.6523 | 148.6523 | 148.6523 | 148.6523 | 148.6523 | 148.6523 | 148.6523 | 148.6523 | 148.6523 | 148.6523 | 148.6523 | 148.6523 | 148.6523 | 148.6523 | 148.6523 | 148.6523 | 148.6523 | 148.6523 | 148.6523 | 148.6523 | 148.6523 | 148.6523 | 148.6523 | 148.6523 | 148.6523 | 148.6523 | 148.6523 | 148.6523 | 148.6523 | 148.6523 | 148.6523 | 148.6523 | 148.6523 | 148.6523 | 148.6523 | 148.6523 | 148.6523 | 148.6523 | 148.6523 | 148.6523 | 148.6523 | 148.6523 | 148.6523 | 148.6523 | 148.6523 | 148.6523 | 148.6523 | 148.6523 | 148.6523 | 148.6523 | 148.6523 | 148.6523 | 148.6523 | 148.6523 | 148.6523 | 148.6523 | 148.6523 | 148.6523 | 148.6523 | 148.6523 | 148.6523 | 148.6523 | 148.6523 | 148.6523 | 148.6523 | 148.6523 | 148.6523 | 148.6523 | 148.6523 | 148.6523 | 148.6523 | 148.6523 | 148.6523 | 148.6523 | 148.6523 | 148.6523 | 148.6523 | 148.6523 | 148.6523 | 148.6523 | 148.6523 | 148.6523 | 148.6523 | 148.6523 | 148.6523 | 148.6523 | 148.6523 | 148.6523 | 148.6523 | 148.6523 | 148.6523 | 148.6523 | 148.6523 | 148.6523 | 148.6523 | 148.6523 | 148.6523 | 148.6523 | 148.6523 | 148.6523 | 148.6523 | 148.6523 | 148.6523 | 148.6523 | 148.6523 | 148.6523 | 148.6523 | 148.6523 | 148.6523 | 148.6523 | 148.6523 | 148.6523 | 148.6523 | 148.6523 | 148.6523 | 148.6523 | 148.6523 | 148.6523 | 148.6523 | 148.6523 | 148.6523 | 148.6523 | 148.6523 | 148.6523 | 148.6523 | 148.6523 | 148.6523 | 148.6523 | 148.6523 | 148.6523 | 148.6523 | 148.6523 | 148.6523 | 148.6523 | 148.6523 | 148.6523 | 148.6523 | 148.6523 | 148.6523 | 148.6523 | 148.6523 | 148.6523 | 148.6523 | 148.6523 | 148.6523 | 148.6523 | 148.6523 | 148.6523 | 148.6523 | 148.6523 | 148.6523 | 148.6523 | 148.6523 | 148.6523 | 148.6523 | 148.6523 | 148.6523 | 148.6523 | 148.6523 | 148.6523 | 148.6523 | 148.6523 | 148.6523 | 148.6523 | 148.6523 | 148.6523 | 148.6523 | 148.6523 | 148.6523 | 148.6523 | 148.6523 | 148.6523 | 148.6523 | 148.6523 | 148.6523 | 148.6523 | 148.6523 | 148.6523 | 148.6523 | 148.6523 | 148.6523 | 148.6523 | 148.6523 | 148.6523 | 148.6523 | 148.6523 | 148.6523 | 148.6523 | 148.6523 | 148.6523 | 148.6523 | 148.6523 | 148.6523 | 148.6523 | 148.6523 | 148.6523 | 148.6523 | 148.6523 | 148.6523 | 148.6523 | 148.6523 | 148.6523 | 148.6523 | 148.6523 | 148.6523 | 148.6523 | 148.6523 | 148.6523 | 148.6523 | 148.6523 | 148.6523 | 148.6523 | 148.6523 | 148.6523 | 148.6523 | 148.6523 | 148.6523 | 148.6523 | 148.6523 | 148.6523 | 148.6523 | 148.6523 | 148.6523 | 148.6523 | 148.6523 | 148.6523 | 148.6523 | 148.6523 | 148.6523 | 148.6523 | 148.6523 | 148.6523 | 148.6523 | 148.6523 | 148.6523 | 148.6523 | 148.6523 | 148.6523 | 148.6523 | 148.6523 | 148.6523 | 148.6523 | 148.6523 | 148.6523 | 148.6523 | 148.6523 | 148.6523 | 148.6523 | 148.6523 | 148.6523 | 148.6523 | 148.6523 | 148.6523 | 148.6523 | 148.6523 | 148.6523 | 148.6523 | 148.6523 | 148.6523 | 148.6523 | 148.6523 | 148.6523 | 148.6523 | 148.6523 | 148.6523 | 148.6523 | 148.6523 | 148.6523 | 148.6523 | 148.6523 | 148.6523 | 148.6523 | 148.6523 | 148.6523 | 148.6523 | 148.6523 | 148.6523 | 148.6523 | 148.6523 | 148.6523 | 148.6523 | 148.6523 | 148.6523 | 148.6523 | 148.6523 | 148.6523 | 148.6523 | 148.6523 | 148.6523 | 148.6523 | 148.6523 | 148.6523 | 148.6523 | 148.6523 | 148.6523 | 148.6523 | 148.6523 | 148.6523 | 148.6523 | 148.6523 | 148.6523 | 148.6523 | 148.6523 | 148.6523 | 148.6523 | 148.6523 | 148.6523 | 148.6523 | 148.6523 | 148.6523 | 148.6523 | 148.6523 | 148.6523 | 148.6523 | 148.6523 | 148.6523 | 148.6523 | 148.6523 | 148.6523 | 148.6523 | 148.6523 | 148.6523 | 148.6523 | 148.6523 | 148.6523 | 148.6523 | 148.6523 | 148.6523 | 148.6523 | 148.6523 | 148.6523 | 148.6523 | 148.6523 | 148.6523 | 148.6523 | 148.6523 | 148.6523 | 148.6523 | 148.6523 | 148.6523 | 148.6523 | 148.6523 | 148.6523 | 148.6523 | 148.6523 | 148.6523 | 148.6523 | 148.6523 | 148.6523 | 148.6523 | 148.6523 | 148.6523 | 148.6523 | 148.6523 | 148.6523 | 148.6523 | 148.6523 | 148.6523 | 148.6523 | 148.6523 | 148.6523 | 148.6523 | 148.6523 | 148.6523 | 148.6523 | 148.6523 | 148.6523 | 148.6523 | 148.6523 | 148.6523 | 148.6523 | 148.6523 | 148.6523 | 148.6523 | 148.6523 | 148.6523 | 148.6523 | 148.6523 | 148.6523 | 148.6523 | 148.6523 | 148.6523 | 148.6523 | 148.6523 | 148.6523 | 148.6523 | 148.6523 | 148.6523 | 148.6523 | 148.6523 | 148.6523 | 148.6523 | 148.6523 | 148.6523 | 148.6523 | 148.6523 | 148.6523 | 148.6523 | 148.6523 | 148.6523 | 148.6523 | 148.6523 | 148.6523 | 148.6523 | 148.6523 | 148.6523 | 148.6523 | 148.6523 | 148.6523 | 148.6523 | 148.6523 | 148.6523 | 148.6523 | 148.6523 | 148.6523 | 148.6523 | 148.6523 | 148.6523 | 148.6523 | 148.6523 | 148.6523 | 148.6523 | 148.6523 | 148.6523 | 148.6523 | 148.6523 | 148.6523 | 148.6523 | 148.6523 | 148.6523 | 148.6523 | 148.6523 | 148.6523 | 148.6523 | 148.6523 | 148.6523 | 148.6523 | 148.6523 | 148.6523 | 148.6523 | 148.6523 | 148.6523 | 148.6523 | 148.6523 | 148.6523 | 148.6523 | 148.6523 | 148.6523 | 148.6523 | 148.6523 | 148.6523 | 148.6523 | 148.6523 | 148.6523 | 148.6523 | 148.6523 | 148.6523 | 148.6523 | 148.6523 | 148.6523 | 148.6523 | 148.6523 | 148.6523 | 148.6523 | 148.6523 | 148.6523 | 148.6523 | 148.6523 | 148.6523 | 148.6523 | 148.6523 | 148.6523 | 148.6523 | 148.6523 | 148.6523 | 148.6523 | 148.6523 | 148.6523 | 148.6523 | 148.6523 | 148.6523 | 148.6523 | 148.6523 | 148.6523 | 148.6523 | 148.6523 | 148.6523 | 148.6523 | 148.6523 | 148.6523 | 148.6523 | 148.6523 | 148.6523 | 148.6523 | 148.6523 | 148.6523 | 148.6523 | 148.6523 | 148.6523 | 148.6523 | 148.6523 | 148.6523 | 148.6523 | 148.6523 | 148.6523 | 148.6523 | 148.6523 | 148.6523 | 148.6523 | 148.6523 | 148.6523 | 148.6523 | 148.6523 | 148.6523 | 148.6523 | 148.6523 | 148.6523 | 148.6523 | 148.6523 | 148.6523 | 148.6523 | 148.6523 | 148.6523 | 148.6523 | 148.6523 | 148.6523 | 148.6523 | 148.6523 | 148.6523 | 148.6523 | 148.6523 | 148.6523 | 148.6523 | 148.6523 | 148.6523 | 148.6523 | 148.6523 | 148.6523 | 148.6523 | 148.6523 | 148.6523 | 148.6523 | 148.6523 | 148.6523 | 148.6523 | 148.6523 | 148.6523 | 148.6523 | 148.6523 | 148.6523 | 148.6523 | 148.6523 | 148.6523 | 148.6523 | 148.6523 | 148.6523 | 148.6523 | 148.6523 | 148.6523 | 148.6523 | 148.6523 | 148.6523 | 148.6523 | 148.6523 | 148.6523 | 148.6523 | 148.6523 | 148.6523 | 148.6523 | 148.6523 | 148.6523 | 148.6523 | 148.6523 | 148.6523 | 148.6523 | 148.6523 | 148.6523 | 148.6523 | 148.6523 | 148.6523 | 148.6523 | 148.6523 | 148.6523 | 148.6523 | 148.6523 | 148.6523 | 148.6523 | 148.6523 | 148.6523 | 148.6523 | 148.6523 | 148.6523 | 148.6523 | 148.6523 | 148.6523 | 148.6523 | 148.6523 | 148.6523 | 148.6523 | 148.6523 | 148.6523 | 148.6523 | 148.6523 | 148.6523 | 148.6523 | 148.6523 | 148.6523 | 148.6523 | 148.6523 | 148.6523 | 148.6523 | 148.6523 | 148.6523 | 148.6523 | 148.6523 | 148.6523 | 148.6523 | 148.6523 | 148.6523 | 148.6523 | 148.6523 | 148.6523 | 148.6523 | 148.6523 | 148.6523 | 148.6523 | 148.6523 | 148.6523 | 148.6523 | 148.6523 | 148.6523 | 148.6523 | 148.6523 | 148.6523 | 148.6523 | 148.6523 | 148.6523 | 148.6523 | 148.6523 | 148.6523 | 148.6523 | 148.6523 | 148.6523 | 148.6523 | 148.6523 | 148.6523 | 148.6523 | 148.6523 | 148.6523 | 148.6523 | 148.6523 | 148.6523 | 148.6523 | 148.6523 | 148.6523 | 148.6523 | 148.6523 | 148.6523 | 148.6523 | 148.6523 | 148.6523 | 148.6523 | 148.6523 | 148.6523 | 148.6523 | 148.6523 | 148.6523 | 148.6523 | 148.6523 | 148.6523 | 148.6523 | 148.6523 | 148.6523 | 148.6523 | 148.6523 | 148.6523 | 148.6523 | 148.6523 | 148.6523 | 148.6523 | 148.6523 | 148.6523 | 148.6523 | 148.6523 | 148.6523 | 148.6523 | 148.6523 | 148.6523 | 148.6523 | 148.6523 | 148.6523 | 148.6523 | 148.6523 | 148.6523 | 148.6523 | 148.6523 | 148.6523 | 148.6523 | 148.6523 | 148.6523 | 148.6523 | 148.6523 | 148.6523 | 148.6523 | 148.6523 | 148.6523 | 148.6523 | 148.6523 | 148.6523 | 148.6523 | 148.6523 | 148.6523 | 148.6523 | 148.6523 | 148.6523 | 148.6523 | 148.6523 | 148.6523 | 148.6523 | 148.6523 | 148.6523 | 148.6523 | 148.6523 | 148.6523 | 148.6523 | 148.6523 | 148.6523 | 148.6523 | 148.6523 | 148.6523 | 148.6523 | 148.6523 | 148.6523 | 148.6523 | 148.6523 | 148.6523 | 148.6523 | 148.6523 | 148.6523 | 148.6523 | 148.6523 | 148.6523 | 148.6523 | 148.6523 | 148.6523 | 148.6523 | 148.6523 | 148.6523 | 148.6523 | 148.6523 | 148.6523 | 148.6523 | 148.6523 | 148.6523 | 148.6523 | 148.6523 | 148.6523 | 148.6523 | 148.6523 | 148.6523 | 148.6523 | 148.6523 | 148.6523 | 148.6523 | 148.6523 | 148.6523 | 148.6523 | 148.6523 | 148.6523 | 148.6523 | 148.6523 | 148.6523 | 148.6523 | 148.6523 | 148.6523 | 148.6523 | 148.6523 | 148.6523 | 148.6523 | 148.6523 | 148.6523 | 148.6523 | 148.6523 | 148.6523 | 148.6523 | 148.6523 | 148.6523 | 148.6523 | 148.6523 | 148.6523 | 148.6523 | 148.6523 | 148.6523 | 148.6523 | 148.6523 | 148.6523 | 148.6523 | 148.6523 | 148.6523 | 148.6523 | 148.6523 | 148.6523 | 148.6523 | 148.6523 | 148.6523 | 148.6523 | 148.6523 | 148.6523 | 148.6523 | 148.6523 | 148.6523 | 148.6523 | 148.6523 | 148.6523 | 148.6523 | 148.6523 | 148.6523 | 148.6523 | 148.6523 | 148.6523 | 148.6523 | 148.6523 | 148.6523 | 148.6523 | 148.6523 | 148.6523 | 148.6523 | 148.6523 | 148.6523 | 148.6523 | 148.6523 | 148.6523 | 148.6523 | 148.6523 | 148.6523 | 148.6523 | 148.6523 | 148.6523 | 148.6523 | 148.6523 | 148.6523 | 148.6523 | 148.6523 | 148.6523 | 148.6523 | 148.6523 | 148.6523 | 148.6523 | 148.6523 | 148.6523 | 148.6523 | 148.6523 | 148.6523 | 148.6523 | 148.6523 | 148.6523 | 148.6523 | 148.6523 | 148.6523 | 148.6523 | 148.6523 | 148.6523 | 148.6523 | 148.6523 | 148.6523 | 148.6523 | 148.6523 | 148.6523 | 148.6523 | 148.6523 | 148.6523 | 148.6523 | 148.6523 | 148.6523 | 148.6523 | 148.6523 | 148.6523 | 148.6523 | 148.6523 | 148.6523 | 148.6523 | 148.6523 | 148.6523 | 148.6523 | 148.6523 | 148.6523 | 148.6523 | 148.6523 | 148.6523 | 148.6523 | 148.6523 | 148.6523 | 148.6523 | 148.6523 | 148.6523 | 148.6523 | 148.6523 | 148.6523 | 148.6523 | 148.6523 | 148.6523 | 148.6523 | 148.6523 | 148.6523 | 148.6523 | 148.6523 | 148.6523 | 148.6523 | 148.6523 | 148.6523 | 148.6523 | 148.6523 | 148.6523 | 148.6523 | 148.6523 | 148.6523 | 148.6523 | 148.6523 | 148.6523 | 148.6523 | 148.6523 | 148.6523 | 148.6523 | 148.6523 | 148.6523 | 148.6523 | 148.6523 | 148.6523 | 148.6523 | 148.6523 | 148.6523 | 148.6523 | 148.6523 | 148.6523 | 148.6523 | 148.6523 | 148.6523 | 148.6523 | 148.6523 | 148.6523 | 148.6523 | 148.6523 | 148.6523 | 148.6523 | 148.6523 | 148.6523 | 148.6523 | 148.6523 | 148.6523 | 148.6523 | 148.6523 | 148.6523 | 148.6523 | 148.6523 | 148.6523 | 148.6523 | 148.6523 | 148.6523 | 148.6523 | 148.6523 | 148.6523 | 148.6523 | 148.6523 | 148.6523 | 148.6523 | 148.6523 | 148.6523 | 148.6523 | 148.6523 | 148.6523 | 148.6523 | 148.6523 | 148.6523 | 148.6523 | 148.6523 | 148.6523 | 148.6523 | 148.6523 | 148.6523 | 148.6523 | 148.6523 | 148.6523 | 148.6523 | 148.6523 | 148.6523 | 148.6523 | 148.6523 | 148.6523 | 148.6523 | 148.6523 | 148.6523 | 148.6523 | 148.6523 | 148.6523 | 148.6523 | 148.6523 | 148.6523 | 148.6523 | 148.6523 | 148.6523 | 148.6523 | 148.6523 | 148.6523 | 148.6523 | 148.6523 | 148.6523 | 148.6523 | 148.6523 | 148.6523 | 148.6523 | 148.6523 | 148.6523 | 148.6523 | 148.6523 | 148.6523 | 148.6523 | 148.6523 | 148.6523 | 148.6523 | 148.6523 | 148.6523 | 148.6523 | 148.6523 | 148.6523 | 148.6523 | 148.6523 | 148.6523 | 148.6523 | 148.6523 | 148.6523 | 148.6523 | 148.6523 | 148.6523 | 148.6523 | 148.6523 | 148.6523 | 148.6523 | 148.6523 | 148.6523 | 148.6523 | 148.6523 | 148.6523 | 148.6523 | 148.6523 | 148.6523 | 148.6523 | 148.6523 | 148.6523 | 148.6523 | 148.6523 | 148.6523 | 148.6523 | 148.6523 | 148.6523 | 148.6523 | 148.6523 | 148.6523 | 148.6523 | 148.6523 | 148.6523 | 148.6523 | 148.6523 | 148.6523 | 148.6523 | 148.6523 | 148.6523 | 148.6523 | 148.6523 | 148.6523 | 148.6523 | 148.6523 | 148.6523 | 148.6523 | 148.6523 | 148.6523 | 148.6523 | 148.6523 | 148.6523 | 148.6523 | 148.6523 | 148.6523 | 148.6523 | 148.6523 | 148.6523 | 148.6523 | 148.6523 | 148.6523 | 148.6523 | 148.6523 | 148.6523 | 148.6523 | 148.6523 | 148.6523 | 148.6523 | 148.6523 | 148.6523 | 148.6523 | 148.6523 | 148.6523 | 148.6523 | 148.6523 | 148.6523 | 148.6523 | 148.6523 | 148.6523 | 148.6523 | 148.6523 | 148.6523 | 148.6523 | 148.6523 | 148.6523 | 148.6523 | 148.6523 | 148.6523 | 148.6523 | 148.6523 | 148.6523 | 148.6523 | 148.6523 | 148.6523 | 148.6523 | 148.6523 | 148.6523 | 148.6523 | 148.6523 | 148.6523 | 148.6523 | 148.6523 | 148.6523 | 148.6523 | 148.6523 | 148.6523 | 148.6523 | 148.6523 | 148.6523 | 148.6523 | 148.6523 | 148.6523 | 148.6523 | 148.6523 | 148.6523 | 148.6523 | 148.6523 | 148.6523 | 148.6523 | 148.6523 | 148.6523 | 148.6523 | 148.6523 | 148.6523 | 148.6523 | 148.6523 | 148.6523 | 148.6523 | 148.6523 | 148.6523 | 148.6523 | 148.6523 | 148.6523 | 148.6523 | 148.6523 | 148.6523 | 148.6523 | 148.6523 | 148.6523 | 148.6523 | 148.6523 | 148.6523 | 148.6523 | 148.6523 | 148.6523 | 148.6523 | 148.6523 | 148.6523 | 148.6523 | 148.6523 | 148.6523 | 148.6523 | 148.6523 | 148.6523 | 148.6523 | 148.6523 | 148.6523 | 148.6523 | 148.6523 | 148.6523 | 148.6523 | 148.6523 | 148.6523 | 148.6523 | 148.6523 | 148.6523 | 148.6523 | 148.6523 | 148.6523 | 148.6523 | 148.6523 | 148.6523 | 148.6523 | 148.6523 | 148.6523 | 148.6523 | 148.6523 | 148.6523 | 148.6523 | 148.6523 | 148.6523 | 148.6523 | 148.6523 | 148.6523 | 148.6523 | 148.6523 | 148.6523 | 148.6523 | 148.6523 | 148.6523 | 148.6523 | 148.6523 | 148.6523 | 148.6523 | 148.6523 | 148.6523 | 148.6523 | 148.6523 | 148.6523 | 148.6523 | 148.6523 | 148.6523 | 148.6523 | 148.6523 | 148.6523 | 148.6523 | 148.6523 | 148.6523 | 148.6523 | 148.6523 | 148.6523 | 148.6523 | 148.6523 | 148.6523 | 148.6523 | 148.6523 | 148.6523 | 148.6523 | 148.6523 | 148.6523 | 148.6523 | 148.6523 | 148.6523 | 148.6523 | 148.6523 | 148.6523 | 148.6523 | 148.6523 | 148.6523 | 148.6523 | 148.6523 | 148.6523 | 148.6523 | 148.6523 | 148.6523 | 148.6523 | 148.6523 | 148.6523 | 148.6523 | 148.6523 | 148.6523 | 148.6523 | 148.6523 | 148.6523 | 148.6523 | 148.6523 | 148.6523 | 148.6523 | 148.6523 | 148.6523 | 148.6523 | 148.6523 | 148.6523 | 148.6523 | 148.6523 | 148.6523 | 148.6523 | 148.6523 | 148.6523 | 148.6523 | 148.6523 | 148.6523 | 148.6523 | 148.6523 | 148.6523 | 148.6523 | 148.6523 | 148.6523 | 148.6523 | 148.6523 | 148.6523 | 148.6523 | 148.6523 | 148.6523 | 148.6523 | 148.6523 | 148.6523 | 148.6523 | 148.6523 | 148.6523 | 148.6523 | 148.6523 | 148.6523 | 148.6523 | 148.6523 | 148.6523 | 148.6523 | 148.6523 | 148.6523 | 148.6523 | 148.6523 | 148.6523 | 148.6523 | 148.6523 | 148.6523 | 148.6523 | 148.6523 | 148.6523 | 148.6523 | 148.6523 | 148.6523 | 148.6523 | 148.6523 | 148.6523 | 148.6523 | 148.6523 | 148.6523 | 148.6523 | 148.6523 | 148.6523 | 148.6523 | 148.6523 | 148.6523 | 148.6523 | 148.6523 | 148.6523 | 148.6523 | 148.6523 | 148.6523 | 148.6523 | 148.6523 | 148.6523 | 148.6523 | 148.6523 | 148.6523 | 148.6523 | 148.6523 | 148.6523 | 148.6523 | 148.6523 | 148.6523 | 148.6523 | 148.6523 | 148.6523 | 148.6523 | 148.6523 | 148.6523 | 148.6523 | 148.6523 | 148.6523 | 148.6523 | 148.6523 | 148.6523 | 148.6523 | 148.6523 | 148.6523 | 148.6523 | 148.6523 | 148.6523 | 148.6523 | 148.6523 | 148.6523 | 148.6523 | 148.6523 | 148.6523 | 148.6523 | 148.6523 | 148.6523 | 148.6523 | 148.6523 | 148.6523 | 148.6523 | 148.6523 | 148.6523 | 148.6523 | 148.6523 | 148.6523 | 148.6523 | 148.6523 | 148.6523 | 148.6523 | 148.6523 | 148.6523 | 148.6523 | 148.6523 | 148.6523 | 148.6523 | 148.6523 | 148.6523 | 148.6523 | 148.6523 | 148.6523 | 148.6523 | 148.6523 | 148.6523 | 148.6523 | 148.6523 | 148.6523 | 148.6523 | 148.6523 | 148.6523 | 148.6523 | 148.6523 | 148.6523 | 148.6523 | 148.6523 | 148.6523 | 148.6523 | 148.6523 | 148.6523 | 148.6523 | 148.6523 | 148.6523 | 148.6523 | 148.6523 | 148.6523 | 148.6523 | 148.6523 | 148.6523 | 148.6523 | 148.6523 | 148.6523 | 148.6523 | 148.6523 | 148.6523 | 148.6523 | 148.6523 | 148.6523 | 148.6523 | 148.6523 | 148.6523 | 148.6523 | 148.6523 | 148.6523 | 148.6523 | 148.6523 | 148.6523 | 148.6523 | 148.6523 | 148.6523 | 148.6523 | 148.6523 | 148.6523 | 148.6523 | 148.6523 | 148.6523 | 148.6523 | 148.6523 | 148.6523 | 148.6523 | 148.6523 | 148.6523 | 148.6523 | 148.6523 | 148.6523 | 148.6523 | 148.6523 | 148.6523 | 148.6523 | 148.6523 | 148.6523 | 148.6523 | 148.6523 | 148.6523 | 148.6523 | 148.6523 | 148.6523 | 148.6523 | 148.6523 | 148.6523 | 148.6523 | 148.6523 | 148.6523 | 148.6523 | 148.6523 | 148.6523 | 148.6523 | 148.6523 | 148.6523 | 148.6523 | 148.6523 | 148.6523 | 148.6523 | 148.6523 | 148.6523 | 148.6523 | 148.6523 | 148.6523 | 148.6523 | 148.6523 | 148.6523 | 148.6523 | 148.6523 | 148.6523 | 148.6523 | 148.6523 | 148.6523 | 148.6523 | 148.6523 | 148.6523 | 148.6523 | 148.6523 | 148.6523 | 148.6523 | 148.6523 | 148.6523 | 148.6523 | 148.6523 | 148.6523 | 148.6523 | 148.6523 | 148.6523 | 148.6523 | 148.6523 | 148.6523 | 148.6523 | 148.6523 | 148.6523 | 148.6523 | 148.6523 | 148.6523 | 148.6523 | 148.6523 | 148.6523 | 148.6523 | 148.6523 | 148.6523 | 148.6523 | 148.6523 | 148.6523 | 148.6523 | 148.6523 | 148.6523 | 148.6523 | 148.6523 | 148.6523 | 148.6523 | 148.6523 | 148.6523 | 148.6523 | 148.6523 | 148.6523 | 148.6523 | 148.6523 | 148.6523 | 148.6523 | 148.6523 | 148.6523 | 148.6523 | 148.6523 | 148.6523 | 148.6523 | 148.6523 | 148.6523 | 148.6523 | 148.6523 | 148.6523 | 148.6523 | 148.6523 | 148.6523 | 148.6523 | 148.6523 | 148.6523 | 148.6523 | 148.6523 | 148.6523 | 148.6523 | 148.6523 | 148.6523 | 148.6523 | 148.6523 | 148.6523 | 148.6523 | 148.6523 | 148.6523 | 148.6523 | 148.6523 | 148.6523 | 148.6523 | 148.6523 | 148.6523 | 148.6523 | 148.6523 | 148.6523 | 148.6523 | 148.6523 | 148.6523 | 148.6523 | 148.6523 | 148.6523 | 148.6523 | 148.6523 | 148.6523 | 148.6523 | 148.6523 | 148.6523 | 148.6523 | 148.6523 | 148.6523 | 148.6523 | 148.6523 | 148.6523 | 148.6523 | 148.6523 | 148.6523 | 148.6523 | 148.6523 | 148.6523 | 148.6523 | 148.6523 | 148.6523 | 148.6523 | 148.6523 | 148.6523 | 148.6523 | 148.6523 | 148.6523 | 148.6523 | 148.6523 | 148.6523 | 148.6523 | 148.6523 | 148.6523 | 148.6523 | 148.6523 | 148.6523 | 148.6523 | 148.6523 | 148.6523 | 148.6523 | 148.6523 | 148.6523 | 148.6523 | 148.6523 | 148.6523 | 148.6523 | 148.6523 | 148.6523 | 148.6523 | 148.6523 | 148.6523 | 148.6523 | 148.6523 | 148.6523 | 148.6523 | 148.6523 | 148.6523 | 148.6523 | 148.6523 | 148.6523 | 148.6523 | 148.6523 | 148.6523 | 148.6523 | 148.6523 | 148.6523 | 148.6523 | 148.6523 | 148.6523 | 148.6523 | 148.6523 | 148.6523 | 148.6523 | 148.6523 | 148.6523 | 148.6523 | 148.6523 | 148.6523 | 148.6523 | 148.6523 | 148.6523 | 148.6523 | 148.6523 | 148.6523 | 148.6523 | 148.6523 | 148.6523 | 148.6523 | 148.6523 | 148.6523 | 148.6523 | 148.6523 | 148.6523 | 148.6523 | 148.6523 | 148.6523 | 148.6523 | 148.6523 | 148.6523 | 148.6523 | 148.6523 | 148.6523 | 148.6523 | 148.6523 | 148.6523 | 148.6523 | 148.6523 | 148.6523 | 148.6523 | 148.6523 | 148.6523 | 148.6523 | 148.6523 | 148.6523 | 148.6523 | 148.6523 | 148.6523 | 148.6523 | 148.6523 | 148.6523 | 148.6523 | 148.6523 | 148.6523 | 148.6523 | 148.6523 | 148.6523 | 148.6523 | 148.6523 | 148.6523 | 148.6523 | 148.6523 | 148.6523 | 148.6523 | 148.6523 | 148.6523 | 148.6523 | 148.6523 | 148.6523 | 148.6523 | 148.6523 | 148.6523 | 148.6523 | 148.6523 | 148.6523 | 148.6523 | 148.6523 | 148.6523 | 148.6523 | 148.6523 | 148.6523 | 148.6523 | 148.6523 | 148.6523 | 148.6523 | 148.6523 | 148.6523 | 148.6523 | 148.6523 | 148.6523 | 148.6523 | 148.6523 | 148.6523 | 148.6523 | 148.6523 | 148.6523 | 148.6523 | 148.6523 | 148.6523 | 148.6523 | 148.6523 | 148.6523 | 148.6523 | 148.6523 | 148.6523 | 148.6523 | 148.6523 | 148.6523 | 148.6523 | 148.6523 | 148.6523 | 148.6523 | 148.6523 | 148.6523 | 148.6523 | 148.6523 | 148.6523 | 148.6523 | 148.6523 | 148.6523 | 148.6523 | 148.6523 | 148.6523 | 148.6523 | 148.6523 | 148.6523 | 148.6523 | 148.6523 | 148.6523 | 148.6523 | 148.6523 | 148.6523 | 148.6523 | 148.6523 | 148.6523 | 148.6523 | 148.6523 | 148.6523 | 148.6523 | 148.6523 | 148.6523 | 148.6523 | 148.6523 | 148.6523 | 148.6523 | 148.6523 | 148.6523 | 148.6523 | 148.6523 | 148.6523 | 148.6523 | 148.6523 | 148.6523 | 148.6523 | 148.6523 | 148.6523 | 148.6523 | 148.6523 | 148.6523 | 148.6523 | 148.6523 | 148.6523 | 148.6523 | 148.6523 | 148.6523 | 148.6523 | 148.6523 | 148.6523 | 148.6523 | 148.6523 | 148.6523 | 148.6523 | 148.6523 | 148.6523 | 148.6523 | 148.6523 | 148.6523 | 148.6523 | 148.6523 | 148.6523 | 148.6523 | 148.6523 | 148.6523 | 148.6523 | 148.6523 | 148.6523 | 148.6523 | 148.6523 | 148.6523 | 148.6523 | 148.6523 | 148.6523 | 148.6523 | 148.6523 | 148.6523 | 148.6523 | 148.6523 | 148.6523 | 148.6523 | 148.6523 | 148.6523 | 148.6523 | 148.6523 | 148.6523 | 148.6523 | 148.6523 | 148.6523 | 148.6523 | 148.6523 | 148.6523 | 148.6523 | 148.6523 | 148.6523 | 148.6523 | 148.6523 | 148.6523 | 148.6523 | 148.6523 | 148.6523 | 148.6523 | 148.6523 | 148.6523 | 148.6523 | 148.6523 | 148.6523 | 148.6523 | 148.6523 | 148.6523 | 148.6523 | 148.6523 | 148.6523 | 148.6523 | 148.6523 | 148.6523 | 148.6523 | 148.6523 | 148.6523 | 148.6523 | 148.6523 | 148.6523 | 148.6523 | 148.6523 | 148.6523 | 148.6523 | 148.6523 | 148.6523 | 148.6523 | 148.6523 | 148.6523 | 148.6523 | 148.6523 | 148.6523 | 148.6523 | 148.6523 | 148.6523 | 148.6523 | 148.6523 | 148.6523 | 148.6523 | 148.6523 | 148.6523 | 148.6523 | 148.6523 | 148.6523 | 148.6523 | 148.6523 | 148.6523 | 148.6523 | 148.6523 | 148.6523 | 148.6523 | 148.6523 | 148.6523 | 148.6523 | 148.6523 | 148.6523 | 148.6523 | 148.6523 | 148.6523 | 148.6523 | 148.6523 | 148.6523 | 148.6523 | 148.6523 | 148.6523 | 148.6523 | 148.6523 | 148.6523 | 148.6523 | 148.6523 | 148.6523 | 148.6523 | 148.6523 | 148.6523 | 148.6523 | 148.6523 | 148.6523 | 148.6523 | 148.6523 | 148.6523 | 148.6523 | 148.6523 | 148.6523 | 148.6523 | 148.6523 | 148.6523 | 148.6523 | 148.6523 | 148.6523 | 148.6523 | 148.6523 | 148.6523 | 148.6523 | 148.6523 | 148.6523 | 148.6523 | 148.6523 | 148.6523 | 148.6523 | 148.6523 | 148.6523 | 148.6523 | 148.6523 | 148.6523 | 148.6523 | 148.6523 | 148.6523 | 148.6523 | 148.6523 | 148.6523 | 148.6523 | 148.6523 | 148.6523 | 148.6523 | 148.6523 | 148.6523 | 148.6523 | 148.6523 | 148.6523 | 148.6523 | 148.6523 | 148.6523 | 148.6523 | 148.6523 | 148.6523 | 148.6523 | 148.6523 | 148.6523 | 148.6523 | 148.6523 | 148.6523 | 148.6523 | 148.6523 | 148.6523 | 148.6523 | 148.6523 | 148.6523 | 148.6523 | 148.6523 | 148.6523 | 148.6523 | 148.6523 | 148.6523 | 148.6523 | 148.6523 | 148.6523 | 148.6523 | 148.6523 | 148.6523 | 148.6523 | 148.6523 | 148.6523 | 148.6523 | 148.6523 | 148.6523 | 148.6523 | 148.6523 | 148.6523 | 148.6523 | 148.6523 | 148.6523 | 148.6523 | 148.6523 | 148.6523 | 148.6523 | 148.6523 | 148.6523 | 148.6523 | 148.6523 | 148.6523 | 148.6523 | 148.6523 | 148.6523 | 148.6523 | 148.6523 | 148.6523 | 148.6523 | 148.6523 | 148.6523 | 148.6523 | 148.6523 | 148.6523 | 148.6523 | 148.6523 | 148.6523 | 148.6523 | 148.6523 | 148.6523 | 148.6523 | 148.6523 | 148.6523 | 148.6523 | 148.6523 | 148.6523 | 148.6523 | 148.6523 | 148.6523 | 148.6523 | 148.6523 | 148.6523 | 148.6523 | 148.6523 | 148.6523 | 148.6523 | 148.6523 | 148.6523 | 148.6523 | 148.6523 | 148.6523 | 148.6523 | 148.6523 | 148.6523 | 148.6523 | 148.6523 | 148.6523 | 148.6523 | 148.6523 | 148.6523 | 148.6523 | 148.6523 | 148.6523 | 148.6523 | 148.6523 | 148.6523 | 148.6523 | 148.6523 | 148.6523 | 148.6523 | 148.6523 | 148.6523 | 148.6523 | 148.6523 | 148.6523 | 148.6523 | 148.6523 | 148.6523 | 148.6523 | 148.6523 | 148.6523 | 148.6523 | 148.6523 | 148.6523 | 148.6523 | 148.6523 | 148.6523 | 148.6523 | 148.6523 | 148.6523 | 148.6523 | 148.6523 | 148.6523 | 148.6523 | 148.6523 | 148.6523 | 148.6523 | 148.6523 | 148.6523 | 148.6523 | 148.6523 | 148.6523 | 148.6523 | 148.6523 | 148.6523 | 148.6523 | 148.6523 | 148.6523 | 148.6523 | 148.6523 | 148.6523 | 148.6523 | 148.6523 | 148.6523 | 148.6523 | 148.6523 | 148.6523 | 148.6523 | 148.6523 | 148.6523 | 148.6523 | 148.6523 | 148.6523 | 148.6523 | 148.6523 | 148.6523 | 148.6523 | 148.6523 | 148.6523 | 148.6523 | 148.6523 | 148.6523 | 148.6523 | 148.6523 | 148.6523 | 148.6523 | 148.6523 | 148.6523 | 148.6523 | 148.6523 | 148.6523 | 148.6523 | 148.6523 | 148.6523 | 148.6523 | 148.6523 | 148.6523 | 148.6523 | 148.6523 | 148.6523 | 148.6523 | 148.6523 | 148.6523 | 148.6523 | 148.6523 | 148.6523 | 148.6523 | 148.6523 | 148.6523 | 148.6523 | 148.6523 | 148.6523 | 148.6523 | 148.6523 | 148.6523 | 148.6523 | 148.6523 | 148.6523 | 148.6523 | 148.6523 | 148.6523 | 148.6523 | 148.6523 | 148.6523 | 148.6523 | 148.6523 | 148.6523 | 148.6523 | 148.6523 | 148.6523 | 148.6523 | 148.6523 | 148.6523 | 148.6523 | 148.6523 | 148.6523 | 148.6523 | 148.6523 | 148.6523 | 148.6523 | 148.6523 | 148.6523 | 148.6523 | 148.6523 | 148.6523 | 148.6523 | 148.6523 | 148.6523 | 148.6523 | 148.6523 | 148.6523 | 148.6523 | 148.6523 | 148.6523 | 148.6523 | 148.6523 | 148.6523 | 148.6523 | 148.6523 | 148.6523 | 148.6523 | 148.6523 | 148.6523 | 148.6523 | 148.6523 | 148.6523 | 148.6523 | 148.6523 | 148.6523 | 148.6523 | 148.6523 | 148.6523 | 148.6523 | 148.6523 | 148.6523 | 148.6523 | 148.6523 | 148.6523 | 148.6523 | 148.6523 | 148.6523 | 148.6523 | 148.6523 | 148.6523 | 148.6523 | 148.6523 | 148.6523 | 148.6523 | 148.6523 | 148.6523 | 148.6523 | 148.6523 | 148.6523 | 148.6523 | 148.6523 | 148.6523 | 148.6523 | 148.6523 | 148.6523 | 148.6523 | 148.6523 | 148.6523 | 148.6523 | 148.6523 | 148.6523 | 148.6523 | 148.6523 | 148.6523 | 148.6523 | 148.6523 | 148.6523 | 148.6523 | 148.6523 | 148.6523 | 148.6523 | 148.6523 | 148.6523 | 148.6523 | 148.6523 | 148.6523 | 148.6523 | 148.6523 | 148.6523 | 148.6523 | 148.6523 | 148.6523 | 148.6523 | 148.6523 | 148.6523 | 148.6523 | 148.6523 | 148.6523 | 148.6523 | 148.6523 | 148.6523 | 148.6523 | 148.6523 | 148.6523 | 148.6523 | 148.6523 | 148.6523 | 148.6523 | 148.6523 | 148.6523 | 148.6523 | 148.6523 | 148.6523 | 148.6523 | 148.6523 | 148.6523 | 148.6523 | 148.6523 | 148.6523 | 148.6523 | 148.6523 | 148.6523 | 148.6523 | 148.6523 | 148.6523 | 148.6523 | 148.6523 | 148.6523 | 148.6523 | 148.6523 | 148.6523 | 148.6523 | 148.6523 | 148.6523 | 148.6523 | 148.6523 | 148.6523 | 148.6523 | 148.6523 | 148.6523 | 148.6523 | 148.6523 | 148.6523 | 148.6523 | 148.6523 | 148.6523 | 148.6523 | 148.6523 | 148.6523 | 148.6523 | 148.6523 | 148.6523 | 148.6523 | 148.6523 | 148.6523 | 148.6523 | 148.6523 | 148.6523 | 148.6523 | 148.6523 | 148.6523 | 148.6523 | 148.6523 | 148.6523 | 148.6523 | 148.6523 | 148.6523 | 148.6523 | 148.6523 | 148.6523 | 148.6523 | 148.6523 | 148.6523 | 148.6523 | 148.6523 | 148.6523 | 148.6523 | 148.6523 | 148.6523 | 148.6523 | 148.6523 | 148.6523 | 148.6523 | 148.6523 | 148.6523 | 148.6523 | 148.6523 | 148.6523 | 148.6523 | 148.6523 | 148.6523 | 148.6523 | 148.6523 | 148.6523 | 148.6523 | 148.6523 | 148.6523 | 148.6523 | 148.6523 | 148.6523 | 148.6523 | 148.6523 | 148.6523 | 148.6523 | 148.6523 | 148.6523 | 148.6523 | 148.6523 | 148.6523 | 148.6523 | 148.6523 | 148.6523
Number of infected individuals | N_inf | constant | 1 |  | - | Number of infected people in the space | N_inf | [9999 empty] | 1 | bar: 1 to 9999
Total number of occupants | N | constant | 32 |  | - | Total number of occupants in the space | N | 32 | 32 | 32 | 32 | 32 | 32 | 32 | 32 | 32 | 32 | 32 | 32 | 32 | 32 | 32 | 32 | 32 | 32 | 32 | 32 | 32 | 32 | 32 | 32 | 32 | 32 | 32 | 32 | 32 | 32 | 32 | 32 | 32 | 32 | 32 | 32 | 32 | 32 | 32 | 32 | 32 | 32 | 32 | 32 | 32 | 32 | 32 | 32 | 32 | 32 | 32 | 32 | 32 | 32 | 32 | 32 | 32 | 32 | 32 | 32 | 32 | 32 | 32 | 32 | 32 | 32 | 32 | 32 | 32 | 32 | 32 | 32 | 32 | 32 | 32 | 32 | 32 | 32 | 32 | 32 | 32 | 32 | 32 | 32 | 32 | 32 | 32 | 32 | 32 | 32 | 32 | 32 | 32 | 32 | 32 | 32 | 32 | 32 | 32 | 32 | 32 | 32 | 32 | 32 | 32 | 32 | 32 | 32 | 32 | 32 | 32 | 32 | 32 | 32 | 32 | 32 | 32 | 32 | 32 | 32 | 32 | 32 | 32 | 32 | 32 | 32 | 32 | 32 | 32 | 32 | 32 | 32 | 32 | 32 | 32 | 32 | 32 | 32 | 32 | 32 | 32 | 32 | 32 | 32 | 32 | 32 | 32 | 32 | 32 | 32 | 32 | 32 | 32 | 32 | 32 | 32 | 32 | 32 | 32 | 32 | 32 | 32 | 32 | 32 | 32 | 32 | 32 | 32 | 32 | 32 | 32 | 32 | 32 | 32 | 32 | 32 | 32 | 32 | 32 | 32 | 32 | 32 | 32 | 32 | 32 | 32 | 32 | 32 | 32 | 32 | 32 | 32 | 32 | 32 | 32 | 32 | 32 | 32 | 32 | 32 | 32 | 32 | 32 | 32 | 32 | 32 | 32 | 32 | 32 | 32 | 32 | 32 | 32 | 32 | 32 | 32 | 32 | 32 | 32 | 32 | 32 | 32 | 32 | 32 | 32 | 32 | 32 | 32 | 32 | 32 | 32 | 32 | 32 | 32 | 32 | 32 | 32 | 32 | 32 | 32 | 32 | 32 | 32 | 32 | 32 | 32 | 32 | 32 | 32 | 32 | 32 | 32 | 32 | 32 | 32 | 32 | 32 | 32 | 32 | 32 | 32 | 32 | 32 | 32 | 32 | 32 | 32 | 32 | 32 | 32 | 32 | 32 | 32 | 32 | 32 | 32 | 32 | 32 | 32 | 32 | 32 | 32 | 32 | 32 | 32 | 32 | 32 | 32 | 32 | 32 | 32 | 32 | 32 | 32 | 32 | 32 | 32 | 32 | 32 | 32 | 32 | 32 | 32 | 32 | 32 | 32 | 32 | 32 | 32 | 32 | 32 | 32 | 32 | 32 | 32 | 32 | 32 | 32 | 32 | 32 | 32 | 32 | 32 | 32 | 32 | 32 | 32 | 32 | 32 | 32 | 32 | 32 | 32 | 32 | 32 | 32 | 32 | 32 | 32 | 32 | 32 | 32 | 32 | 32 | 32 | 32 | 32 | 32 | 32 | 32 | 32 | 32 | 32 | 32 | 32 | 32 | 32 | 32 | 32 | 32 | 32 | 32 | 32 | 32 | 32 | 32 | 32 | 32 | 32 | 32 | 32 | 32 | 32 | 32 | 32 | 32 | 32 | 32 | 32 | 32 | 32 | 32 | 32 | 32 | 32 | 32 | 32 | 32 | 32 | 32 | 32 | 32 | 32 | 32 | 32 | 32 | 32 | 32 | 32 | 32 | 32 | 32 | 32 | 32 | 32 | 32 | 32 | 32 | 32 | 32 | 32 | 32 | 32 | 32 | 32 | 32 | 32 | 32 | 32 | 32 | 32 | 32 | 32 | 32 | 32 | 32 | 32 | 32 | 32 | 32 | 32 | 32 | 32 | 32 | 32 | 32 | 32 | 32 | 32 | 32 | 32 | 32 | 32 | 32 | 32 | 32 | 32 | 32 | 32 | 32 | 32 | 32 | 32 | 32 | 32 | 32 | 32 | 32 | 32 | 32 | 32 | 32 | 32 | 32 | 32 | 32 | 32 | 32 | 32 | 32 | 32 | 32 | 32 | 32 | 32 | 32 | 32 | 32 | 32 | 32 | 32 | 32 | 32 | 32 | 32 | 32 | 32 | 32 | 32 | 32 | 32 | 32 | 32 | 32 | 32 | 32 | 32 | 32 | 32 | 32 | 32 | 32 | 32 | 32 | 32 | 32 | 32 | 32 | 32 | 32 | 32 | 32 | 32 | 32 | 32 | 32 | 32 | 32 | 32 | 32 | 32 | 32 | 32 | 32 | 32 | 32 | 32 | 32 | 32 | 32 | 32 | 32 | 32 | 32 | 32 | 32 | 32 | 32 | 32 | 32 | 32 | 32 | 32 | 32 | 32 | 32 | 32 | 32 | 32 | 32 | 32 | 32 | 32 | 32 | 32 | 32 | 32 | 32 | 32 | 32 | 32 | 32 | 32 | 32 | 32 | 32 | 32 | 32 | 32 | 32 | 32 | 32 | 32 | 32 | 32 | 32 | 32 | 32 | 32 | 32 | 32 | 32 | 32 | 32 | 32 | 32 | 32 | 32 | 32 | 32 | 32 | 32 | 32 | 32 | 32 | 32 | 32 | 32 | 32 | 32 | 32 | 32 | 32 | 32 | 32 | 32 | 32 | 32 | 32 | 32 | 32 | 32 | 32 | 32 | 32 | 32 | 32 | 32 | 32 | 32 | 32 | 32 | 32 | 32 | 32 | 32 | 32 | 32 | 32 | 32 | 32 | 32 | 32 | 32 | 32 | 32 | 32 | 32 | 32 | 32 | 32 | 32 | 32 | 32 | 32 | 32 | 32 | 32 | 32 | 32 | 32 | 32 | 32 | 32 | 32 | 32 | 32 | 32 | 32 | 32 | 32 | 32 | 32 | 32 | 32 | 32 | 32 | 32 | 32 | 32 | 32 | 32 | 32 | 32 | 32 | 32 | 32 | 32 | 32 | 32 | 32 | 32 | 32 | 32 | 32 | 32 | 32 | 32 | 32 | 32 | 32 | 32 | 32 | 32 | 32 | 32 | 32 | 32 | 32 | 32 | 32 | 32 | 32 | 32 | 32 | 32 | 32 | 32 | 32 | 32 | 32 | 32 | 32 | 32 | 32 | 32 | 32 | 32 | 32 | 32 | 32 | 32 | 32 | 32 | 32 | 32 | 32 | 32 | 32 | 32 | 32 | 32 | 32 | 32 | 32 | 32 | 32 | 32 | 32 | 32 | 32 | 32 | 32 | 32 | 32 | 32 | 32 | 32 | 32 | 32 | 32 | 32 | 32 | 32 | 32 | 32 | 32 | 32 | 32 | 32 | 32 | 32 | 32 | 32 | 32 | 32 | 32 | 32 | 32 | 32 | 32 | 32 | 32 | 32 | 32 | 32 | 32 | 32 | 32 | 32 | 32 | 32 | 32 | 32 | 32 | 32 | 32 | 32 | 32 | 32 | 32 | 32 | 32 | 32 | 32 | 32 | 32 | 32 | 32 | 32 | 32 | 32 | 32 | 32 | 32 | 32 | 32 | 32 | 32 | 32 | 32 | 32 | 32 | 32 | 32 | 32 | 32 | 32 | 32 | 32 | 32 | 32 | 32 | 32 | 32 | 32 | 32 | 32 | 32 | 32 | 32 | 32 | 32 | 32 | 32 | 32 | 32 | 32 | 32 | 32 | 32 | 32 | 32 | 32 | 32 | 32 | 32 | 32 | 32 | 32 | 32 | 32 | 32 | 32 | 32 | 32 | 32 | 32 | 32 | 32 | 32 | 32 | 32 | 32 | 32 | 32 | 32 | 32 | 32 | 32 | 32 | 32 | 32 | 32 | 32 | 32 | 32 | 32 | 32 | 32 | 32 | 32 | 32 | 32 | 32 | 32 | 32 | 32 | 32 | 32 | 32 | 32 | 32 | 32 | 32 | 32 | 32 | 32 | 32 | 32 | 32 | 32 | 32 | 32 | 32 | 32 | 32 | 32 | 32 | 32 | 32 | 32 | 32 | 32 | 32 | 32 | 32 | 32 | 32 | 32 | 32 | 32 | 32 | 32 | 32 | 32 | 32 | 32 | 32 | 32 | 32 | 32 | 32 | 32 | 32 | 32 | 32 | 32 | 32 | 32 | 32 | 32 | 32 | 32 | 32 | 32 | 32 | 32 | 32 | 32 | 32 | 32 | 32 | 32 | 32 | 32 | 32 | 32 | 32 | 32 | 32 | 32 | 32 | 32 | 32 | 32 | 32 | 32 | 32 | 32 | 32 | 32 | 32 | 32 | 32 | 32 | 32 | 32 | 32 | 32 | 32 | 32 | 32 | 32 | 32 | 32 | 32 | 32 | 32 | 32 | 32 | 32 | 32 | 32 | 32 | 32 | 32 | 32 | 32 | 32 | 32 | 32 | 32 | 32 | 32 | 32 | 32 | 32 | 32 | 32 | 32 | 32 | 32 | 32 | 32 | 32 | 32 | 32 | 32 | 32 | 32 | 32 | 32 | 32 | 32 | 32 | 32 | 32 | 32 | 32 | 32 | 32 | 32 | 32 | 32 | 32 | 32 | 32 | 32 | 32 | 32 | 32 | 32 | 32 | 32 | 32 | 32 | 32 | 32 | 32 | 32 | 32 | 32 | 32 | 32 | 32 | 32 | 32 | 32 | 32 | 32 | 32 | 32 | 32 | 32 | 32 | 32 | 32 | 32 | 32 | 32 | 32 | 32 | 32 | 32 | 32 | 32 | 32 | 32 | 32 | 32 | 32 | 32 | 32 | 32 | 32 | 32 | 32 | 32 | 32 | 32 | 32 | 32 | 32 | 32 | 32 | 32 | 32 | 32 | 32 | 32 | 32 | 32 | 32 | 32 | 32 | 32 | 32 | 32 | 32 | 32 | 32 | 32 | 32 | 32 | 32 | 32 | 32 | 32 | 32 | 32 | 32 | 32 | 32 | 32 | 32 | 32 | 32 | 32 | 32 | 32 | 32 | 32 | 32 | 32 | 32 | 32 | 32 | 32 | 32 | 32 | 32 | 32 | 32 | 32 | 32 | 32 | 32 | 32 | 32 | 32 | 32 | 32 | 32 | 32 | 32 | 32 | 32 | 32 | 32 | 32 | 32 | 32 | 32 | 32 | 32 | 32 | 32 | 32 | 32 | 32 | 32 | 32 | 32 | 32 | 32 | 32 | 32 | 32 | 32 | 32 | 32 | 32 | 32 | 32 | 32 | 32 | 32 | 32 | 32 | 32 | 32 | 32 | 32 | 32 | 32 | 32 | 32 | 32 | 32 | 32 | 32 | 32 | 32 | 32 | 32 | 32 | 32 | 32 | 32 | 32 | 32 | 32 | 32 | 32 | 32 | 32 | 32 | 32 | 32 | 32 | 32 | 32 | 32 | 32 | 32 | 32 | 32 | 32 | 32 | 32 | 32 | 32 | 32 | 32 | 32 | 32 | 32 | 32 | 32 | 32 | 32 | 32 | 32 | 32 | 32 | 32 | 32 | 32 | 32 | 32 | 32 | 32 | 32 | 32 | 32 | 32 | 32 | 32 | 32 | 32 | 32 | 32 | 32 | 32 | 32 | 32 | 32 | 32 | 32 | 32 | 32 | 32 | 32 | 32 | 32 | 32 | 32 | 32 | 32 | 32 | 32 | 32 | 32 | 32 | 32 | 32 | 32 | 32 | 32 | 32 | 32 | 32 | 32 | 32 | 32 | 32 | 32 | 32 | 32 | 32 | 32 | 32 | 32 | 32 | 32 | 32 | 32 | 32 | 32 | 32 | 32 | 32 | 32 | 32 | 32 | 32 | 32 | 32 | 32 | 32 | 32 | 32 | 32 | 32 | 32 | 32 | 32 | 32 | 32 | 32 | 32 | 32 | 32 | 32 | 32 | 32 | 32 | 32 | 32 | 32 | 32 | 32 | 32 | 32 | 32 | 32 | 32 | 32 | 32 | 32 | 32 | 32 | 32 | 32 | 32 | 32 | 32 | 32 | 32 | 32 | 32 | 32 | 32 | 32 | 32 | 32 | 32 | 32 | 32 | 32 | 32 | 32 | 32 | 32 | 32 | 32 | 32 | 32 | 32 | 32 | 32 | 32 | 32 | 32 | 32 | 32 | 32 | 32 | 32 | 32 | 32 | 32 | 32 | 32 | 32 | 32 | 32 | 32 | 32 | 32 | 32 | 32 | 32 | 32 | 32 | 32 | 32 | 32 | 32 | 32 | 32 | 32 | 32 | 32 | 32 | 32 | 32 | 32 | 32 | 32 | 32 | 32 | 32 | 32 | 32 | 32 | 32 | 32 | 32 | 32 | 32 | 32 | 32 | 32 | 32 | 32 | 32 | 32 | 32 | 32 | 32 | 32 | 32 | 32 | 32 | 32 | 32 | 32 | 32 | 32 | 32 | 32 | 32 | 32 | 32 | 32 | 32 | 32 | 32 | 32 | 32 | 32 | 32 | 32 | 32 | 32 | 32 | 32 | 32 | 32 | 32 | 32 | 32 | 32 | 32 | 32 | 32 | 32 | 32 | 32 | 32 | 32 | 32 | 32 | 32 | 32 | 32 | 32 | 32 | 32 | 32 | 32 | 32 | 32 | 32 | 32 | 32 | 32 | 32 | 32 | 32 | 32 | 32 | 32 | 32 | 32 | 32 | 32 | 32 | 32 | 32 | 32 | 32 | 32 | 32 | 32 | 32 | 32 | 32 | 32 | 32 | 32 | 32 | 32 | 32 | 32 | 32 | 32 | 32 | 32 | 32 | 32 | 32 | 32 | 32 | 32 | 32 | 32 | 32 | 32 | 32 | 32 | 32 | 32 | 32 | 32 | 32 | 32 | 32 | 32 | 32 | 32 | 32 | 32 | 32 | 32 | 32 | 32 | 32 | 32 | 32 | 32 | 32 | 32 | 32 | 32 | 32 | 32 | 32 | 32 | 32 | 32 | 32 | 32 | 32 | 32 | 32 | 32 | 32 | 32 | 32 | 32 | 32 | 32 | 32 | 32 | 32 | 32 | 32 | 32 | 32 | 32 | 32 | 32 | 32 | 32 | 32 | 32 | 32 | 32 | 32 | 32 | 32 | 32 | 32 | 32 | 32 | 32 | 32 | 32 | 32 | 32 | 32 | 32 | 32 | 32 | 32 | 32 | 32 | 32 | 32 | 32 | 32 | 32 | 32 | 32 | 32 | 32 | 32 | 32 | 32 | 32 | 32 | 32 | 32 | 32 | 32 | 32 | 32 | 32 | 32 | 32 | 32 | 32 | 32 | 32 | 32 | 32 | 32 | 32 | 32 | 32 | 32 | 32 | 32 | 32 | 32 | 32 | 32 | 32 | 32 | 32 | 32 | 32 | 32 | 32 | 32 | 32 | 32 | 32 | 32 | 32 | 32 | 32 | 32 | 32 | 32 | 32 | 32 | 32 | 32 | 32 | 32 | 32 | 32 | 32 | 32 | 32 | 32 | 32 | 32 | 32 | 32 | 32 | 32 | 32 | 32 | 32 | 32 | 32 | 32 | 32 | 32 | 32 | 32 | 32 | 32 | 32 | 32 | 32 | 32 | 32 | 32 | 32 | 32 | 32 | 32 | 32 | 32 | 32 | 32 | 32 | 32 | 32 | 32 | 32 | 32 | 32 | 32 | 32 | 32 | 32 | 32 | 32 | 32 | 32 | 32 | 32 | 32 | 32 | 32 | 32 | 32 | 32 | 32 | 32 | 32 | 32 | 32 | 32 | 32 | 32 | 32 | 32 | 32 | 32 | 32 | 32 | 32 | 32 | 32 | 32 | 32 | 32 | 32 | 32 | 32 | 32 | 32 | 32 | 32 | 32 | 32 | 32 | 32 | 32 | 32 | 32 | 32 | 32 | 32 | 32 | 32 | 32 | 32 | 32 | 32 | 32 | 32 | 32 | 32 | 32 | 32 | 32 | 32 | 32 | 32 | 32 | 32 | 32 | 32 | 32 | 32 | 32 | 32 | 32 | 32 | 32 | 32 | 32 | 32 | 32 | 32 | 32 | 32 | 32 | 32 | 32 | 32 | 32 | 32 | 32 | 32 | 32 | 32 | 32 | 32 | 32 | 32 | 32 | 32 | 32 | 32 | 32 | 32 | 32 | 32 | 32 | 32 | 32 | 32 | 32 | 32 | 32 | 32 | 32 | 32 | 32 | 32 | 32 | 32 | 32 | 32 | 32 | 32 | 32 | 32 | 32 | 32 | 32 | 32 | 32 | 32 | 32 | 32 | 32 | 32 | 32 | 32 | 32 | 32 | 32 | 32 | 32 | 32 | 32 | 32 | 32 | 32 | 32 | 32 | 32 | 32 | 32 | 32 | 32 | 32 | 32 | 32 | 32 | 32 | 32 | 32 | 32 | 32 | 32 | 32 | 32 | 32 | 32 | 32 | 32 | 32 | 32 | 32 | 32 | 32 | 32 | 32 | 32 | 32 | 32 | 32 | 32 | 32 | 32 | 32 | 32 | 32 | 32 | 32 | 32 | 32 | 32 | 32 | 32 | 32 | 32 | 32 | 32 | 32 | 32 | 32 | 32 | 32 | 32 | 32 | 32 | 32 | 32 | 32 | 32 | 32 | 32 | 32 | 32 | 32 | 32 | 32 | 32 | 32 | 32 | 32 | 32 | 32 | 32 | 32 | 32 | 32 | 32 | 32 | 32 | 32 | 32 | 32 | 32 | 32 | 32 | 32 | 32 | 32 | 32 | 32 | 32 | 32 | 32 | 32 | 32 | 32 | 32 | 32 | 32 | 32 | 32 | 32 | 32 | 32 | 32 | 32 | 32 | 32 | 32 | 32 | 32 | 32 | 32 | 32 | 32 | 32 | 32 | 32 | 32 | 32 | 32 | 32 | 32 | 32 | 32 | 32 | 32 | 32 | 32 | 32 | 32 | 32 | 32 | 32 | 32 | 32 | 32 | 32 | 32 | 32 | 32 | 32 | 32 | 32 | 32 | 32 | 32 | 32 | 32 | 32 | 32 | 32 | 32 | 32 | 32 | 32 | 32 | 32 | 32 | 32 | 32 | 32 | 32 | 32 | 32 | 32 | 32 | 32 | 32 | 32 | 32 | 32 | 32 | 32 | 32 | 32 | 32 | 32 | 32 | 32 | 32 | 32 | 32 | 32 | 32 | 32 | 32 | 32 | 32 | 32 | 32 | 32 | 32 | 32 | 32 | 32 | 32 | 32 | 32 | 32 | 32 | 32 | 32 | 32 | 32 | 32 | 32 | 32 | 32 | 32 | 32 | 32 | 32 | 32 | 32 | 32 | 32 | 32 | 32 | 32 | 32 | 32 | 32 | 32 | 32 | 32 | 32 | 32 | 32 | 32 | 32 | 32 | 32 | 32 | 32 | 32 | 32 | 32 | 32 | 32 | 32 | 32 | 32 | 32 | 32 | 32 | 32 | 32 | 32 | 32 | 32 | 32 | 32 | 32 | 32 | 32 | 32 | 32 | 32 | 32 | 32 | 32 | 32 | 32 | 32 | 32 | 32 | 32 | 32 | 32 | 32 | 32 | 32 | 32 | 32 | 32 | 32 | 32 | 32 | 32 | 32 | 32 | 32 | 32 | 32 | 32 | 32 | 32 | 32 | 32 | 32 | 32 | 32 | 32 | 32 | 32 | 32 | 32 | 32 | 32 | 32 | 32 | 32 | 32 | 32 | 32 | 32 | 32 | 32 | 32 | 32 | 32 | 32 | 32 | 32 | 32 | 32 | 32 | 32 | 32 | 32 | 32 | 32 | 32 | 32 | 32 | 32 | 32 | 32 | 32 | 32 | 32 | 32 | 32 | 32 | 32 | 32 | 32 | 32 | 32 | 32 | 32 | 32 | 32 | 32 | 32 | 32 | 32 | 32 | 32 | 32 | 32 | 32 | 32 | 32 | 32 | 32 | 32 | 32 | 32 | 32 | 32 | 32 | 32 | 32 | 32 | 32 | 32 | 32 | 32 | 32 | 32 | 32 | 32 | 32 | 32 | 32 | 32 | 32 | 32 | 32 | 32 | 32 | 32 | 32 | 32 | 32 | 32 | 32 | 32 | 32 | 32 | 32 | 32 | 32 | 32 | 32 | 32 | 32 | 32 | 32 | 32 | 32 | 32 | 32 | 32 | 32 | 32 | 32 | 32 | 32 | 32 | 32 | 32 | 32 | 32 | 32 | 32 | 32 | 32 | 32 | 32 | 32 | 32 | 32 | 32 | 32 | 32 | 32 | 32 | 32 | 32 | 32 | 32 | 32 | 32 | 32 | 32 | 32 | 32 | 32 | 32 | 32 | 32 | 32 | 32 | 32 | 32 | 32 | 32 | 32 | 32 | 32 | 32 | 32 | 32 | 32 | 32 | 32 | 32 | 32 | 32 | 32 | 32 | 32 | 32 | 32 | 32 | 32 | 32 | 32 | 32 | 32 | 32 | 32 | 32 | 32 | 32 | 32 | 32 | 32 | 32 | 32 | 32 | 32 | 32 | 32 | 32 | 32 | 32 | 32 | 32 | 32 | 32 | 32 | 32 | 32 | 32 | 32 | 32 | 32 | 32 | 32 | 32 | 32 | 32 | 32 | 32 | 32 | 32 | 32 | 32 | 32 | 32 | 32 | 32 | 32 | 32 | 32 | 32 | 32 | 32 | 32 | 32 | 32 | 32 | 32 | 32 | 32 | 32 | 32 | 32 | 32 | 32 | 32 | 32 | 32 | 32 | 32 | 32 | 32 | 32 | 32 | 32 | 32 | 32 | 32 | 32 | 32 | 32 | 32 | 32 | 32 | 32 | 32 | 32 | 32 | 32 | 32 | 32 | 32 | 32 | 32 | 32 | 32 | 32 | 32 | 32 | 32 | 32 | 32 | 32 | 32 | 32 | 32 | 32 | 32 | 32 | 32 | 32 | 32 | 32 | 32 | 32 | 32 | 32 | 32 | 32 | 32 | 32 | 32 | 32 | 32 | 32 | 32 | 32 | 32 | 32 | 32 | 32 | 32 | 32 | 32 | 32 | 32 | 32 | 32 | 32 | 32 | 32 | 32 | 32 | 32 | 32 | 32 | 32 | 32 | 32 | 32 | 32 | 32 | 32 | 32 | 32 | 32 | 32 | 32 | 32 | 32 | 32 | 32 | 32 | 32 | 32 | 32 | 32 | 32 | 32 | 32 | 32 | 32 | 32 | 32 | 32 | 32 | 32 | 32 | 32 | 32 | 32 | 32 | 32 | 32 | 32 | 32 | 32 | 32 | 32 | 32 | 32 | 32 | 32 | 32 | 32 | 32 | 32 | 32 | 32 | 32 | 32 | 32 | 32 | 32 | 32 | 32 | 32 | 32 | 32 | 32 | 32 | 32 | 32 | 32 | 32 | 32 | 32 | 32 | 32 | 32 | 32 | 32 | 32 | 32 | 32 | 32 | 32 | 32 | 32 | 32 | 32 | 32 | 32 | 32 | 32 | 32 | 32 | 32 | 32 | 32 | 32 | 32 | 32 | 32 | 32 | 32 | 32 | 32 | 32 | 32 | 32 | 32 | 32 | 32 | 32 | 32 | 32 | 32 | 32 | 32 | 32 | 32 | 32 | 32 | 32 | 32 | 32 | 32 | 32 | 32 | 32 | 32 | 32 | 32 | 32 | 32 | 32 | 32 | 32 | 32 | 32 | 32 | 32 | 32 | 32 | 32 | 32 | 32 | 32 | 32 | 32 | 32 | 32 | 32 | 32 | 32 | 32 | 32 | 32 | 32 | 32 | 32 | 32 | 32 | 32 | 32 | 32 | 32 | 32 | 32 | 32 | 32 | 32 | 32 | 32 | 32 | 32 | 32 | 32 | 32 | 32 | 32 | 32 | 32 | 32 | 32 | 32 | 32 | 32 | 32 | 32 | 32 | 32 | 32 | 32 | 32 | 32 | 32 | 32 | 32 | 32 | 32 | 32 | 32 | 32 | 32 | 32 | 32 | 32 | 32 | 32 | 32 | 32 | 32 | 32 | 32 | 32 | 32 | 32 | 32 | 32 | 32 | 32 | 32 | 32 | 32 | 32 | 32 | 32 | 32 | 32 | 32 | 32 | 32 | 32 | 32 | 32 | 32 | 32 | 32 | 32 | 32 | 32 | 32 | 32 | 32 | 32 | 32 | 32 | 32 | 32 | 32 | 32 | 32 | 32 | 32 | 32 | 32 | 32 | 32 | 32 | 32 | 32 | 32 | 32 | 32 | 32 | 32 | 32 | 32 | 32 | 32 | 32 | 32 | 32 | 32 | 32 | 32 | 32 | 32 | 32 | 32 | 32 | 32 | 32 | 32 | 32 | 32 | 32 | 32 | 32 | 32 | 32 | 32 | 32 | 32 | 32 | 32 | 32 | 32 | 32 | 32 | 32 | 32 | 32 | 32 | 32 | 32 | 32 | 32 | 32 | 32 | 32 | 32 | 32 | 32 | 32 | 32 | 32 | 32 | 32 | 32 | 32 | 32 | 32 | 32 | 32 | 32 | 32 | 32 | 32 | 32 | 32 | 32 | 32 | 32 | 32 | 32 | 32 | 32 | 32 | 32 | 32 | 32 | 32 | 32 | 32 | 32 | 32 | 32 | 32 | 32 | 32 | 32 | 32 | 32 | 32 | 32 | 32 | 32 | 32 | 32 | 32 | 32 | 32 | 32 | 32 | 32 | 32 | 32 | 32 | 32 | 32 | 32 | 32 | 32 | 32 | 32 | 32 | 32 | 32 | 32 | 32 | 32 | 32 | 32 | 32 | 32 | 32 | 32 | 32 | 32 | 32 | 32 | 32 | 32 | 32 | 32 | 32 | 32 | 32 | 32 | 32 | 32 | 32 | 32 | 32 | 32 | 32 | 32 | 32 | 32 | 32 | 32 | 32 | 32 | 32 | 32 | 32 | 32 | 32 | 32 | 32 | 32 | 32 | 32 | 32 | 32 | 32 | 32 | 32 | 32 | 32 | 32 | 32 | 32 | 32 | 32 | 32 | 32 | 32 | 32 | 32 | 32 | 32 | 32 | 32 | 32 | 32 | 32 | 32 | 32 | 32 | 32 | 32 | 32 | 32 | 32 | 32 | 32 | 32 | 32 | 32 | 32 | 32 | 32 | 32 | 32 | 32 | 32 | 32 | 32 | 32 | 32 | 32 | 32 | 32 | 32 | 32 | 32 | 32 | 32 | 32 | 32 | 32 | 32 | 32 | 32 | 32 | 32 | 32 | 32 | 32 | 32 | 32 | 32 | 32 | 32 | 32 | 32 | 32 | 32 | 32 | 32 | 32 | 32 | 32 | 32 | 32 | 32 | 32 | 32 | 32 | 32 | 32 | 32 | 32 | 32 | 32 | 32 | 32 | 32 | 32 | 32 | 32 | 32 | 32 | 32 | 32 | 32 | 32 | 32 | 32 | 32 | 32 | 32 | 32 | 32 | 32 | 32 | 32 | 32 | 32 | 32 | 32 | 32 | 32 | 32 | 32 | 32 | 32 | 32 | 32 | 32 | 32 | 32 | 32 | 32 | 32 | 32 | 32 | 32 | 32 | 32 | 32 | 32 | 32 | 32 | 32 | 32 | 32 | 32 | 32 | 32 | 32 | 32 | 32 | 32 | 32 | 32 | 32 | 32 | 32 | 32 | 32 | 32 | 32 | 32 | 32 | 32 | 32 | 32 | 32 | 32 | 32 | 32 | 32 | 32 | 32 | 32 | 32 | 32 | 32 | 32 | 32 | 32 | 32 | 32 | 32 | 32 | 32 | 32 | 32 | 32 | 32 | 32 | 32 | 32 | 32 | 32 | 32 | 32 | 32 | 32 | 32 | 32 | 32 | 32 | 32 | 32 | 32 | 32 | 32 | 32 | 32 | 32 | 32 | 32 | 32 | 32 | 32 | 32 | 32 | 32 | 32 | 32 | 32 | 32 | 32 | 32 | 32 | 32 | 32 | 32 | 32 | 32 | 32 | 32 | 32 | 32 | 32 | 32 | 32 | 32 | 32 | 32 | 32 | 32 | 32 | 32 | 32 | 32 | 32 | 32 | 32 | 32 | 32 | 32 | 32 | 32 | 32 | 32 | 32 | 32 | 32 | 32 | 32 | 32 | 32 | 32 | 32 | 32 | 32 | 32 | 32 | 32 | 32 | 32 | 32 | 32 | 32 | 32 | 32 | 32 | 32 | 32 | 32 | 32 | 32 | 32 | 32 | 32 | 32 | 32 | 32 | 32 | 32 | 32 | 32 | 32 | 32 | 32 | 32 | 32 | 32 | 32 | 32 | 32 | 32 | 32 | 32 | 32 | 32 | 32 | 32 | 32 | 32 | 32 | 32 | 32 | 32 | 32 | 32 | 32 | 32 | 32 | 32 | 32 | 32 | 32 | 32 | 32 | 32 | 32 | 32 | 32 | 32 | 32 | 32 | 32 | 32 | 32 | 32 | 32 | 32 | 32 | 32 | 32 | 32 | 32 | 32 | 32 | 32 | 32 | 32 | 32 | 32 | 32 | 32 | 32 | 32 | 32 | 32 | 32 | 32 | 32 | 32 | 32 | 32 | 32 | 32 | 32 | 32 | 32 | 32 | 32 | 32 | 32 | 32 | 32 | 32 | 32 | 32 | 32 | 32 | 32 | 32 | 32 | 32 | 32 | 32 | 32 | 32 | 32 | 32 | 32 | 32 | 32 | 32 | 32 | 32 | 32 | 32 | 32 | 32 | 32 | 32 | 32 | 32 | 32 | 32 | 32 | 32 | 32 | 32 | 32 | 32 | 32 | 32 | 32 | 32 | 32 | 32 | 32 | 32 | 32 | 32 | 32 | 32 | 32 | 32 | 32 | 32 | 32 | 32 | 32 | 32 | 32 | 32 | 32 | 32 | 32 | 32 | 32 | 32 | 32 | 32 | 32 | 32 | 32 | 32 | 32 | 32 | 32 | 32 | 32 | 32 | 32 | 32 | 32 | 32 | 32 | 32 | 32 | 32 | 32 | 32 | 32 | 32 | 32 | 32 | 32 | 32 | 32 | 32 | 32 | 32 | 32 | 32 | 32 | 32 | 32 | 32 | 32 | 32 | 32 | 32 | 32 | 32 | 32 | 32 | 32 | 32 | 32 | 32 | 32 | 32 | 32 | 32 | 32 | 32 | 32 | 32 | 32 | 32 | 32 | 32 | 32 | 32 | 32 | 32 | 32 | 32 | 32 | 32 | 32 | 32 | 32 | 32 | 32 | 32 | 32 | 32 | 32 | 32 | 32 | 32 | 32 | 32 | 32 | 32 | 32 | 32 | 32 | 32 | 32 | 32 | 32 | 32 | 32 | 32 | 32 | 32 | 32 | 32 | 32 | 32 | 32 | 32 | 32 | 32 | 32 | 32 | 32 | 32 | 32 | 32 | 32 | 32 | 32 | 32 | 32 | 32 | 32 | 32 | 32 | 32 | 32 | 32 | 32 | 32 | 32 | 32 | 32 | 32 | 32 | 32 | 32 | 32 | 32 | 32 | 32 | 32 | 32 | 32 | 32 | 32 | 32 | 32 | 32 | 32 | 32 | 32 | 32 | 32 | 32 | 32 | 32 | 32 | 32 | 32 | 32 | 32 | 32 | 32 | 32 | 32 | 32 | 32 | 32 | 32 | 32 | 32 | 32 | 32 | 32 | 32 | 32 | 32 | 32 | 32 | 32 | 32 | 32 | 32 | 32 | 32 | 32 | 32 | 32 | 32 | 32 | 32 | 32 | 32 | 32 | 32 | 32 | 32 | 32 | 32 | 32 | 32 | 32 | 32 | 32 | 32 | 32 | 32 | 32 | 32 | 32 | 32 | 32 | 32 | 32 | 32 | 32 | 32 | 32 | 32 | 32 | 32 | 32 | 32 | 32 | 32 | 32 | 32 | 32 | 32 | 32 | 32 | 32 | 32 | 32 | 32 | 32 | 32 | 32 | 32 | 32 | 32 | 32 | 32 | 32 | 32 | 32 | 32 | 32 | 32 | 32 | 32 | 32 | 32 | 32 | 32 | 32 | 32 | 32 | 32 | 32 | 32 | 32 | 32 | 32 | 32 | 32 | 32 | 32 | 32 | 32 | 32 | 32 | 32 | 32 | 32 | 32 | 32 | 32 | 32 | 32 | 32 | 32 | 32 | 32 | 32 | 32 | 32 | 32 | 32 | 32 | 32 | 32 | 32 | 32 | 32 | 32 | 32 | 32 | 32 | 32 | 32 | 32 | 32 | 32 | 32 | 32 | 32 | 32 | 32 | 32 | 32 | 32 | 32 | 32 | 32 | 32 | 32 | 32 | 32 | 32 | 32 | 32 | 32 | 32 | 32 | 32 | 32 | 32 | 32 | 32 | 32 | 32 | 32 | 32 | 32 | 32 | 32 | 32 | 32 | 32 | 32 | 32 | 32 | 32 | 32 | 32 | 32 | 32 | 32 | 32 | 32 | 32 | 32 | 32 | 32 | 32 | 32 | 32 | 32 | 32 | 32 | 32 | 32 | 32 | 32 | 32 | 32 | 32 | 32 | 32 | 32 | 32 | 32 | 32 | 32 | 32 | 32 | 32 | 32 | 32 | 32 | 32 | 32 | 32 | 32 | 32 | 32 | 32 | 32 | 32 | 32 | 32 | 32 | 32 | 32 | 32 | 32 | 32 | 32 | 32 | 32 | 32 | 32 | 32 | 32 | 32 | 32 | 32 | 32 | 32 | 32 | 32 | 32 | 32 | 32 | 32 | 32 | 32 | 32 | 32 | 32 | 32 | 32 | 32 | 32 | 32 | 32 | 32 | 32 | 32 | 32 | 32 | 32 | 32 | 32 | 32 | 32 | 32 | 32 | 32 | 32 | 32 | 32 | 32 | 32 | 32 | 32 | 32 | 32 | 32 | 32 | 32 | 32 | 32 | 32 | 32 | 32 | 32 | 32 | 32 | 32 | 32 | 32 | 32 | 32 | 32 | 32 | 32 | 32 | 32 | 32 | 32 | 32 | 32 | 32 | 32 | 32 | 32 | 32 | 32 | 32 | 32 | 32 | 32 | 32 | 32 | 32 | 32 | 32 | 32 | 32 | 32 | 32 | 32 | 32 | 32 | 32 | 32 | 32 | 32 | 32 | 32 | 32 | 32 | 32 | 32 | 32 | 32 | 32 | 32 | 32 | 32 | 32 | 32 | 32 | 32 | 32 | 32 | 32 | 32 | 32 | 32 | 32 | 32 | 32 | 32 | 32 | 32 | 32 | 32 | 32 | 32 | 32 | 32 | 32 | 32 | 32 | 32 | 32 | 32 | 32 | 32 | 32 | 32 | 32 | 32 | 32 | 32 | 32 | 32 | 32 | 32 | 32 | 32 | 32 | 32 | 32 | 32 | 32 | 32 | 32 | 32 | 32 | 32 | 32 | 32 | 32 | 32 | 32 | 32 | 32 | 32 | 32 | 32 | 32 | 32 | 32 | 32 | 32 | 32 | 32 | 32 | 32 | 32 | 32 | 32 | 32 | 32 | 32 | 32 | 32 | 32 | 32 | 32 | 32 | 32 | 32 | 32 | 32 | 32 | 32 | 32 | 32 | 32 | 32 | 32 | 32 | 32 | 32 | 32 | 32 | 32 | 32 | 32 | 32 | 32 | 32 | 32 | 32 | 32 | 32 | 32 | 32 | 32 | 32 | 32 | 32 | 32 | 32 | 32 | 32 | 32 | 32 | 32 | 32 | 32 | 32 | 32 | 32 | 32 | 32 | 32 | 32 | 32 | 32 | 32 | 32 | 32 | 32 | 32 | 32 | 32 | 32 | 32 | 32 | 32 | 32 | 32 | 32 | 32 | 32 | 32 | 32 | 32 | 32 | 32 | 32 | 32 | 32 | 32 | 32 | 32 | 32 | 32 | 32 | 32 | 32 | 32 | 32 | 32 | 32 | 32 | 32 | 32 | 32 | 32 | 32 | 32 | 32 | 32 | 32 | 32 | 32 | 32 | 32 | 32 | 32 | 32 | 32 | 32 | 32 | 32 | 32 | 32 | 32 | 32 | 32 | 32 | 32 | 32 | 32 | 32 | 32 | 32 | 32 | 32 | 32 | 32 | 32 | 32 | 32 | 32 | 32 | 32 | 32 | 32 | 32 | 32 | 32 | 32 | 32 | 32 | 32 | 32 | 32 | 32 | 32 | 32 | 32 | 32 | 32 | 32 | 32 | 32 | 32 | 32 | 32 | 32 | 32 | 32 | 32 | 32 | 32 | 32 | 32 | 32 | 32 | 32 | 32 | 32 | 32 | 32 | 32 | 32 | 32 | 32 | 32 | 32 | 32 | 32 | 32 | 32 | 32 | 32 | 32 | 32 | 32 | 32 | 32 | 32 | 32 | 32 | 32 | 32 | 32 | 32 | 32 | 32 | 32 | 32 | 32 | 32 | 32 | 32 | 32 | 32 | 32 | 32 | 32 | 32 | 32 | 32 | 32 | 32 | 32 | 32 | 32 | 32 | 32 | 32 | 32 | 32 | 32 | 32 | 32 | 32 | 32 | 32 | 32 | 32 | 32 | 32 | 32 | 32 | 32 | 32 | 32 | 32 | 32 | 32 | 32 | 32 | 32 | 32 | 32 | 32 | 32 | 32 | 32 | 32 | 32 | 32 | 32 | 32 | 32 | 32 | 32 | 32 | 32 | 32 | 32 | 32 | 32 | 32 | 32 | 32 | 32 | 32 | 32 | 32 | 32 | 32 | 32 | 32 | 32 | 32 | 32 | 32 | 32 | 32 | 32 | 32 | 32 | 32 | 32 | 32 | 32 | 32 | 32 | 32 | 32 | 32 | 32 | 32 | 32 | 32 | 32 | 32 | 32 | 32 | 32 | 32 | 32 | 32 | 32 | 32 | 32 | 32 | 32 | 32 | 32 | 32 | 32 | 32 | 32 | 32 | 32 | 32 | 32 | 32 | 32 | 32 | 32 | 32 | 32 | 32 | 32 | 32 | 32 | 32 | 32 | 32 | 32 | 32 | 32 | 32 | 32 | 32 | 32 | 32 | 32 | 32 | 32 | 32 | 32 | 32 | 32 | 32 | 32 | 32 | 32 | 32 | 32 | 32 | 32 | 32 | 32 | 32 | 32 | 32 | 32 | 32 | 32 | 32 | 32 | 32 | 32 | 32 | 32 | 32 | 32 | 32 | 32 | 32 | 32 | 32 | 32 | 32 | 32 | 32 | 32 | 32 | 32 | 32 | 32 | 32 | 32 | 32 | 32 | 32 | 32 | 32 | 32 | 32 | 32 | 32 | 32 | 32 | 32 | 32 | 32 | 32 | 32 | 32 | 32 | 32 | 32 | 32 | 32 | 32 | 32 | 32 | 32 | 32 | 32 | 32 | 32 | 32 | 32 | 32 | 32 | 32 | 32 | 32 | 32 | 32 | 32 | 32 | 32 | 32 | 32 | 32 | 32 | 32 | 32 | 32 | 32 | 32 | 32 | 32 | 32 | 32 | 32 | 32 | 32 | 32 | 32 | 32 | 32 | 32 | 32 | 32 | 32 | 32 | 32 | 32 | 32 | 32 | 32 | 32 | 32 | 32 | 32 | 32 | 32 | 32 | 32 | 32 | 32 | 32 | 32 | 32 | 32 | 32 | 32 | 32 | 32 | 32 | 32 | 32 | 32 | 32 | 32 | 32 | 32 | 32 | 32 | 32 | 32 | 32 | 32 | 32 | 32 | 32 | 32 | 32 | 32 | 32 | 32 | 32 | 32 | 32 | 32 | 32 | 32 | 32 | 32 | 32 | 32 | 32 | 32 | 32 | 32 | 32 | 32 | 32 | 32 | 32 | 32 | 32 | 32 | 32 | 32 | 32 | 32 | 32 | 32 | 32 | 32 | 32 | 32 | 32 | 32 | 32 | 32 | 32 | 32 | 32 | 32 | 32 | 32 | 32 | 32 | 32 | 32 | 32 | 32 | 32 | 32 | 32 | 32 | 32 | 32 | 32 | 32 | 32 | 32 | 32 | 32 | 32 | 32 | 32 | 32 | 32 | 32 | 32 | 32 | 32 | 32 | 32 | 32 | 32 | 32 | 32 | 32 | 32 | 32 | 32 | 32 | 32 | 32 | 32 | 32 | 32 | 32 | 32 | 32 | 32 | 32 | 32 | 32 | 32 | 32 | 32 | 32 | 32 | 32 | 32 | 32 | 32 | 32 | 32 | 32 | 32 | 32 | 32 | 32 | 32 | 32 | 32 | 32 | 32 | 32 | 32 | 32 | 32 | 32 | 32 | 32 | 32 | 32 | 32 | 32 | 32 | 32 | 32 | 32 | 32 | 32 | 32 | 32 | 32 | 32 | 32 | 32 | 32 | 32 | 32 | 32 | 32 | 32 | 32 | 32 | 32 | 32 | 32 | 32 | 32 | 32 | 32 | 32 | 32 | 32 | 32 | 32 | 32 | 32 | 32 | 32 | 32 | 32 | 32 | 32 | 32 | 32 | 32 | 32 | 32 | 32 | 32 | 32 | 32 | 32 | 32 | 32 | 32 | 32 | 32 | 32 | 32 | 32 | 32 | 32 | 32 | 32 | 32 | 32 | 32 | 32 | 32 | 32 | 32 | 32 | 32 | 32 | 32 | 32 | 32 | 32 | 32 | 32 | 32 | 32 | 32 | 32 | 32 | 32 | 32 | 32 | 32 | 32 | 32 | 32 | 32 | 32 | 32 | 32 | 32 | 32 | 32 | 32 | 32 | 32 | 32 | 32 | 32 | 32 | 32 | 32 | 32 | 32 | 32 | 32 | 32 | 32 | 32 | 32 | 32 | 32 | 32 | 32 | 32 | 32 | 32 | 32 | 32 | 32 | 32 | 32 | 32 | 32 | 32 | 32 | 32 | 32 | 32 | 32 | 32 | 32 | 32 | 32 | 32 | 32 | 32 | 32 | 32 | 32 | 32 | 32 | 32 | 32 | 32 | 32 | 32 | 32 | 32 | 32 | 32 | 32 | 32 | 32 | 32 | 32 | 32 | 32 | 32 | 32 | 32 | 32 | 32 | 32 | 32 | 32 | 32 | 32 | 32 | 32 | 32 | 32 | 32 | 32 | 32 | 32 | 32 | 32 | 32 | 32 | 32 | 32 | 32 | 32 | 32 | 32 | 32 | 32 | 32 | 32 | 32 | 32 | 32 | 32 | 32 | 32 | 32 | 32 | 32 | 32 | 32 | 32 | 32 | 32 | 32 | 32 | 32 | 32 | 32 | 32 | 32 | 32 | 32 | 32 | 32 | 32 | 32 | 32 | 32 | 32 | 32 | 32 | 32 | 32 | 32 | 32 | 32 | 32 | 32 | 32 | 32 | 32 | 32 | 32 | 32 | 32 | 32 | 32 | 32 | 32 | 32 | 32 | 32 | 32 | 32 | 32 | 32 | 32 | 32 | 32 | 32 | 32 | 32 | 32 | 32 | 32 | 32 | 32 | 32 | 32 | 32 | 32 | 32 | 32 | 32 | 32 | 32 | 32 | 32 | 32 | 32 | 32 | 32 | 32 | 32 | 32 | 32 | 32 | 32 | 32 | 32 | 32 | 32 | 32 | 32 | 32 | 32 | 32 | 32 | 32 | 32 | 32 | 32 | 32 | 32 | 32 | 32 | 32 | 32 | 32 | 32 | 32 | 32 | 32 | 32 | 32 | 32 | 32 | 32 | 32 | 32 | 32 | 32 | 32 | 32 | 32 | 32 | 32 | 32 | 32 | 32 | 32 | 32 | 32 | 32 | 32 | 32 | 32 | 32 | 32 | 32 | 32 | 32 | 32 | 32 | 32 | 32 | 32 | 32 | 32 | 32 | 32 | 32 | 32 | 32 | 32 | 32 | 32 | 32 | 32 | 32 | 32 | 32 | 32 | 32 | 32 | 32 | 32 | 32 | 32 | 32 | 32 | 32 | 32 | 32 | 32 | 32 | 32 | 32 | 32 | 32 | 32 | 32 | 32 | 32 | 32 | 32 | 32 | 32 | 32 | 32 | 32 | 32 | 32 | 32 | 32 | 32 | 32 | 32 | 32 | 32 | 32 | 32 | 32 | 32 | 32 | 32 | 32 | 32 | 32 | 32 | 32 | 32 | 32 | 32 | 32 | 32 | 32 | 32 | 32 | 32 | 32 | 32 | 32 | 32 | 32 | 32 | 32 | 32 | 32 | 32 | 32 | 32 | 32 | 32 | 32 | 32 | 32 | 32 | 32 | 32 | 32 | 32 | 32 | 32 | 32 | 32 | 32 | 32 | 32 | 32 | 32 | 32 | 32 | 32 | 32 | 32 | 32 | 32 | 32 | 32 | 32 | 32 | 32 | 32 | 32 | 32 | 32 | 32 | 32 | 32 | 32 | 32 | 32 | 32 | 32 | 32 | 32 | 32 | 32 | 32 | 32 | 32 | 32 | 32 | 32 | 32 | 32 | 32 | 32 | 32 | 32 | 32 | 32 | 32 | 32 | 32 | 32 | 32 | 32 | 32 | 32 | 32 | 32 | 32 | 32 | 32 | 32 | 32 | 32 | 32 | 32 | 32 | 32 | 32 | 32 | 32 | 32 | 32 | 32 | 32 | 32 | 32 | 32 | 32 | 32 | 32 | 32 | 32 | 32 | 32 | 32 | 32 | 32 | 32 | 32 | 32 | 32 | 32 | 32 | 32 | 32 | 32 | 32 | 32 | 32 | 32 | 32 | 32 | 32 | 32 | 32 | 32 | 32 | 32 | 32 | 32 | 32 | 32 | 32 | 32 | 32 | 32 | 32 | 32 | 32 | 32 | 32 | 32 | 32 | 32 | 32 | 32 | 32 | 32 | 32 | 32 | 32 | 32 | 32 | 32 | 32 | 32 | 32 | 32 | 32 | 32 | 32 | 32 | 32 | 32 | 32 | 32 | 32 | 32 | 32 | 32 | 32 | 32 | 32 | 32 | 32 | 32 | 32 | 32 | 32 | 32 | 32 | 32 | 32 | 32 | 32 | 32 | 32 | 32 | 32 | 32 | 32 | 32 | 32 | 32 | 32 | 32 | 32 | 32 | 32 | 32 | 32 | 32 | 32 | 32 | 32 | 32 | 32 | 32 | 32 | 32 | 32 | 32 | 32 | 32 | 32 | 32 | 32 | 32 | 32 | 32 | 32 | 32 | 32 | 32 | 32 | 32 | 32 | 32 | 32 | 32 | 32 | 32 | 32 | 32 | 32 | 32 | 32 | 32 | 32 | 32 | 32 | 32 | 32 | 32 | 32 | 32 | 32 | 32 | 32 | 32 | 32 | 32 | 32 | 32 | 32 | 32 | 32 | 32 | 32 | 32 | 32 | 32 | 32 | 32 | 32 | 32 | 32 | 32 | 32 | 32 | 32 | 32 | 32 | 32 | 32 | 32 | 32 | 32 | 32 | 32 | 32 | 32 | 32 | 32 | 32 | 32 | 32 | 32 | 32 | 32 | 32 | 32 | 32 | 32 | 32 | 32 | 32 | 32 | 32 | 32 | 32 | 32 | 32 | 32 | 32 | 32 | 32 | 32 | 32 | 32 | 32 | 32 | 32 | 32 | 32 | 32 | 32 | 32 | 32 | 32 | 32 | 32 | 32 | 32 | 32 | 32 | 32 | 32 | 32 | 32 | 32 | 32 | 32 | 32 | 32 | 32 | 32 | 32 | 32 | 32 | 32 | 32 | 32 | 32 | 32 | 32 | 32 | 32 | 32 | 32 | 32 | 32 | 32 | 32 | 32 | 32 | 32 | 32 | 32 | 32 | 32 | 32 | 32 | 32 | 32 | 32 | 32 | 32 | 32 | 32 | 32 | 32 | 32 | 32 | 32 | 32 | 32 | 32 | 32 | 32 | 32 | 32 | 32 | 32 | 32 | 32 | 32 | 32 | 32 | 32 | 32 | 32 | 32 | 32 | 32 | 32 | 32 | 32 | 32 | 32 | 32 | 32 | 32 | 32 | 32 | 32 | 32 | 32 | 32 | 32 | 32 | 32 | 32 | 32 | 32 | 32 | 32 | 32 | 32 | 32 | 32 | 32 | 32 | 32 | 32 | 32 | 32 | 32 | 32 | 32 | 32 | 32 | 32 | 32 | 32 | 32 | 32 | 32 | 32 | 32 | 32 | 32 | 32 | 32 | 32 | 32 | 32 | 32 | 32 | 32 | 32 | 32 | 32 | 32 | 32 | 32 | 32 | 32 | 32 | 32 | 32 | 32 | 32 | 32 | 32 | 32 | 32 | 32 | 32 | 32 | 32 | 32 | 32 | 32 | 32 | 32 | 32 | 32 | 32 | 32 | 32 | 32 | 32 | 32 | 32 | 32 | 32 | 32 | 32 | 32 | 32 | 32 | 32 | 32 | 32 | 32 | 32 | 32 | 32 | 32 | 32 | 32 | 32 | 32 | 32 | 32 | 32 | 32 | 32 | 32 | 32 | 32 | 32 | 32 | 32 | 32 | 32 | 32 | 32 | 32 | 32 | 32 | 32 | 32 | 32 | 32 | 32 | 32 | 32 | 32 | 32 | 32 | 32 | 32 | 32 | 32 | 32 | 32 | 32 | 32 | 32 | 32 | 32 | 32 | 32 | 32 | 32 | 32 | 32 | 32 | 32 | 32 | 32 | 32 | 32 | 32 | 32 | 32 | 32 | 32 | 32 | 32 | 32 | 32 | 32 | 32 | 32 | 32 | 32 | 32 | 32 | 32 | 32 | 32 | 32 | 32 | 32 | 32 | 32 | 32 | 32 | 32 | 32 | 32 | 32 | 32 | 32 | 32 | 32 | 32 | 32 | 32 | 32 | 32 | 32 | 32 | 32 | 32 | 32 | 32 | 32 | 32 | 32 | 32 | 32 | 32 | 32 | 32 | 32 | 32 | 32 | 32 | 32 | 32 | 32 | 32 | 32 | 32 | 32 | 32 | 32 | 32 | 32 | 32 | 32 | 32 | 32 | 32 | 32 | 32 | 32 | 32 | 32 | 32 | 32 | 32 | 32 | 32 | 32 | 32 | 32 | 32 | 32 | 32 | 32 | 32 | 32 | 32 | 32 | 32 | 32 | 32 | 32 | 32 | 32 | 32 | 32 | 32 | 32 | 32 | 32 | 32 | 32 | 32 | 32 | 32 | 32 | 32 | 32 | 32 | 32 | 32 | 32 | 32 | 32 | 32 | 32 | 32 | 32 | 32 | 32 | 32 | 32 | 32 | 32 | 32 | 32 | 32 | 32 | 32 | 32 | 32 | 32 | 32 | 32 | 32 | 32 | 32 | 32 | 32 | 32 | 32 | 32 | 32 | 32 | 32 | 32 | 32 | 32 | 32 | 32 | 32 | 32 | 32 | 32 | 32 | 32 | 32 | 32 | 32 | 32 | 32 | 32 | 32 | 32 | 32 | 32 | 32 | 32 | 32 | 32 | 32 | 32 | 32 | 32 | 32 | 32 | 32 | 32 | 32 | 32 | 32 | 32 | 32 | 32 | 32 | 32 | 32 | 32 | 32 | 32 | 32 | 32 | 32 | 32 | 32 | 32 | 32 | 32 | 32 | 32 | 32 | 32 | 32 | 32 | 32 | 32 | 32 | 32 | 32 | 32 | 32 | 32 | 32 | 32 | 32 | 32 | 32 | 32 | 32 | 32 | 32 | 32 | 32 | 32 | 32 | 32 | 32 | 32 | 32 | 32 | 32 | 32 | 32 | 32 | 32 | 32 | 32 | 32 | 32 | 32 | 32 | 32 | 32 | 32 | 32 | 32 | 32 | 32 | 32 | 32 | 32 | 32 | 32 | 32 | 32 | 32 | 32 | 32 | 32 | 32 | 32 | 32 | 32 | 32 | 32 | 32 | 32 | 32 | 32 | 32 | 32 | 32 | 32 | 32 | 32 | 32 | 32 | 32 | 32 | 32 | 32 | 32 | 32 | 32 | 32 | 32 | 32 | 32 | 32 | 32 | 32 | 32 | 32 | 32 | 32 | 32 | 32 | 32 | 32 | 32 | 32 | 32 | 32 | 32 | 32 | 32 | 32 | 32 | 32 | 32 | 32 | 32 | 32 | 32 | 32 | 32 | 32 | 32 | 32 | 32 | 32 | 32 | 32 | 32 | 32 | 32 | 32 | 32 | 32 | 32 | 32 | 32 | 32 | 32 | 32 | 32 | 32 | 32 | 32 | 32 | 32 | 32 | 32 | 32 | 32 | 32 | 32 | 32 | 32 | 32 | 32 | 32 | 32 | 32 | 32 | 32 | 32 | 32 | 32 | 32 | 32 | 32 | 32 | 32 | 32 | 32 | 32 | 32 | 32 | 32 | 32 | 32 | 32 | 32 | 32 | 32 | 32 | 32 | 32 | 32 | 32 | 32 | 32 | 32 | 32 | 32 | 32 | 32 | 32 | 32 | 32 | 32 | 32 | 32 | 32 | 32 | 32 | 32 | 32 | 32 | 32 | 32 | 32 | 32 | 32 | 32 | 32 | 32 | 32 | 32 | 32 | 32 | 32 | 32 | 32 | 32 | 32 | 32 | 32 | 32 | 32 | 32 | 32 | 32 | 32 | 32 | 32 | 32 | 32 | 32 | 32 | 32 | 32 | 32 | 32 | 32 | 32 | 32 | 32 | 32 | 32 | 32 | 32 | 32 | 32 | 32 | 32 | 32 | 32 | 32 | 32 | 32 | 32 | 32 | 32 | 32 | 32 | 32 | 32 | 32 | 32 | 32 | 32 | 32 | 32 | 32 | 32 | 32 | 32 | 32 | 32 | 32 | 32 | 32 | 32 | 32 | 32 | 32 | 32 | 32 | 32 | 32 | 32 | 32 | 32 | 32 | 32 | 32 | 32 | 32 | 32 | 32 | 32 | 32 | 32 | 32 | 32 | 32 | 32 | 32 | 32 | 32 | 32 | 32 | 32 | 32 | 32 | 32 | 32 | 32 | 32 | 32 | 32 | 32 | 32 | 32 | 32 | 32 | 32 | 32 | 32 | 32 | 32 | 32 | 32 | 32 | 32 | 32 | 32 | 32 | 32 | 32 | 32 | 32 | 32 | 32 | 32 | 32 | 32 | 32 | 32 | 32 | 32 | 32 | 32 | 32 | 32 | 32 | 32 | 32 | 32 | 32 | 32 | 32 | 32 | 32 | 32 | 32 | 32 | 32 | 32 | 32 | 32 | 32 | 32 | 32 | 32 | 32 | 32 | 32 | 32 | 32 | 32 | 32 | 32 | 32 | 32 | 32 | 32 | 32 | 32 | 32 | 32 | 32 | 32 | 32 | 32 | 32 | 32 | 32 | 32 | 32 | 32 | 32 | 32 | 32 | 32 | 32 | 32 | 32 | 32 | 32 | 32 | 32 | 32 | 32 | 32 | 32 | 32 | 32 | 32 | 32 | 32 | 32 | 32 | 32 | 32 | 32 | 32 | 32 | 32 | 32 | 32 | 32 | 32 | 32 | 32 | 32 | 32 | 32 | 32 | 32 | 32 | 32 | 32 | 32 | 32 | 32 | 32 | 32 | 32 | 32 | 32 | 32 | 32 | 32 | 32 | 32 | 32 | 32 | 32 | 32 | 32 | 32 | 32 | 32 | 32 | 32 | 32 | 32 | 32 | 32 | 32 | 32 | 32 | 32 | 32 | 32 | 32 | 32 | 32 | 32 | 32 | 32 | 32 | 32 | 32 | 32 | 32 | 32 | 32 | 32 | 32 | 32 | 32 | 32 | 32 | 32 | 32 | 32 | 32 | 32 | 32 | 32 | 32 | 32 | 32 | 32 | 32 | 32 | 32 | 32 | 32 | 32 | 32 | 32 | 32 | 32 | 32 | 32 | 32 | 32 | 32 | 32 | 32 | 32 | 32 | 32 | 32 | 32 | 32 | 32 | 32 | 32 | 32 | 32 | 32 | 32 | 32 | 32 | 32 | 32 | 32 | 32 | 32 | 32 | 32 | 32 | 32 | 32 | 32 | 32 | 32 | 32 | 32 | 32 | 32 | 32 | 32 | 32 | 32 | 32 | 32 | 32 | 32 | 32 | 32 | 32 | 32 | 32 | 32 | 32 | 32 | 32 | 32 | 32 | 32 | 32 | 32 | 32 | 32 | 32 | 32 | 32 | 32 | 32 | 32 | 32 | 32 | 32 | 32 | 32 | 32 | 32 | 32 | 32 | 32 | 32 | 32 | 32 | 32 | 32 | 32 | 32 | 32 | 32 | 32 | 32 | 32 | 32 | 32 | 32 | 32 | 32 | 32 | 32 | 32 | 32 | 32 | 32 | 32 | 32 | 32 | 32 | 32 | 32 | 32 | 32 | 32 | 32 | 32 | 32 | 32 | 32 | 32 | 32 | 32 | 32 | 32 | 32 | 32 | 32 | 32 | 32 | 32 | 32 | 32 | 32 | 32 | 32 | 32 | 32 | 32 | 32 | 32 | 32 | 32 | 32 | 32 | 32 | 32 | 32 | 32 | 32 | 32 | 32 | 32 | 32 | 32 | 32 | 32 | 32 | 32 | 32 | 32 | 32 | 32 | 32 | 32 | 32 | 32 | 32 | 32 | 32 | 32 | 32 | 32 | 32 | 32 | 32 | 32 | 32 | 32 | 32 | 32 | 32 | 32 | 32 | 32 | 32 | 32 | 32 | 32 | 32 | 32 | 32 | 32 | 32 | 32 | 32 | 32 | 32 | 32 | 32 | 32 | 32 | 32 | 32 | 32 | 32 | 32 | 32 | 32 | 32 | 32 | 32 | 32 | 32 | 32 | 32 | 32 | 32 | 32 | 32 | 32 | 32 | 32 | 32 | 32 | 32 | 32 | 32 | 32 | 32 | 32 | 32 | 32 | 32 | 32 | 32 | 32 | 32 | 32 | 32 | 32 | 32 | 32 | 32 | 32 | 32 | 32 | 32 | 32 | 32 | 32 | 32 | 32 | 32 | 32 | 32 | 32 | 32 | 32 | 32 | 32 | 32 | 32 | 32 | 32 | 32 | 32 | 32 | 32 | 32 | 32 | 32 | 32 | 32 | 32 | 32 | 32 | 32 | 32 | 32 | 32 | 32 | 32 | 32 | 32 | 32 | 32 | 32 | 32 | 32 | 32 | 32 | 32 | 32 | 32 | 32 | 32 | 32 | 32 | 32 | 32 | 32 | 32 | 32 | 32 | 32 | 32 | 32 | 32 | 32 | 32 | 32 | 32 | 32 | 32 | 32 | 32 | 32 | 32 | 32 | 32 | 32 | 32 | 32 | 32 | 32 | 32 | 32 | 32 | 32 | 32 | 32 | 32 | 32 | 32 | 32 | 32 | 32 | 32 | 32 | 32 | 32 | 32 | 32 | 32 | 32 | 32 | 32 | 32 | 32 | 32 | 32 | 32 | 32 | 32 | 32 | 32 | 32 | 32 | 32 | 32 | 32 | 32 | 32 | 32 | 32 | 32 | 32 | 32 | 32 | 32 | 32 | 32 | 32 | 32 | 32 | 32 | 32 | 32 | 32 | 32 | 32 | 32 | 32 | 32 | 32 | 32 | 32 | 32 | 32 | 32 | 32 | 32 | 32 | 32 | 32 | 32 | 32 | 32 | 32 | 32 | 32 | 32 | 32 | 32 | 32 | 32 | 32 | 32 | 32 | 32 | 32 | 32 | 32 | 32 | 32 | 32 | 32 | 32 | 32 | 32 | 32 | 32 | 32 | 32 | 32 | 32 | 32 | 32 | 32 | 32 | 32 | 32 | 32 | 32 | 32 | 32 | 32 | 32 | 32 | 32 | 32 | 32 | 32 | 32 | 32 | 32 | 32 | 32 | 32 | 32 | 32 | 32 | 32 | 32 | 32 | 32 | 32 | 32 | 32 | 32 | 32 | 32 | 32 | 32 | 32 | 32 | 32 | 32 | 32 | 32 | 32 | 32 | 32 | 32 | 32 | 32 | 32 | 32 | 32 | 32 | 32 | 32 | 32 | 32 | 32 | 32 | 32 | 32 | 32 | 32 | 32 | 32 | 32 | 32 | 32 | 32 | 32 | 32 | 32 | 32 | 32 | 32 | 32 | 32 | 32 | 32 | 32 | 32 | 32 | 32 | 32 | 32 | 32 | 32 | 32 | 32 | 32 | 32 | 32 | 32 | 32 | 32 | 32 | 32 | 32 | 32 | 32 | 32 | 32 | 32 | 32 | 32 | 32 | 32 | 32 | 32 | 32 | 32 | 32 | 32 | 32 | 32 | 32 | 32 | 32 | 32 | 32 | 32 | 32 | 32 | 32 | 32 | 32 | 32 | 32 | 32 | 32 | 32 | 32 | 32 | 32 | 32 | 32 | 32 | 32 | 32 | 32 | 32 | 32 | 32 | 32 | 32 | 32 | 32 | 32 | 32 | 32 | 32 | 32 | 32 | 32 | 32 | 32 | 32 | 32 | 32 | 32 | 32 | 32 | 32 | 32 | 32 | 32 | 32 | 32 | 32 | 32 | 32 | 32 | 32 | 32 | 32 | 32 | 32 | 32 | 32 | 32 | 32 | 32 | 32 | 32 | 32 | 32 | 32 | 32 | 32 | 32 | 32 | 32 | 32 | 32 | 32 | 32 | 32 | 32 | 32 | 32 | 32 | 32 | 32 | 32 | 32 | 32 | 32 | 32 | 32 | 32 | 32 | 32 | 32 | 32 | 32 | 32 | 32 | 32 | 32 | 32 | 32 | 32 | 32 | 32 | 32 | 32 | 32 | 32 | 32 | 32 | 32 | 32 | 32 | 32 | 32 | 32 | 32 | 32 | 32 | 32 | 32 | 32 | 32 | 32 | 32 | 32 | 32 | 32 | 32 | 32 | 32 | 32 | 32 | 32 | 32 | 32 | 32 | 32 | 32 | 32 | 32 | 32 | 32 | 32 | 32 | 32 | 32 | 32 | 32 | 32 | 32 | 32 | 32 | 32 | 32 | 32 | 32 | 32 | 32 | 32 | 32 | 32 | 32 | 32 | 32 | 32 | 32 | 32 | 32 | 32 | 32 | 32 | 32 | 32 | 32 | 32 | 32 | 32 | 32 | 32 | 32 | 32 | 32 | 32 | 32 | 32 | 32 | 32 | 32 | 32 | 32 | 32 | 32 | 32 | 32 | 32 | 32 | 32 | 32 | 32 | 32 | 32 | 32 | 32 | 32 | 32 | 32 | 32 | 32 | 32 | 32 | 32 | 32 | 32 | 32 | 32 | 32 | 32 | 32 | 32 | 32 | 32 | 32 | 32 | 32 | 32 | 32 | 32 | 32 | 32 | 32 | 32 | 32 | 32 | 32 | 32 | 32 | 32 | 32 | 32 | 32 | 32 | 32 | 32 | 32 | 32 | 32 | 32 | 32 | 32 | 32 | 32 | 32 | 32 | 32 | 32 | 32 | 32 | 32 | 32 | 32 | 32 | 32 | 32 | 32 | 32 | 32 | 32 | 32 | 32 | 32 | 32 | 32 | 32 | 32 | 32 | 32 | 32 | 32 | 32 | 32 | 32 | 32 | 32 | 32 | 32 | 32 | 32 | 32 | 32 | 32 | 32 | 32 | 32 | 32 | 32 | 32 | 32 | 32 | 32 | 32 | 32 | 32 | 32 | 32 | 32 | 32 | 32 | 32 | 32 | 32 | 32 | 32 | 32 | 32 | 32 | 32 | 32 | 32 | 32 | 32 | 32 | 32 | 32 | 32 | 32 | 32 | 32 | 32 | 32 | 32 | 32 | 32 | 32 | 32 | 32 | 32 | 32 | 32 | 32 | 32 | 32 | 32 | 32 | 32 | 32 | 32 | 32 | 32 | 32 | 32 | 32 | 32 | 32 | 32 | 32 | 32 | 32 | 32 | 32 | 32 | 32 | 32 | 32 | 32 | 32 | 32 | 32 | 32 | 32 | 32 | 32 | 32 | 32 | 32 | 32 | 32 | 32 | 32 | 32 | 32 | 32 | 32 | 32 | 32 | 32 | 32 | 32 | 32 | 32 | 32 | 32 | 32 | 32 | 32 | 32 | 32 | 32 | 32 | 32 | 32 | 32 | 32 | 32 | 32 | 32 | 32 | 32 | 32 | 32 | 32 | 32 | 32 | 32 | 32 | 32 | 32 | 32 | 32 | 32 | 32 | 32 | 32 | 32 | 32 | 32 | 32 | 32 | 32 | 32 | 32 | 32 | 32 | 32 | 32 | 32 | 32 | 32 | 32 | 32 | 32 | 32 | 32 | 32 | 32 | 32 | 32 | 32 | 32 | 32 | 32 | 32 | 32 | 32 | 32 | 32 | 32 | 32 | 32 | 32 | 32 | 32 | 32 | 32 | 32 | 32 | 32 | 32 | 32 | 32 | 32 | 32 | 32 | 32 | 32 | 32 | 32 | 32 | 32 | 32 | 32 | 32 | 32 | 32 | 32 | 32 | 32 | 32 | 32 | 32 | 32 | 32 | 32 | 32 | 32 | 32 | 32 | 32 | 32 | 32 | 32 | 32 | 32 | 32 | 32 | 32 | 32 | 32 | 32 | 32 | 32 | 32 | 32 | 32 | 32 | 32 | 32 | 32 | 32 | 32 | 32 | 32 | 32 | 32 | 32 | 32 | 32 | 32 | 32 | 32 | 32 | 32 | 32 | 32 | 32 | 32 | 32 | 32 | 32 | 32 | 32 | 32 | 32 | 32 | 32 | 32 | 32 | 32 | 32 | 32 | 32 | 32 | 32 | 32 | 32 | 32 | 32 | 32 | 32 | 32 | 32 | 32 | 32 | 32 | 32 | 32 | 32 | 32 | 32 | 32 | 32 | 32 | 32 | 32 | 32 | 32 | 32 | 32 | 32 | 32 | 32 | 32 | 32 | 32 | 32 | 32 | 32 | 32 | 32 | 32 | 32 | 32 | 32 | 32 | 32 | 32 | 32 | 32 | 32 | 32 | 32 | 32 | 32 | 32 | 32 | 32 | 32 | 32 | 32 | 32 | 32 | 32 | 32 | 32 | 32 | 32 | 32 | 32 | 32 | 32 | 32 | 32 | 32 | 32 | 32 | 32 | 32 | 32 | 32 | 32 | 32 | 32 | 32 | 32 | 32 | 32 | 32 | 32 | 32 | 32 | 32 | 32 | 32 | 32 | 32 | 32 | 32 | 32 | 32 | 32 | 32 | 32 | 32 | 32 | 32 | 32 | 32 | 32 | 32 | 32 | 32 | 32 | 32 | 32 | 32 | 32 | 32 | 32 | 32 | 32 | 32 | 32 | 32 | 32 | 32 | 32 | 32 | 32 | 32 | 32 | 32 | 32 | 32 | 32 | 32 | 32 | 32 | 32 | 32 | 32 | 32 | 32 | 32 | 32 | 32 | 32 | 32 | 32 | 32 | 32 | 32 | 32 | 32 | 32 | 32 | 32 | 32 | 32 | 32 | 32 | 32 | 32 | 32 | 32 | 32 | 32 | 32 | 32 | 32 | 32 | 32 | 32 | 32 | 32 | 32 | 32 | 32 | 32 | 32 | 32 | 32 | 32 | 32 | 32 | 32 | 32 | 32 | 32 | 32 | 32 | 32 | 32 | 32 | 32 | 32 | 32 | 32 | 32 | 32 | 32 | 32 | 32 | 32 | 32 | 32 | 32 | 32 | 32 | 32 | 32 | 32 | 32 | 32 | 32 | 32 | 32 | 32 | 32 | 32 | 32 | 32 | 32 | 32 | 32 | 32 | 32 | 32 | 32 | 32 | 32 | 32 | 32 | 32 | 32 | 32 | 32 | 32 | 32 | 32 | 32 | 32 | 32 | 32 | 32 | 32 | 32 | 32 | 32 | 32 | 32 | 32 | 32 | 32 | 32 | 32 | 32 | 32 | 32 | 32 | 32 | 32 | 32 | 32 | 32 | 32 | 32 | 32 | 32 | 32 | 32 | 32 | 32 | 32 | 32 | 32 | 32 | 32 | 32 | 32 | 32 | 32 | 32 | 32 | 32 | 32 | 32 | 32 | 32 | 32 | 32 | 32 | 32 | 32 | 32 | 32 | 32 | 32 | 32 | 32 | 32 | 32 | 32 | 32 | 32 | 32 | 32 | 32 | 32 | 32 | 32 | 32 | 32 | 32 | 32 | 32 | 32 | 32 | 32 | 32 | 32 | 32 | 32 | 32 | 32 | 32 | 32 | 32 | 32 | 32 | 32 | 32 | 32 | 32 | 32 | 32 | 32 | 32 | 32 | 32 | 32 | 32 | 32 | 32 | 32 | 32 | 32 | 32 | 32 | 32 | 32 | 32 | 32 | 32 | 32 | 32 | 32 | 32 | 32 | 32 | 32 | 32 | 32 | 32 | 32 | 32 | 32 | 32 | 32 | 32 | 32 | 32 | 32 | 32 | 32 | 32 | 32 | 32 | 32 | 32 | 32 | 32 | 32 | 32 | 32 | 32 | 32 | 32 | 32 | 32 | 32 | 32 | 32 | 32 | 32 | 32 | 32 | 32 | 32 | 32 | 32 | 32 | 32 | 32 | 32 | 32 | 32 | 32 | 32 | 32 | 32 | 32 | 32 | 32 | 32 | 32 | 32 | 32 | 32 | 32 | 32 | 32 | 32 | 32 | 32 | 32 | 32 | 32 | 32 | 32 | 32 | 32 | 32 | 32 | 32 | 32 | 32 | 32 | 32 | 32 | 32 | 32 | 32 | 32 | 32 | 32 | 32 | 32 | 32 | 32 | 32 | 32 | 32 | 32 | 32 | 32 | 32 | 32 | 32 | 32 | 32 | 32 | 32 | 32 | 32 | 32 | 32 | 32 | 32 | 32 | 32 | 32 | 32 | 32 | 32 | 32 | 32 | 32 | 32 | 32 | 32 | 32 | 32 | 32 | 32 | 32 | 32 | 32 | 32 | 32 | 32 | 32 | 32 | 32 | 32 | 32 | 32 | 32 | 32 | 32 | 32 | 32 | 32 | 32 | 32 | 32 | 32 | 32 | 32 | 32 | 32 | 32 | 32 | 32 | 32 | 32 | 32 | 32 | 32 | 32 | 32 | 32 | 32 | 32 | 32 | 32 | 32 | 32 | 32 | 32 | 32 | 32 | 32 | 32 | 32 | 32 | 32 | 32 | 32 | 32 | 32 | 32 | 32 | 32 | 32 | 32 | 32 | 32 | 32 | 32 | 32 | 32 | 32 | 32 | 32 | 32 | 32 | 32 | 32 | 32 | 32 | 32 | 32 | 32 | 32 | 32 | 32 | 32 | 32 | 32 | 32 | 32 | 32 | 32 | 32 | 32 | 32 | 32 | 32 | 32 | 32 | 32 | 32 | 32 | 32 | 32 | 32 | 32 | 32 | 32 | 32 | 32 | 32 | 32 | 32 | 32 | 32 | 32 | 32 | 32 | 32 | 32 | 32 | 32 | 32 | 32 | 32 | 32 | 32 | 32 | 32 | 32 | 32 | 32 | 32 | 32 | 32 | 32 | 32 | 32 | 32 | 32 | 32 | 32 | 32 | 32 | 32 | 32 | 32 | 32 | 32 | 32 | 32 | 32 | 32 | 32 | 32 | 32 | 32 | 32 | 32 | 32 | 32 | 32 | 32 | 32 | 32 | 32 | 32 | 32 | 32 | 32 | 32 | 32 | 32 | 32 | 32 | 32 | 32 | 32 | 32 | 32 | 32 | 32 | 32 | 32 | 32 | 32 | 32 | 32 | 32 | 32 | 32 | 32 | 32 | 32 | 32 | 32 | 32 | 32 | 32 | 32 | 32 | 32 | 32 | 32 | 32 | 32 | 32 | 32 | 32 | 32 | 32 | 32 | 32 | 32 | 32 | 32 | 32 | 32 | 32 | 32 | 32 | 32 | 32 | 32 | 32 | 32 | 32 | 32 | 32 | 32 | 32 | 32 | 32 | 32 | 32 | 32 | 32 | 32 | 32 | 32 | 32 | 32 | 32 | 32 | 32 | 32 | 32 | 32 | 32 | 32 | 32 | 32 | 32 | 32 | 32 | 32 | 32 | 32 | 32 | 32 | 32 | 32 | 32 | 32 | 32 | 32 | 32 | 32 | 32 | 32 | 32 | 32 | 32 | 32 | 32 | 32 | 32 | 32 | 32 | 32 | 32 | 32 | 32 | 32 | 32 | 32 | 32 | 32 | 32 | 32 | 32 | 32 | 32 | 32 | 32 | 32 | 32 | 32 | 32 | 32 | 32 | 32 | 32 | 32 | 32 | 32 | 32 | 32 | 32 | 32 | 32 | 32 | 32 | 32 | 32 | 32 | 32 | 32 | 32 | 32 | 32 | 32 | 32 | 32 | 32 | 32 | 32 | 32 | 32 | 32 | 32 | 32 | 32 | 32 | 32 | 32 | 32 | 32 | 32 | 32 | 32 | 32 | 32 | 32 | 32 | 32 | 32 | 32 | 32 | 32 | 32 | 32 | 32 | 32 | 32 | 32 | 32 | 32 | 32 | 32 | 32 | 32 | 32 | 32 | 32 | 32 | 32 | 32 | 32 | 32 | 32 | 32 | 32 | 32 | 32 | 32 | 32 | 32 | 32 | 32 | 32 | 32 | 32 | 32 | 32 | 32 | 32 | 32 | 32 | 32 | 32 | 32 | 32 | 32 | 32 | 32 | 32 | 32 | 32 | 32 | 32 | 32 | 32 | 32 | 32 | 32 | 32 | 32 | 32 | 32 | 32 | 32 | 32 | 32 | 32 | 32 | 32 | 32 | 32 | 32 | 32 | 32 | 32 | 32 | 32 | 32 | 32 | 32 | 32 | 32 | 32 | 32 | 32 | 32 | 32 | 32 | 32 | 32 | 32 | 32 | 32 | 32 | 32 | 32 | 32 | 32 | 32 | 32 | 32 | 32 | 32 | 32 | 32 | 32 | 32 | 32 | 32 | 32 | 32 | 32 | 32 | 32 | 32 | 32 | 32 | 32 | 32 | 32 | 32 | 32 | 32 | 32 | 32 | 32 | 32 | 32 | 32 | 32 | 32 | 32 | 32 | 32 | 32 | 32 | 32 | 32 | 32 | 32 | 32 | 32 | 32 | 32 | 32 | 32 | 32 | 32 | 32 | 32 | 32 | 32 | 32 | 32 | 32 | 32 | 32 | 32 | 32 | 32 | 32 | 32 | 32 | 32 | 32 | 32 | 32 | 32 | 32 | 32 | 32 | 32 | 32 | 32 | 32 | 32 | 32 | 32 | 32 | 32 | 32 | 32 | 32 | 32 | 32 | 32 | 32 | 32 | 32 | 32 | 32 | 32 | 32 | 32 | 32 | 32 | 32 | 32 | 32 | 32 | 32 | 32 | 32 | 32 | 32 | 32 | 32 | 32 | 32 | 32 | 32 | 32 | 32 | 32 | 32 | 32 | 32 | 32 | 32 | 32 | 32 | 32 | 32 | 32 | 32 | 32 | 32 | 32 | 32 | 32 | 32 | 32 | 32 | 32 | 32 | 32 | 32 | 32 | 32 | 32 | 32 | 32 | 32 | 32 | 32 | 32 | 32 | 32 | 32 | 32 | 32 | 32 | 32 | 32 | 32 | 32 | 32 | 32 | 32 | 32 | 32 | 32 | 32 | 32 | 32 | 32 | 32 | 32 | 32 | 32 | 32 | 32 | 32 | 32 | 32 | 32 | 32 | 32 | 32 | 32 | 32 | 32 | 32 | 32 | 32 | 32 | 32 | 32 | 32 | 32 | 32 | 32 | 32 | 32 | 32 | 32 | 32 | 32 | 32 | 32 | 32 | 32 | 32 | 32 | 32 | 32 | 32 | 32 | 32 | 32 | 32 | 32 | 32 | 32 | 32 | 32 | 32 | 32 | 32 | 32 | 32 | 32 | 32 | 32 | 32 | 32 | 32 | 32 | 32 | 32 | 32 | 32 | 32 | 32 | 32 | 32 | 32 | 32 | 32 | 32 | 32 | 32 | 32 | 32 | 32 | 32 | 32 | 32 | 32 | 32 | 32 | 32 | 32 | 32 | 32 | 32 | 32 | 32 | 32 | 32 | 32 | 32 | 32 | 32 | 32 | 32 | 32 | 32 | 32 | 32 | 32 | 32 | 32 | 32 | 32 | 32 | 32 | 32 | 32 | 32 | 32 | 32 | 32 | 32 | 32 | 32 | 32 | 32 | 32 | 32 | 32 | 32 | 32 | 32 | 32 | 32 | 32 | 32 | 32 | 32 | 32 | 32 | 32 | 32 | 32 | 32 | 32 | 32 | 32 | 32 | 32 | 32 | 32 | 32 | 32 | 32 | 32 | 32 | 32 | 32 | 32 | 32 | 32 | 32 | 32 | 32 | 32 | 32 | 32 | 32 | 32 | 32 | 32 | 32 | 32 | 32 | 32 | 32 | 32 | 32 | 32 | 32 | 32 | 32 | 32 | 32 | 32 | 32 | 32 | 32 | 32 | 32 | 32 | 32 | 32 | 32 | 32 | 32 | 32 | 32 | 32 | 32 | 32 | 32 | 32 | 32 | 32 | 32 | 32 | 32 | 32 | 32 | 32 | 32 | 32 | 32 | 32 | 32 | 32 | 32 | 32 | 32 | 32 | 32 | 32 | 32 | 32 | 32 | 32 | 32 | 32 | 32 | 32 | 32 | 32 | 32 | 32 | 32 | 32 | 32 | 32 | 32 | 32 | 32 | 32 | 32 | 32 | 32 | 32 | 32 | 32 | 32 | 32 | 32 | 32 | 32 | 32 | 32 | 32 | 32 | 32 | 32 | 32 | 32 | 32 | 32 | 32 | 32 | 32 | 32 | 32 | 32 | 32 | 32 | 32 | 32 | 32 | 32 | 32 | 32 | 32 | 32 | 32 | 32 | 32 | 32 | 32 | 32 | 32 | 32 | 32 | 32 | 32 | 32 | 32 | 32 | 32 | 32 | 32 | 32 | 32 | 32 | 32 | 32 | 32 | 32 | 32 | 32 | 32 | 32 | 32 | 32 | 32 | 32 | 32 | 32 | 32 | 32 | 32 | 32 | 32 | 32 | 32 | 32 | 32 | 32 | 32 | 32 | 32 | 32 | 32 | 32 | 32 | 32 | 32 | 32 | 32 | 32 | 32 | 32 | 32 | 32 | 32 | 32 | 32 | 32 | 32 | 32 | 32 | 32 | 32 | 32 | 32 | 32 | 32 | 32 | 32 | 32 | 32 | 32 | 32 | 32 | 32 | 32 | 32 | 32 | 32 | 32 | 32 | 32 | 32 | 32 | 32 | 32 | 32 | 32 | 32 | 32 | 32 | 32 | 32 | 32 | 32 | 32 | 32 | 32 | 32 | 32 | 32 | 32 | 32 | 32 | 32 | 32 | 32 | 32 | 32 | 32 | 32 | 32 | 32 | 32 | 32 | 32 | 32 | 32 | 32 | 32 | 32 | 32 | 32 | 32 | 32 | 32 | 32 | 32 | 32 | 32 | 32 | 32 | 32 | 32 | 32 | 32 | 32 | 32 | 32 | 32 | 32 | 32 | 32 | 32 | 32 | 32 | 32 | 32 | 32 | 32 | 32 | 32 | 32 | 32 | 32 | 32 | 32 | 32 | 32 | 32 | 32 | 32 | 32 | 32 | 32 | 32 | 32 | 32 | 32 | 32 | 32 | 32 | 32 | 32 | 32 | 32 | 32 | 32 | 32 | 32 | 32 | 32 | 32 | 32 | 32 | 32 | 32 | 32 | 32 | 32 | 32 | 32 | 32 | 32 | 32 | 32 | 32 | 32 | 32 | 32 | 32 | 32 | 32 | 32 | 32 | 32 | 32 | 32 | 32 | 32 | 32 | 32 | 32 | 32 | 32 | 32 | 32 | 32 | 32 | 32 | 32 | 32 | 32 | 32 | 32 | 32 | 32 | 32 | 32 | 32 | 32 | 32 | 32 | 32 | 32 | 32 | 32 | 32 | 32 | 32 | 32 | 32 | 32 | 32 | 32 | 32 | 32 | 32 | 32 | 32 | 32 | 32 | 32 | 32 | 32 | 32 | 32 | 32 | 32 | 32 | 32 | 32 | 32 | 32 | 32 | 32 | 32 | 32 | 32 | 32 | 32 | 32 | 32 | 32 | 32 | 32 | 32 | 32 | 32 | 32 | 32 | 32 | 32 | 32 | 32 | 32 | 32 | 32 | 32 | 32 | 32 | 32 | 32 | 32 | 32 | 32 | 32 | 32 | 32 | 32 | 32 | 32 | 32 | 32 | 32 | 32 | 32 | 32 | 32 | 32 | 32 | 32 | 32 | 32 | 32 | 32 | 32 | 32 | 32 | 32 | 32 | 32 | 32 | 32 | 32 | 32 | 32 | 32 | 32 | 32 | 32 | 32 | 32 | 32 | 32 | 32 | 32 | 32 | 32 | 32 | 32 | 32 | 32 | 32 | 32 | 32 | 32 | 32 | 32 | 32 | 32 | 32 | 32 | 32 | 32 | 32 | 32 | 32 | 32 | 32 | 32 | 32 | 32 | 32 | 32 | 32 | 32 | 32 | 32 | 32 | 32 | 32 | 32 | 32 | 32 | 32 | 32 | 32 | 32 | 32 | 32 | 32 | 32 | 32 | 32 | 32 | 32 | 32 | 32 | 32 | 32 | 32 | 32 | 32 | 32 | 32 | 32 | 32 | 32 | 32 | 32 | 32 | 32 | 32 | 32 | 32 | 32 | 32 | 32 | 32 | 32 | 32 | 32 | 32 | 32 | 32 | 32 | 32 | 32 | 32 | 32 | 32 | 32 | 32 | 32 | 32 | 32 | 32 | 32 | 32 | 32 | 32 | 32 | 32 | 32 | 32 | 32 | 32 | 32 | 32 | 32 | 32 | 32 | 32 | 32 | 32 | 32 | 32 | 32 | 32 | 32 | 32 | 32 | 32 | 32 | 32 | 32 | 32 | 32 | 32 | 32 | 32 | 32 | 32 | 32 | 32 | 32 | 32 | 32 | 32 | 32 | 32 | 32 | 32 | 32 | 32 | 32 | 32 | 32 | 32 | 32 | 32 | 32 | 32 | 32 | 32 | 32 | 32 | 32 | 32 | 32 | 32 | 32 | 32 | 32 | 32 | 32 | 32 | 32 | 32 | 32 | 32 | 32 | 32 | 32 | 32 | 32 | 32 | 32 | 32 | 32 | 32 | 32 | 32 | 32 | 32 | 32 | 32 | 32 | 32 | 32 | 32 | 32 | 32 | 32 | 32 | 32 | 32 | 32 | 32 | 32 | 32 | 32 | 32 | 32 | 32 | 32 | 32 | 32 | 32 | 32 | 32 | 32 | 32 | 32 | 32 | 32 | 32 | 32 | 32 | 32 | 32 | 32 | 32 | 32 | 32 | 32 | 32 | 32 | 32 | 32 | 32 | 32 | 32 | 32 | 32 | 32 | 32 | 32 | 32 | 32 | 32 | 32 | 32 | 32 | 32 | 32 | 32 | 32 | 32 | 32 | 32 | 32 | 32 | 32 | 32 | 32 | 32 | 32 | 32 | 32 | 32 | 32 | 32 | 32 | 32 | 32 | 32 | 32 | 32 | 32 | 32 | 32 | 32 | 32 | 32 | 32 | 32 | 32 | 32 | 32 | 32 | 32 | 32 | 32 | 32 | 32 | 32 | 32 | 32 | 32 | 32 | 32 | 32 | 32 | 32 | 32 | 32 | 32 | 32 | 32 | 32 | 32 | 32 | 32 | 32 | 32 | 32 | 32 | 32 | 32 | 32 | 32 | 32 | 32 | 32 | 32 | 32 | 32 | 32 | 32 | 32 | 32 | 32 | 32 | 32 | 32 | 32 | 32 | 32 | 32 | 32 | 32 | 32 | 32 | 32 | 32 | 32 | 32 | 32 | 32 | 32 | 32 | 32 | 32 | 32 | 32 | 32 | 32 | 32 | 32 | 32 | 32 | 32 | 32 | 32 | 32 | 32 | 32 | 32 | 32 | 32 | 32 | 32 | 32 | 32 | 32 | 32 | 32 | 32 | 32 | 32 | 32 | 32 | 32 | 32 | 32 | 32 | 32 | 32 | 32 | 32 | 32 | 32 | 32 | 32 | 32 | 32 | 32 | 32 | 32 | 32 | 32 | 32 | 32 | 32 | 32 | 32 | 32 | 32 | 32 | 32 | 32 | 32 | 32 | 32 | 32 | 32 | 32 | 32 | 32 | 32 | 32 | 32 | 32 | 32 | 32 | 32 | 32 | 32 | 32 | 32 | 32 | 32 | 32 | 32 | 32 | 32 | 32 | 32 | 32 | 32 | 32 | 32 | 32 | 32 | 32 | 32 | 32 | 32 | 32 | 32 | 32 | 32 | 32 | 32 | 32 | 32 | 32 | 32 | 32 | 32 | 32 | 32 | 32 | 32 | 32 | 32 | 32 | 32 | 32 | 32 | 32 | 32 | 32 | 32 | 32 | 32 | 32 | 32 | 32 | 32 | 32 | 32 | 32 | 32 | 32 | 32 | 32 | 32 | 32 | 32 | 32 | 32 | 32 | 32 | 32 | 32 | 32 | 32 | 32 | 32 | 32 | 32 | 32 | 32 | 32 | 32 | 32 | 32 | 32 | 32 | 32 | 32 | 32 | 32 | 32 | 32 | 32 | 32 | 32 | 32 | 32 | 32 | 32 | 32 | 32 | 32 | 32 | 32 | 32 | 32 | 32 | 32 | 32 | 32 | 32 | 32 | 32 | 32 | 32 | 32 | 32 | 32 | 32 | 32 | 32 | 32 | 32 | 32 | 32 | 32 | 32 | 32 | 32 | 32 | 32 | 32 | 32 | 32 | 32 | 32 | 32 | 32 | 32 | 32 | 32 | 32 | 32 | 32 | 32 | 32 | 32 | 32 | 32 | 32 | 32 | 32 | 32 | 32 | 32 | 32 | 32 | 32 | 32 | 32 | 32 | 32 | 32 | 32 | 32 | 32 | 32 | 32 | 32 | 32 | 32 | 32 | 32 | 32 | 32 | 32 | 32 | 32 | 32 | 32 | 32 | 32 | 32 | 32 | 32 | 32 | 32 | 32 | 32 | 32 | 32 | 32 | 32 | 32 | 32 | 32 | 32 | 32 | 32 | 32 | 32 | 32 | 32 | 32 | 32 | 32 | 32 | 32 | 32 | 32 | 32 | 32 | 32 | 32 | 32 | 32 | 32 | 32 | 32 | 32 | 32 | 32 | 32 | 32 | 32 | 32 | 32 | 32 | 32 | 32 | 32 | 32 | 32 | 32 | 32 | 32 | 32 | 32 | 32 | 32 | 32 | 32 | 32 | 32 | 32 | 32 | 32 | 32 | 32 | 32 | 32 | 32 | 32 | 32 | 32 | 32 | 32 | 32 | 32 | 32 | 32 | 32 | 32 | 32 | 32 | 32 | 32 | 32 | 32 | 32 | 32 | 32 | 32 | 32 | 32 | 32 | 32 | 32 | 32 | 32 | 32 | 32 | 32 | 32 | 32 | 32 | 32 | 32 | 32 | 32 | 32 | 32 | 32 | 32 | 32 | 32 | 32 | 32 | 32 | 32 | 32 | 32 | 32 | 32 | 32 | 32 | 32 | 32 | 32 | 32 | 32 | 32 | 32 | 32 | 32 | 32 | 32 | 32 | 32 | 32 | 32 | 32 | 32 | 32 | 32 | 32 | 32 | 32 | 32 | 32 | 32 | 32 | 32 | 32 | 32 | 32 | 32 | 32 | 32 | 32 | 32 | 32 | 32 | 32 | 32 | 32 | 32 | 32 | 32 | 32 | 32 | 32 | 32 | 32 | 32 | 32 | 32 | 32 | 32 | 32 | 32 | 32 | 32 | 32 | 32 | 32 | 32 | 32 | 32 | 32 | 32 | 32 | 32 | 32 | 32 | 32 | 32 | 32 | 32 | 32 | 32 | 32 | 32 | 32 | 32 | 32 | 32 | 32 | 32 | 32 | 32 | 32 | 32 | 32 | 32 | 32 | 32 | 32 | 32 | 32 | 32 | 32 | 32 | 32 | 32 | 32 | 32 | 32 | 32 | 32 | 32 | 32 | 32 | 32 | 32 | 32 | 32 | 32 | 32 | 32 | 32 | 32 | 32 | 32 | 32 | 32 | 32 | 32 | 32 | 32 | 32 | 32 | 32 | 32 | 32 | 32 | 32 | 32 | 32 | 32 | 32 | 32 | 32 | 32 | 32 | 32 | 32 | 32 | 32 | 32 | 32 | 32 | 32 | 32 | 32 | 32 | 32 | 32 | 32 | 32 | 32 | 32 | 32 | 32 | 32 | 32 | 32 | 32 | 32 | 32 | 32 | 32 | 32 | 32 | 32 | 32 | 32 | 32 | 32 | 32 | 32 | 32 | 32 | 32 | 32 | 32 | 32 | 32 | 32 | 32 | 32 | 32 | 32 | 32 | 32 | 32 | 32 | 32 | 32 | 32 | 32 | 32 | 32 | 32 | 32 | 32 | 32 | 32 | 32 | 32 | 32 | 32 | 32 | 32 | 32 | 32 | 32 | 32 | 32 | 32 | 32 | 32 | 32 | 32 | 32
Exposure time | T | constant | 25200 |  | s | Exposure time in seconds | T | 25200 | 25200 | 25200 | 25200 | 25200 | 25200 | 25200 | 25200 | 25200 | 25200 | 25200 | 25200 | 25200 | 25200 | 25200 | 25200 | 25200 | 25200 | 25200 | 25200 | 25200 | 25200 | 25200 | 25200 | 25200 | 25200 | 25200 | 25200 | 25200 | 25200 | 25200 | 25200 | 25200 | 25200 | 25200 | 25200 | 25200 | 25200 | 25200 | 25200 | 25200 | 25200 | 25200 | 25200 | 25200 | 25200 | 25200 | 25200 | 25200 | 25200 | 25200 | 25200 | 25200 | 25200 | 25200 | 25200 | 25200 | 25200 | 25200 | 25200 | 25200 | 25200 | 25200 | 25200 | 25200 | 25200 | 25200 | 25200 | 25200 | 25200 | 25200 | 25200 | 25200 | 25200 | 25200 | 25200 | 25200 | 25200 | 25200 | 25200 | 25200 | 25200 | 25200 | 25200 | 25200 | 25200 | 25200 | 25200 | 25200 | 25200 | 25200 | 25200 | 25200 | 25200 | 25200 | 25200 | 25200 | 25200 | 25200 | 25200 | 25200 | 25200 | 25200 | 25200 | 25200 | 25200 | 25200 | 25200 | 25200 | 25200 | 25200 | 25200 | 25200 | 25200 | 25200 | 25200 | 25200 | 25200 | 25200 | 25200 | 25200 | 25200 | 25200 | 25200 | 25200 | 25200 | 25200 | 25200 | 25200 | 25200 | 25200 | 25200 | 25200 | 25200 | 25200 | 25200 | 25200 | 25200 | 25200 | 25200 | 25200 | 25200 | 25200 | 25200 | 25200 | 25200 | 25200 | 25200 | 25200 | 25200 | 25200 | 25200 | 25200 | 25200 | 25200 | 25200 | 25200 | 25200 | 25200 | 25200 | 25200 | 25200 | 25200 | 25200 | 25200 | 25200 | 25200 | 25200 | 25200 | 25200 | 25200 | 25200 | 25200 | 25200 | 25200 | 25200 | 25200 | 25200 | 25200 | 25200 | 25200 | 25200 | 25200 | 25200 | 25200 | 25200 | 25200 | 25200 | 25200 | 25200 | 25200 | 25200 | 25200 | 25200 | 25200 | 25200 | 25200 | 25200 | 25200 | 25200 | 25200 | 25200 | 25200 | 25200 | 25200 | 25200 | 25200 | 25200 | 25200 | 25200 | 25200 | 25200 | 25200 | 25200 | 25200 | 25200 | 25200 | 25200 | 25200 | 25200 | 25200 | 25200 | 25200 | 25200 | 25200 | 25200 | 25200 | 25200 | 25200 | 25200 | 25200 | 25200 | 25200 | 25200 | 25200 | 25200 | 25200 | 25200 | 25200 | 25200 | 25200 | 25200 | 25200 | 25200 | 25200 | 25200 | 25200 | 25200 | 25200 | 25200 | 25200 | 25200 | 25200 | 25200 | 25200 | 25200 | 25200 | 25200 | 25200 | 25200 | 25200 | 25200 | 25200 | 25200 | 25200 | 25200 | 25200 | 25200 | 25200 | 25200 | 25200 | 25200 | 25200 | 25200 | 25200 | 25200 | 25200 | 25200 | 25200 | 25200 | 25200 | 25200 | 25200 | 25200 | 25200 | 25200 | 25200 | 25200 | 25200 | 25200 | 25200 | 25200 | 25200 | 25200 | 25200 | 25200 | 25200 | 25200 | 25200 | 25200 | 25200 | 25200 | 25200 | 25200 | 25200 | 25200 | 25200 | 25200 | 25200 | 25200 | 25200 | 25200 | 25200 | 25200 | 25200 | 25200 | 25200 | 25200 | 25200 | 25200 | 25200 | 25200 | 25200 | 25200 | 25200 | 25200 | 25200 | 25200 | 25200 | 25200 | 25200 | 25200 | 25200 | 25200 | 25200 | 25200 | 25200 | 25200 | 25200 | 25200 | 25200 | 25200 | 25200 | 25200 | 25200 | 25200 | 25200 | 25200 | 25200 | 25200 | 25200 | 25200 | 25200 | 25200 | 25200 | 25200 | 25200 | 25200 | 25200 | 25200 | 25200 | 25200 | 25200 | 25200 | 25200 | 25200 | 25200 | 25200 | 25200 | 25200 | 25200 | 25200 | 25200 | 25200 | 25200 | 25200 | 25200 | 25200 | 25200 | 25200 | 25200 | 25200 | 25200 | 25200 | 25200 | 25200 | 25200 | 25200 | 25200 | 25200 | 25200 | 25200 | 25200 | 25200 | 25200 | 25200 | 25200 | 25200 | 25200 | 25200 | 25200 | 25200 | 25200 | 25200 | 25200 | 25200 | 25200 | 25200 | 25200 | 25200 | 25200 | 25200 | 25200 | 25200 | 25200 | 25200 | 25200 | 25200 | 25200 | 25200 | 25200 | 25200 | 25200 | 25200 | 25200 | 25200 | 25200 | 25200 | 25200 | 25200 | 25200 | 25200 | 25200 | 25200 | 25200 | 25200 | 25200 | 25200 | 25200 | 25200 | 25200 | 25200 | 25200 | 25200 | 25200 | 25200 | 25200 | 25200 | 25200 | 25200 | 25200 | 25200 | 25200 | 25200 | 25200 | 25200 | 25200 | 25200 | 25200 | 25200 | 25200 | 25200 | 25200 | 25200 | 25200 | 25200 | 25200 | 25200 | 25200 | 25200 | 25200 | 25200 | 25200 | 25200 | 25200 | 25200 | 25200 | 25200 | 25200 | 25200 | 25200 | 25200 | 25200 | 25200 | 25200 | 25200 | 25200 | 25200 | 25200 | 25200 | 25200 | 25200 | 25200 | 25200 | 25200 | 25200 | 25200 | 25200 | 25200 | 25200 | 25200 | 25200 | 25200 | 25200 | 25200 | 25200 | 25200 | 25200 | 25200 | 25200 | 25200 | 25200 | 25200 | 25200 | 25200 | 25200 | 25200 | 25200 | 25200 | 25200 | 25200 | 25200 | 25200 | 25200 | 25200 | 25200 | 25200 | 25200 | 25200 | 25200 | 25200 | 25200 | 25200 | 25200 | 25200 | 25200 | 25200 | 25200 | 25200 | 25200 | 25200 | 25200 | 25200 | 25200 | 25200 | 25200 | 25200 | 25200 | 25200 | 25200 | 25200 | 25200 | 25200 | 25200 | 25200 | 25200 | 25200 | 25200 | 25200 | 25200 | 25200 | 25200 | 25200 | 25200 | 25200 | 25200 | 25200 | 25200 | 25200 | 25200 | 25200 | 25200 | 25200 | 25200 | 25200 | 25200 | 25200 | 25200 | 25200 | 25200 | 25200 | 25200 | 25200 | 25200 | 25200 | 25200 | 25200 | 25200 | 25200 | 25200 | 25200 | 25200 | 25200 | 25200 | 25200 | 25200 | 25200 | 25200 | 25200 | 25200 | 25200 | 25200 | 25200 | 25200 | 25200 | 25200 | 25200 | 25200 | 25200 | 25200 | 25200 | 25200 | 25200 | 25200 | 25200 | 25200 | 25200 | 25200 | 25200 | 25200 | 25200 | 25200 | 25200 | 25200 | 25200 | 25200 | 25200 | 25200 | 25200 | 25200 | 25200 | 25200 | 25200 | 25200 | 25200 | 25200 | 25200 | 25200 | 25200 | 25200 | 25200 | 25200 | 25200 | 25200 | 25200 | 25200 | 25200 | 25200 | 25200 | 25200 | 25200 | 25200 | 25200 | 25200 | 25200 | 25200 | 25200 | 25200 | 25200 | 25200 | 25200 | 25200 | 25200 | 25200 | 25200 | 25200 | 25200 | 25200 | 25200 | 25200 | 25200 | 25200 | 25200 | 25200 | 25200 | 25200 | 25200 | 25200 | 25200 | 25200 | 25200 | 25200 | 25200 | 25200 | 25200 | 25200 | 25200 | 25200 | 25200 | 25200 | 25200 | 25200 | 25200 | 25200 | 25200 | 25200 | 25200 | 25200 | 25200 | 25200 | 25200 | 25200 | 25200 | 25200 | 25200 | 25200 | 25200 | 25200 | 25200 | 25200 | 25200 | 25200 | 25200 | 25200 | 25200 | 25200 | 25200 | 25200 | 25200 | 25200 | 25200 | 25200 | 25200 | 25200 | 25200 | 25200 | 25200 | 25200 | 25200 | 25200 | 25200 | 25200 | 25200 | 25200 | 25200 | 25200 | 25200 | 25200 | 25200 | 25200 | 25200 | 25200 | 25200 | 25200 | 25200 | 25200 | 25200 | 25200 | 25200 | 25200 | 25200 | 25200 | 25200 | 25200 | 25200 | 25200 | 25200 | 25200 | 25200 | 25200 | 25200 | 25200 | 25200 | 25200 | 25200 | 25200 | 25200 | 25200 | 25200 | 25200 | 25200 | 25200 | 25200 | 25200 | 25200 | 25200 | 25200 | 25200 | 25200 | 25200 | 25200 | 25200 | 25200 | 25200 | 25200 | 25200 | 25200 | 25200 | 25200 | 25200 | 25200 | 25200 | 25200 | 25200 | 25200 | 25200 | 25200 | 25200 | 25200 | 25200 | 25200 | 25200 | 25200 | 25200 | 25200 | 25200 | 25200 | 25200 | 25200 | 25200 | 25200 | 25200 | 25200 | 25200 | 25200 | 25200 | 25200 | 25200 | 25200 | 25200 | 25200 | 25200 | 25200 | 25200 | 25200 | 25200 | 25200 | 25200 | 25200 | 25200 | 25200 | 25200 | 25200 | 25200 | 25200 | 25200 | 25200 | 25200 | 25200 | 25200 | 25200 | 25200 | 25200 | 25200 | 25200 | 25200 | 25200 | 25200 | 25200 | 25200 | 25200 | 25200 | 25200 | 25200 | 25200 | 25200 | 25200 | 25200 | 25200 | 25200 | 25200 | 25200 | 25200 | 25200 | 25200 | 25200 | 25200 | 25200 | 25200 | 25200 | 25200 | 25200 | 25200 | 25200 | 25200 | 25200 | 25200 | 25200 | 25200 | 25200 | 25200 | 25200 | 25200 | 25200 | 25200 | 25200 | 25200 | 25200 | 25200 | 25200 | 25200 | 25200 | 25200 | 25200 | 25200 | 25200 | 25200 | 25200 | 25200 | 25200 | 25200 | 25200 | 25200 | 25200 | 25200 | 25200 | 25200 | 25200 | 25200 | 25200 | 25200 | 25200 | 25200 | 25200 | 25200 | 25200 | 25200 | 25200 | 25200 | 25200 | 25200 | 25200 | 25200 | 25200 | 25200 | 25200 | 25200 | 25200 | 25200 | 25200 | 25200 | 25200 | 25200 | 25200 | 25200 | 25200 | 25200 | 25200 | 25200 | 25200 | 25200 | 25200 | 25200 | 25200 | 25200 | 25200 | 25200 | 25200 | 25200 | 25200 | 25200 | 25200 | 25200 | 25200 | 25200 | 25200 | 25200 | 25200 | 25200 | 25200 | 25200 | 25200 | 25200 | 25200 | 25200 | 25200 | 25200 | 25200 | 25200 | 25200 | 25200 | 25200 | 25200 | 25200 | 25200 | 25200 | 25200 | 25200 | 25200 | 25200 | 25200 | 25200 | 25200 | 25200 | 25200 | 25200 | 25200 | 25200 | 25200 | 25200 | 25200 | 25200 | 25200 | 25200 | 25200 | 25200 | 25200 | 25200 | 25200 | 25200 | 25200 | 25200 | 25200 | 25200 | 25200 | 25200 | 25200 | 25200 | 25200 | 25200 | 25200 | 25200 | 25200 | 25200 | 25200 | 25200 | 25200 | 25200 | 25200 | 25200 | 25200 | 25200 | 25200 | 25200 | 25200 | 25200 | 25200 | 25200 | 25200 | 25200 | 25200 | 25200 | 25200 | 25200 | 25200 | 25200 | 25200 | 25200 | 25200 | 25200 | 25200 | 25200 | 25200 | 25200 | 25200 | 25200 | 25200 | 25200 | 25200 | 25200 | 25200 | 25200 | 25200 | 25200 | 25200 | 25200 | 25200 | 25200 | 25200 | 25200 | 25200 | 25200 | 25200 | 25200 | 25200 | 25200 | 25200 | 25200 | 25200 | 25200 | 25200 | 25200 | 25200 | 25200 | 25200 | 25200 | 25200 | 25200 | 25200 | 25200 | 25200 | 25200 | 25200 | 25200 | 25200 | 25200 | 25200 | 25200 | 25200 | 25200 | 25200 | 25200 | 25200 | 25200 | 25200 | 25200 | 25200 | 25200 | 25200 | 25200 | 25200 | 25200 | 25200 | 25200 | 25200 | 25200 | 25200 | 25200 | 25200 | 25200 | 25200 | 25200 | 25200 | 25200 | 25200 | 25200 | 25200 | 25200 | 25200 | 25200 | 25200 | 25200 | 25200 | 25200 | 25200 | 25200 | 25200 | 25200 | 25200 | 25200 | 25200 | 25200 | 25200 | 25200 | 25200 | 25200 | 25200 | 25200 | 25200 | 25200 | 25200 | 25200 | 25200 | 25200 | 25200 | 25200 | 25200 | 25200 | 25200 | 25200 | 25200 | 25200 | 25200 | 25200 | 25200 | 25200 | 25200 | 25200 | 25200 | 25200 | 25200 | 25200 | 25200 | 25200 | 25200 | 25200 | 25200 | 25200 | 25200 | 25200 | 25200 | 25200 | 25200 | 25200 | 25200 | 25200 | 25200 | 25200 | 25200 | 25200 | 25200 | 25200 | 25200 | 25200 | 25200 | 25200 | 25200 | 25200 | 25200 | 25200 | 25200 | 25200 | 25200 | 25200 | 25200 | 25200 | 25200 | 25200 | 25200 | 25200 | 25200 | 25200 | 25200 | 25200 | 25200 | 25200 | 25200 | 25200 | 25200 | 25200 | 25200 | 25200 | 25200 | 25200 | 25200 | 25200 | 25200 | 25200 | 25200 | 25200 | 25200 | 25200 | 25200 | 25200 | 25200 | 25200 | 25200 | 25200 | 25200 | 25200 | 25200 | 25200 | 25200 | 25200 | 25200 | 25200 | 25200 | 25200 | 25200 | 25200 | 25200 | 25200 | 25200 | 25200 | 25200 | 25200 | 25200 | 25200 | 25200 | 25200 | 25200 | 25200 | 25200 | 25200 | 25200 | 25200 | 25200 | 25200 | 25200 | 25200 | 25200 | 25200 | 25200 | 25200 | 25200 | 25200 | 25200 | 25200 | 25200 | 25200 | 25200 | 25200 | 25200 | 25200 | 25200 | 25200 | 25200 | 25200 | 25200 | 25200 | 25200 | 25200 | 25200 | 25200 | 25200 | 25200 | 25200 | 25200 | 25200 | 25200 | 25200 | 25200 | 25200 | 25200 | 25200 | 25200 | 25200 | 25200 | 25200 | 25200 | 25200 | 25200 | 25200 | 25200 | 25200 | 25200 | 25200 | 25200 | 25200 | 25200 | 25200 | 25200 | 25200 | 25200 | 25200 | 25200 | 25200 | 25200 | 25200 | 25200 | 25200 | 25200 | 25200 | 25200 | 25200 | 25200 | 25200 | 25200 | 25200 | 25200 | 25200 | 25200 | 25200 | 25200 | 25200 | 25200 | 25200 | 25200 | 25200 | 25200 | 25200 | 25200 | 25200 | 25200 | 25200 | 25200 | 25200 | 25200 | 25200 | 25200 | 25200 | 25200 | 25200 | 25200 | 25200 | 25200 | 25200 | 25200 | 25200 | 25200 | 25200 | 25200 | 25200 | 25200 | 25200 | 25200 | 25200 | 25200 | 25200 | 25200 | 25200 | 25200 | 25200 | 25200 | 25200 | 25200 | 25200 | 25200 | 25200 | 25200 | 25200 | 25200 | 25200 | 25200 | 25200 | 25200 | 25200 | 25200 | 25200 | 25200 | 25200 | 25200 | 25200 | 25200 | 25200 | 25200 | 25200 | 25200 | 25200 | 25200 | 25200 | 25200 | 25200 | 25200 | 25200 | 25200 | 25200 | 25200 | 25200 | 25200 | 25200 | 25200 | 25200 | 25200 | 25200 | 25200 | 25200 | 25200 | 25200 | 25200 | 25200 | 25200 | 25200 | 25200 | 25200 | 25200 | 25200 | 25200 | 25200 | 25200 | 25200 | 25200 | 25200 | 25200 | 25200 | 25200 | 25200 | 25200 | 25200 | 25200 | 25200 | 25200 | 25200 | 25200 | 25200 | 25200 | 25200 | 25200 | 25200 | 25200 | 25200 | 25200 | 25200 | 25200 | 25200 | 25200 | 25200 | 25200 | 25200 | 25200 | 25200 | 25200 | 25200 | 25200 | 25200 | 25200 | 25200 | 25200 | 25200 | 25200 | 25200 | 25200 | 25200 | 25200 | 25200 | 25200 | 25200 | 25200 | 25200 | 25200 | 25200 | 25200 | 25200 | 25200 | 25200 | 25200 | 25200 | 25200 | 25200 | 25200 | 25200 | 25200 | 25200 | 25200 | 25200 | 25200 | 25200 | 25200 | 25200 | 25200 | 25200 | 25200 | 25200 | 25200 | 25200 | 25200 | 25200 | 25200 | 25200 | 25200 | 25200 | 25200 | 25200 | 25200 | 25200 | 25200 | 25200 | 25200 | 25200 | 25200 | 25200 | 25200 | 25200 | 25200 | 25200 | 25200 | 25200 | 25200 | 25200 | 25200 | 25200 | 25200 | 25200 | 25200 | 25200 | 25200 | 25200 | 25200 | 25200 | 25200 | 25200 | 25200 | 25200 | 25200 | 25200 | 25200 | 25200 | 25200 | 25200 | 25200 | 25200 | 25200 | 25200 | 25200 | 25200 | 25200 | 25200 | 25200 | 25200 | 25200 | 25200 | 25200 | 25200 | 25200 | 25200 | 25200 | 25200 | 25200 | 25200 | 25200 | 25200 | 25200 | 25200 | 25200 | 25200 | 25200 | 25200 | 25200 | 25200 | 25200 | 25200 | 25200 | 25200 | 25200 | 25200 | 25200 | 25200 | 25200 | 25200 | 25200 | 25200 | 25200 | 25200 | 25200 | 25200 | 25200 | 25200 | 25200 | 25200 | 25200 | 25200 | 25200 | 25200 | 25200 | 25200 | 25200 | 25200 | 25200 | 25200 | 25200 | 25200 | 25200 | 25200 | 25200 | 25200 | 25200 | 25200 | 25200 | 25200 | 25200 | 25200 | 25200 | 25200 | 25200 | 25200 | 25200 | 25200 | 25200 | 25200 | 25200 | 25200 | 25200 | 25200 | 25200 | 25200 | 25200 | 25200 | 25200 | 25200 | 25200 | 25200 | 25200 | 25200 | 25200 | 25200 | 25200 | 25200 | 25200 | 25200 | 25200 | 25200 | 25200 | 25200 | 25200 | 25200 | 25200 | 25200 | 25200 | 25200 | 25200 | 25200 | 25200 | 25200 | 25200 | 25200 | 25200 | 25200 | 25200 | 25200 | 25200 | 25200 | 25200 | 25200 | 25200 | 25200 | 25200 | 25200 | 25200 | 25200 | 25200 | 25200 | 25200 | 25200 | 25200 | 25200 | 25200 | 25200 | 25200 | 25200 | 25200 | 25200 | 25200 | 25200 | 25200 | 25200 | 25200 | 25200 | 25200 | 25200 | 25200 | 25200 | 25200 | 25200 | 25200 | 25200 | 25200 | 25200 | 25200 | 25200 | 25200 | 25200 | 25200 | 25200 | 25200 | 25200 | 25200 | 25200 | 25200 | 25200 | 25200 | 25200 | 25200 | 25200 | 25200 | 25200 | 25200 | 25200 | 25200 | 25200 | 25200 | 25200 | 25200 | 25200 | 25200 | 25200 | 25200 | 25200 | 25200 | 25200 | 25200 | 25200 | 25200 | 25200 | 25200 | 25200 | 25200 | 25200 | 25200 | 25200 | 25200 | 25200 | 25200 | 25200 | 25200 | 25200 | 25200 | 25200 | 25200 | 25200 | 25200 | 25200 | 25200 | 25200 | 25200 | 25200 | 25200 | 25200 | 25200 | 25200 | 25200 | 25200 | 25200 | 25200 | 25200 | 25200 | 25200 | 25200 | 25200 | 25200 | 25200 | 25200 | 25200 | 25200 | 25200 | 25200 | 25200 | 25200 | 25200 | 25200 | 25200 | 25200 | 25200 | 25200 | 25200 | 25200 | 25200 | 25200 | 25200 | 25200 | 25200 | 25200 | 25200 | 25200 | 25200 | 25200 | 25200 | 25200 | 25200 | 25200 | 25200 | 25200 | 25200 | 25200 | 25200 | 25200 | 25200 | 25200 | 25200 | 25200 | 25200 | 25200 | 25200 | 25200 | 25200 | 25200 | 25200 | 25200 | 25200 | 25200 | 25200 | 25200 | 25200 | 25200 | 25200 | 25200 | 25200 | 25200 | 25200 | 25200 | 25200 | 25200 | 25200 | 25200 | 25200 | 25200 | 25200 | 25200 | 25200 | 25200 | 25200 | 25200 | 25200 | 25200 | 25200 | 25200 | 25200 | 25200 | 25200 | 25200 | 25200 | 25200 | 25200 | 25200 | 25200 | 25200 | 25200 | 25200 | 25200 | 25200 | 25200 | 25200 | 25200 | 25200 | 25200 | 25200 | 25200 | 25200 | 25200 | 25200 | 25200 | 25200 | 25200 | 25200 | 25200 | 25200 | 25200 | 25200 | 25200 | 25200 | 25200 | 25200 | 25200 | 25200 | 25200 | 25200 | 25200 | 25200 | 25200 | 25200 | 25200 | 25200 | 25200 | 25200 | 25200 | 25200 | 25200 | 25200 | 25200 | 25200 | 25200 | 25200 | 25200 | 25200 | 25200 | 25200 | 25200 | 25200 | 25200 | 25200 | 25200 | 25200 | 25200 | 25200 | 25200 | 25200 | 25200 | 25200 | 25200 | 25200 | 25200 | 25200 | 25200 | 25200 | 25200 | 25200 | 25200 | 25200 | 25200 | 25200 | 25200 | 25200 | 25200 | 25200 | 25200 | 25200 | 25200 | 25200 | 25200 | 25200 | 25200 | 25200 | 25200 | 25200 | 25200 | 25200 | 25200 | 25200 | 25200 | 25200 | 25200 | 25200 | 25200 | 25200 | 25200 | 25200 | 25200 | 25200 | 25200 | 25200 | 25200 | 25200 | 25200 | 25200 | 25200 | 25200 | 25200 | 25200 | 25200 | 25200 | 25200 | 25200 | 25200 | 25200 | 25200 | 25200 | 25200 | 25200 | 25200 | 25200 | 25200 | 25200 | 25200 | 25200 | 25200 | 25200 | 25200 | 25200 | 25200 | 25200 | 25200 | 25200 | 25200 | 25200 | 25200 | 25200 | 25200 | 25200 | 25200 | 25200 | 25200 | 25200 | 25200 | 25200 | 25200 | 25200 | 25200 | 25200 | 25200 | 25200 | 25200 | 25200 | 25200 | 25200 | 25200 | 25200 | 25200 | 25200 | 25200 | 25200 | 25200 | 25200 | 25200 | 25200 | 25200 | 25200 | 25200 | 25200 | 25200 | 25200 | 25200 | 25200 | 25200 | 25200 | 25200 | 25200 | 25200 | 25200 | 25200 | 25200 | 25200 | 25200 | 25200 | 25200 | 25200 | 25200 | 25200 | 25200 | 25200 | 25200 | 25200 | 25200 | 25200 | 25200 | 25200 | 25200 | 25200 | 25200 | 25200 | 25200 | 25200 | 25200 | 25200 | 25200 | 25200 | 25200 | 25200 | 25200 | 25200 | 25200 | 25200 | 25200 | 25200 | 25200 | 25200 | 25200 | 25200 | 25200 | 25200 | 25200 | 25200 | 25200 | 25200 | 25200 | 25200 | 25200 | 25200 | 25200 | 25200 | 25200 | 25200 | 25200 | 25200 | 25200 | 25200 | 25200 | 25200 | 25200 | 25200 | 25200 | 25200 | 25200 | 25200 | 25200 | 25200 | 25200 | 25200 | 25200 | 25200 | 25200 | 25200 | 25200 | 25200 | 25200 | 25200 | 25200 | 25200 | 25200 | 25200 | 25200 | 25200 | 25200 | 25200 | 25200 | 25200 | 25200 | 25200 | 25200 | 25200 | 25200 | 25200 | 25200 | 25200 | 25200 | 25200 | 25200 | 25200 | 25200 | 25200 | 25200 | 25200 | 25200 | 25200 | 25200 | 25200 | 25200 | 25200 | 25200 | 25200 | 25200 | 25200 | 25200 | 25200 | 25200 | 25200 | 25200 | 25200 | 25200 | 25200 | 25200 | 25200 | 25200 | 25200 | 25200 | 25200 | 25200 | 25200 | 25200 | 25200 | 25200 | 25200 | 25200 | 25200 | 25200 | 25200 | 25200 | 25200 | 25200 | 25200 | 25200 | 25200 | 25200 | 25200 | 25200 | 25200 | 25200 | 25200 | 25200 | 25200 | 25200 | 25200 | 25200 | 25200 | 25200 | 25200 | 25200 | 25200 | 25200 | 25200 | 25200 | 25200 | 25200 | 25200 | 25200 | 25200 | 25200 | 25200 | 25200 | 25200 | 25200 | 25200 | 25200 | 25200 | 25200 | 25200 | 25200 | 25200 | 25200 | 25200 | 25200 | 25200 | 25200 | 25200 | 25200 | 25200 | 25200 | 25200 | 25200 | 25200 | 25200 | 25200 | 25200 | 25200 | 25200 | 25200 | 25200 | 25200 | 25200 | 25200 | 25200 | 25200 | 25200 | 25200 | 25200 | 25200 | 25200 | 25200 | 25200 | 25200 | 25200 | 25200 | 25200 | 25200 | 25200 | 25200 | 25200 | 25200 | 25200 | 25200 | 25200 | 25200 | 25200 | 25200 | 25200 | 25200 | 25200 | 25200 | 25200 | 25200 | 25200 | 25200 | 25200 | 25200 | 25200 | 25200 | 25200 | 25200 | 25200 | 25200 | 25200 | 25200 | 25200 | 25200 | 25200 | 25200 | 25200 | 25200 | 25200 | 25200 | 25200 | 25200 | 25200 | 25200 | 25200 | 25200 | 25200 | 25200 | 25200 | 25200 | 25200 | 25200 | 25200 | 25200 | 25200 | 25200 | 25200 | 25200 | 25200 | 25200 | 25200 | 25200 | 25200 | 25200 | 25200 | 25200 | 25200 | 25200 | 25200 | 25200 | 25200 | 25200 | 25200 | 25200 | 25200 | 25200 | 25200 | 25200 | 25200 | 25200 | 25200 | 25200 | 25200 | 25200 | 25200 | 25200 | 25200 | 25200 | 25200 | 25200 | 25200 | 25200 | 25200 | 25200 | 25200 | 25200 | 25200 | 25200 | 25200 | 25200 | 25200 | 25200 | 25200 | 25200 | 25200 | 25200 | 25200 | 25200 | 25200 | 25200 | 25200 | 25200 | 25200 | 25200 | 25200 | 25200 | 25200 | 25200 | 25200 | 25200 | 25200 | 25200 | 25200 | 25200 | 25200 | 25200 | 25200 | 25200 | 25200 | 25200 | 25200 | 25200 | 25200 | 25200 | 25200 | 25200 | 25200 | 25200 | 25200 | 25200 | 25200 | 25200 | 25200 | 25200 | 25200 | 25200 | 25200 | 25200 | 25200 | 25200 | 25200 | 25200 | 25200 | 25200 | 25200 | 25200 | 25200 | 25200 | 25200 | 25200 | 25200 | 25200 | 25200 | 25200 | 25200 | 25200 | 25200 | 25200 | 25200 | 25200 | 25200 | 25200 | 25200 | 25200 | 25200 | 25200 | 25200 | 25200 | 25200 | 25200 | 25200 | 25200 | 25200 | 25200 | 25200 | 25200 | 25200 | 25200 | 25200 | 25200 | 25200 | 25200 | 25200 | 25200 | 25200 | 25200 | 25200 | 25200 | 25200 | 25200 | 25200 | 25200 | 25200 | 25200 | 25200 | 25200 | 25200 | 25200 | 25200 | 25200 | 25200 | 25200 | 25200 | 25200 | 25200 | 25200 | 25200 | 25200 | 25200 | 25200 | 25200 | 25200 | 25200 | 25200 | 25200 | 25200 | 25200 | 25200 | 25200 | 25200 | 25200 | 25200 | 25200 | 25200 | 25200 | 25200 | 25200 | 25200 | 25200 | 25200 | 25200 | 25200 | 25200 | 25200 | 25200 | 25200 | 25200 | 25200 | 25200 | 25200 | 25200 | 25200 | 25200 | 25200 | 25200 | 25200 | 25200 | 25200 | 25200 | 25200 | 25200 | 25200 | 25200 | 25200 | 25200 | 25200 | 25200 | 25200 | 25200 | 25200 | 25200 | 25200 | 25200 | 25200 | 25200 | 25200 | 25200 | 25200 | 25200 | 25200 | 25200 | 25200 | 25200 | 25200 | 25200 | 25200 | 25200 | 25200 | 25200 | 25200 | 25200 | 25200 | 25200 | 25200 | 25200 | 25200 | 25200 | 25200 | 25200 | 25200 | 25200 | 25200 | 25200 | 25200 | 25200 | 25200 | 25200 | 25200 | 25200 | 25200 | 25200 | 25200 | 25200 | 25200 | 25200 | 25200 | 25200 | 25200 | 25200 | 25200 | 25200 | 25200 | 25200 | 25200 | 25200 | 25200 | 25200 | 25200 | 25200 | 25200 | 25200 | 25200 | 25200 | 25200 | 25200 | 25200 | 25200 | 25200 | 25200 | 25200 | 25200 | 25200 | 25200 | 25200 | 25200 | 25200 | 25200 | 25200 | 25200 | 25200 | 25200 | 25200 | 25200 | 25200 | 25200 | 25200 | 25200 | 25200 | 25200 | 25200 | 25200 | 25200 | 25200 | 25200 | 25200 | 25200 | 25200 | 25200 | 25200 | 25200 | 25200 | 25200 | 25200 | 25200 | 25200 | 25200 | 25200 | 25200 | 25200 | 25200 | 25200 | 25200 | 25200 | 25200 | 25200 | 25200 | 25200 | 25200 | 25200 | 25200 | 25200 | 25200 | 25200 | 25200 | 25200 | 25200 | 25200 | 25200 | 25200 | 25200 | 25200 | 25200 | 25200 | 25200 | 25200 | 25200 | 25200 | 25200 | 25200 | 25200 | 25200 | 25200 | 25200 | 25200 | 25200 | 25200 | 25200 | 25200 | 25200 | 25200 | 25200 | 25200 | 25200 | 25200 | 25200 | 25200 | 25200 | 25200 | 25200 | 25200 | 25200 | 25200 | 25200 | 25200 | 25200 | 25200 | 25200 | 25200 | 25200 | 25200 | 25200 | 25200 | 25200 | 25200 | 25200 | 25200 | 25200 | 25200 | 25200 | 25200 | 25200 | 25200 | 25200 | 25200 | 25200 | 25200 | 25200 | 25200 | 25200 | 25200 | 25200 | 25200 | 25200 | 25200 | 25200 | 25200 | 25200 | 25200 | 25200 | 25200 | 25200 | 25200 | 25200 | 25200 | 25200 | 25200 | 25200 | 25200 | 25200 | 25200 | 25200 | 25200 | 25200 | 25200 | 25200 | 25200 | 25200 | 25200 | 25200 | 25200 | 25200 | 25200 | 25200 | 25200 | 25200 | 25200 | 25200 | 25200 | 25200 | 25200 | 25200 | 25200 | 25200 | 25200 | 25200 | 25200 | 25200 | 25200 | 25200 | 25200 | 25200 | 25200 | 25200 | 25200 | 25200 | 25200 | 25200 | 25200 | 25200 | 25200 | 25200 | 25200 | 25200 | 25200 | 25200 | 25200 | 25200 | 25200 | 25200 | 25200 | 25200 | 25200 | 25200 | 25200 | 25200 | 25200 | 25200 | 25200 | 25200 | 25200 | 25200 | 25200 | 25200 | 25200 | 25200 | 25200 | 25200 | 25200 | 25200 | 25200 | 25200 | 25200 | 25200 | 25200 | 25200 | 25200 | 25200 | 25200 | 25200 | 25200 | 25200 | 25200 | 25200 | 25200 | 25200 | 25200 | 25200 | 25200 | 25200 | 25200 | 25200 | 25200 | 25200 | 25200 | 25200 | 25200 | 25200 | 25200 | 25200 | 25200 | 25200 | 25200 | 25200 | 25200 | 25200 | 25200 | 25200 | 25200 | 25200 | 25200 | 25200 | 25200 | 25200 | 25200 | 25200 | 25200 | 25200 | 25200 | 25200 | 25200 | 25200 | 25200 | 25200 | 25200 | 25200 | 25200 | 25200 | 25200 | 25200 | 25200 | 25200 | 25200 | 25200 | 25200 | 25200 | 25200 | 25200 | 25200 | 25200 | 25200 | 25200 | 25200 | 25200 | 25200 | 25200 | 25200 | 25200 | 25200 | 25200 | 25200 | 25200 | 25200 | 25200 | 25200 | 25200 | 25200 | 25200 | 25200 | 25200 | 25200 | 25200 | 25200 | 25200 | 25200 | 25200 | 25200 | 25200 | 25200 | 25200 | 25200 | 25200 | 25200 | 25200 | 25200 | 25200 | 25200 | 25200 | 25200 | 25200 | 25200 | 25200 | 25200 | 25200 | 25200 | 25200 | 25200 | 25200 | 25200 | 25200 | 25200 | 25200 | 25200 | 25200 | 25200 | 25200 | 25200 | 25200 | 25200 | 25200 | 25200 | 25200 | 25200 | 25200 | 25200 | 25200 | 25200 | 25200 | 25200 | 25200 | 25200 | 25200 | 25200 | 25200 | 25200 | 25200 | 25200 | 25200 | 25200 | 25200 | 25200 | 25200 | 25200 | 25200 | 25200 | 25200 | 25200 | 25200 | 25200 | 25200 | 25200 | 25200 | 25200 | 25200 | 25200 | 25200 | 25200 | 25200 | 25200 | 25200 | 25200 | 25200 | 25200 | 25200 | 25200 | 25200 | 25200 | 25200 | 25200 | 25200 | 25200 | 25200 | 25200 | 25200 | 25200 | 25200 | 25200 | 25200 | 25200 | 25200 | 25200 | 25200 | 25200 | 25200 | 25200 | 25200 | 25200 | 25200 | 25200 | 25200 | 25200 | 25200 | 25200 | 25200 | 25200 | 25200 | 25200 | 25200 | 25200 | 25200 | 25200 | 25200 | 25200 | 25200 | 25200 | 25200 | 25200 | 25200 | 25200 | 25200 | 25200 | 25200 | 25200 | 25200 | 25200 | 25200 | 25200 | 25200 | 25200 | 25200 | 25200 | 25200 | 25200 | 25200 | 25200 | 25200 | 25200 | 25200 | 25200 | 25200 | 25200 | 25200 | 25200 | 25200 | 25200 | 25200 | 25200 | 25200 | 25200 | 25200 | 25200 | 25200 | 25200 | 25200 | 25200 | 25200 | 25200 | 25200 | 25200 | 25200 | 25200 | 25200 | 25200 | 25200 | 25200 | 25200 | 25200 | 25200 | 25200 | 25200 | 25200 | 25200 | 25200 | 25200 | 25200 | 25200 | 25200 | 25200 | 25200 | 25200 | 25200 | 25200 | 25200 | 25200 | 25200 | 25200 | 25200 | 25200 | 25200 | 25200 | 25200 | 25200 | 25200 | 25200 | 25200 | 25200 | 25200 | 25200 | 25200 | 25200 | 25200 | 25200 | 25200 | 25200 | 25200 | 25200 | 25200 | 25200 | 25200 | 25200 | 25200 | 25200 | 25200 | 25200 | 25200 | 25200 | 25200 | 25200 | 25200 | 25200 | 25200 | 25200 | 25200 | 25200 | 25200 | 25200 | 25200 | 25200 | 25200 | 25200 | 25200 | 25200 | 25200 | 25200 | 25200 | 25200 | 25200 | 25200 | 25200 | 25200 | 25200 | 25200 | 25200 | 25200 | 25200 | 25200 | 25200 | 25200 | 25200 | 25200 | 25200 | 25200 | 25200 | 25200 | 25200 | 25200 | 25200 | 25200 | 25200 | 25200 | 25200 | 25200 | 25200 | 25200 | 25200 | 25200 | 25200 | 25200 | 25200 | 25200 | 25200 | 25200 | 25200 | 25200 | 25200 | 25200 | 25200 | 25200 | 25200 | 25200 | 25200 | 25200 | 25200 | 25200 | 25200 | 25200 | 25200 | 25200 | 25200 | 25200 | 25200 | 25200 | 25200 | 25200 | 25200 | 25200 | 25200 | 25200 | 25200 | 25200 | 25200 | 25200 | 25200 | 25200 | 25200 | 25200 | 25200 | 25200 | 25200 | 25200 | 25200 | 25200 | 25200 | 25200 | 25200 | 25200 | 25200 | 25200 | 25200 | 25200 | 25200 | 25200 | 25200 | 25200 | 25200 | 25200 | 25200 | 25200 | 25200 | 25200 | 25200 | 25200 | 25200 | 25200 | 25200 | 25200 | 25200 | 25200 | 25200 | 25200 | 25200 | 25200 | 25200 | 25200 | 25200 | 25200 | 25200 | 25200 | 25200 | 25200 | 25200 | 25200 | 25200 | 25200 | 25200 | 25200 | 25200 | 25200 | 25200 | 25200 | 25200 | 25200 | 25200 | 25200 | 25200 | 25200 | 25200 | 25200 | 25200 | 25200 | 25200 | 25200 | 25200 | 25200 | 25200 | 25200 | 25200 | 25200 | 25200 | 25200 | 25200 | 25200 | 25200 | 25200 | 25200 | 25200 | 25200 | 25200 | 25200 | 25200 | 25200 | 25200 | 25200 | 25200 | 25200 | 25200 | 25200 | 25200 | 25200 | 25200 | 25200 | 25200 | 25200 | 25200 | 25200 | 25200 | 25200 | 25200 | 25200 | 25200 | 25200 | 25200 | 25200 | 25200 | 25200 | 25200 | 25200 | 25200 | 25200 | 25200 | 25200 | 25200 | 25200 | 25200 | 25200 | 25200 | 25200 | 25200 | 25200 | 25200 | 25200 | 25200 | 25200 | 25200 | 25200 | 25200 | 25200 | 25200 | 25200 | 25200 | 25200 | 25200 | 25200 | 25200 | 25200 | 25200 | 25200 | 25200 | 25200 | 25200 | 25200 | 25200 | 25200 | 25200 | 25200 | 25200 | 25200 | 25200 | 25200 | 25200 | 25200 | 25200 | 25200 | 25200 | 25200 | 25200 | 25200 | 25200 | 25200 | 25200 | 25200 | 25200 | 25200 | 25200 | 25200 | 25200 | 25200 | 25200 | 25200 | 25200 | 25200 | 25200 | 25200 | 25200 | 25200 | 25200 | 25200 | 25200 | 25200 | 25200 | 25200 | 25200 | 25200 | 25200 | 25200 | 25200 | 25200 | 25200 | 25200 | 25200 | 25200 | 25200 | 25200 | 25200 | 25200 | 25200 | 25200 | 25200 | 25200 | 25200 | 25200 | 25200 | 25200 | 25200 | 25200 | 25200 | 25200 | 25200 | 25200 | 25200 | 25200 | 25200 | 25200 | 25200 | 25200 | 25200 | 25200 | 25200 | 25200 | 25200 | 25200 | 25200 | 25200 | 25200 | 25200 | 25200 | 25200 | 25200 | 25200 | 25200 | 25200 | 25200 | 25200 | 25200 | 25200 | 25200 | 25200 | 25200 | 25200 | 25200 | 25200 | 25200 | 25200 | 25200 | 25200 | 25200 | 25200 | 25200 | 25200 | 25200 | 25200 | 25200 | 25200 | 25200 | 25200 | 25200 | 25200 | 25200 | 25200 | 25200 | 25200 | 25200 | 25200 | 25200 | 25200 | 25200 | 25200 | 25200 | 25200 | 25200 | 25200 | 25200 | 25200 | 25200 | 25200 | 25200 | 25200 | 25200 | 25200 | 25200 | 25200 | 25200 | 25200 | 25200 | 25200 | 25200 | 25200 | 25200 | 25200 | 25200 | 25200 | 25200 | 25200 | 25200 | 25200 | 25200 | 25200 | 25200 | 25200 | 25200 | 25200 | 25200 | 25200 | 25200 | 25200 | 25200 | 25200 | 25200 | 25200 | 25200 | 25200 | 25200 | 25200 | 25200 | 25200 | 25200 | 25200 | 25200 | 25200 | 25200 | 25200 | 25200 | 25200 | 25200 | 25200 | 25200 | 25200 | 25200 | 25200 | 25200 | 25200 | 25200 | 25200 | 25200 | 25200 | 25200 | 25200 | 25200 | 25200 | 25200 | 25200 | 25200 | 25200 | 25200 | 25200 | 25200 | 25200 | 25200 | 25200 | 25200 | 25200 | 25200 | 25200 | 25200 | 25200 | 25200 | 25200 | 25200 | 25200 | 25200 | 25200 | 25200 | 25200 | 25200 | 25200 | 25200 | 25200 | 25200 | 25200 | 25200 | 25200 | 25200 | 25200 | 25200 | 25200 | 25200 | 25200 | 25200 | 25200 | 25200 | 25200 | 25200 | 25200 | 25200 | 25200 | 25200 | 25200 | 25200 | 25200 | 25200 | 25200 | 25200 | 25200 | 25200 | 25200 | 25200 | 25200 | 25200 | 25200 | 25200 | 25200 | 25200 | 25200 | 25200 | 25200 | 25200 | 25200 | 25200 | 25200 | 25200 | 25200 | 25200 | 25200 | 25200 | 25200 | 25200 | 25200 | 25200 | 25200 | 25200 | 25200 | 25200 | 25200 | 25200 | 25200 | 25200 | 25200 | 25200 | 25200 | 25200 | 25200 | 25200 | 25200 | 25200 | 25200 | 25200 | 25200 | 25200 | 25200 | 25200 | 25200 | 25200 | 25200 | 25200 | 25200 | 25200 | 25200 | 25200 | 25200 | 25200 | 25200 | 25200 | 25200 | 25200 | 25200 | 25200 | 25200 | 25200 | 25200 | 25200 | 25200 | 25200 | 25200 | 25200 | 25200 | 25200 | 25200 | 25200 | 25200 | 25200 | 25200 | 25200 | 25200 | 25200 | 25200 | 25200 | 25200 | 25200 | 25200 | 25200 | 25200 | 25200 | 25200 | 25200 | 25200 | 25200 | 25200 | 25200 | 25200 | 25200 | 25200 | 25200 | 25200 | 25200 | 25200 | 25200 | 25200 | 25200 | 25200 | 25200 | 25200 | 25200 | 25200 | 25200 | 25200 | 25200 | 25200 | 25200 | 25200 | 25200 | 25200 | 25200 | 25200 | 25200 | 25200 | 25200 | 25200 | 25200 | 25200 | 25200 | 25200 | 25200 | 25200 | 25200 | 25200 | 25200 | 25200 | 25200 | 25200 | 25200 | 25200 | 25200 | 25200 | 25200 | 25200 | 25200 | 25200 | 25200 | 25200 | 25200 | 25200 | 25200 | 25200 | 25200 | 25200 | 25200 | 25200 | 25200 | 25200 | 25200 | 25200 | 25200 | 25200 | 25200 | 25200 | 25200 | 25200 | 25200 | 25200 | 25200 | 25200 | 25200 | 25200 | 25200 | 25200 | 25200 | 25200 | 25200 | 25200 | 25200 | 25200 | 25200 | 25200 | 25200 | 25200 | 25200 | 25200 | 25200 | 25200 | 25200 | 25200 | 25200 | 25200 | 25200 | 25200 | 25200 | 25200 | 25200 | 25200 | 25200 | 25200 | 25200 | 25200 | 25200 | 25200 | 25200 | 25200 | 25200 | 25200 | 25200 | 25200 | 25200 | 25200 | 25200 | 25200 | 25200 | 25200 | 25200 | 25200 | 25200 | 25200 | 25200 | 25200 | 25200 | 25200 | 25200 | 25200 | 25200 | 25200 | 25200 | 25200 | 25200 | 25200 | 25200 | 25200 | 25200 | 25200 | 25200 | 25200 | 25200 | 25200 | 25200 | 25200 | 25200 | 25200 | 25200 | 25200 | 25200 | 25200 | 25200 | 25200 | 25200 | 25200 | 25200 | 25200 | 25200 | 25200 | 25200 | 25200 | 25200 | 25200 | 25200 | 25200 | 25200 | 25200 | 25200 | 25200 | 25200 | 25200 | 25200 | 25200 | 25200 | 25200 | 25200 | 25200 | 25200 | 25200 | 25200 | 25200 | 25200 | 25200 | 25200 | 25200 | 25200 | 25200 | 25200 | 25200 | 25200 | 25200 | 25200 | 25200 | 25200 | 25200 | 25200 | 25200 | 25200 | 25200 | 25200 | 25200 | 25200 | 25200 | 25200 | 25200 | 25200 | 25200 | 25200 | 25200 | 25200 | 25200 | 25200 | 25200 | 25200 | 25200 | 25200 | 25200 | 25200 | 25200 | 25200 | 25200 | 25200 | 25200 | 25200 | 25200 | 25200 | 25200 | 25200 | 25200 | 25200 | 25200 | 25200 | 25200 | 25200 | 25200 | 25200 | 25200 | 25200 | 25200 | 25200 | 25200 | 25200 | 25200 | 25200 | 25200 | 25200 | 25200 | 25200 | 25200 | 25200 | 25200 | 25200 | 25200 | 25200 | 25200 | 25200 | 25200 | 25200 | 25200 | 25200 | 25200 | 25200 | 25200 | 25200 | 25200 | 25200 | 25200 | 25200 | 25200 | 25200 | 25200 | 25200 | 25200 | 25200 | 25200 | 25200 | 25200 | 25200 | 25200 | 25200 | 25200 | 25200 | 25200 | 25200 | 25200 | 25200 | 25200 | 25200 | 25200 | 25200 | 25200 | 25200 | 25200 | 25200 | 25200 | 25200 | 25200 | 25200 | 25200 | 25200 | 25200 | 25200 | 25200 | 25200 | 25200 | 25200 | 25200 | 25200 | 25200 | 25200 | 25200 | 25200 | 25200 | 25200 | 25200 | 25200 | 25200 | 25200 | 25200 | 25200 | 25200 | 25200 | 25200 | 25200 | 25200 | 25200 | 25200 | 25200 | 25200 | 25200 | 25200 | 25200 | 25200 | 25200 | 25200 | 25200 | 25200 | 25200 | 25200 | 25200 | 25200 | 25200 | 25200 | 25200 | 25200 | 25200 | 25200 | 25200 | 25200 | 25200 | 25200 | 25200 | 25200 | 25200 | 25200 | 25200 | 25200 | 25200 | 25200 | 25200 | 25200 | 25200 | 25200 | 25200 | 25200 | 25200 | 25200 | 25200 | 25200 | 25200 | 25200 | 25200 | 25200 | 25200 | 25200 | 25200 | 25200 | 25200 | 25200 | 25200 | 25200 | 25200 | 25200 | 25200 | 25200 | 25200 | 25200 | 25200 | 25200 | 25200 | 25200 | 25200 | 25200 | 25200 | 25200 | 25200 | 25200 | 25200 | 25200 | 25200 | 25200 | 25200 | 25200 | 25200 | 25200 | 25200 | 25200 | 25200 | 25200 | 25200 | 25200 | 25200 | 25200 | 25200 | 25200 | 25200 | 25200 | 25200 | 25200 | 25200 | 25200 | 25200 | 25200 | 25200 | 25200 | 25200 | 25200 | 25200 | 25200 | 25200 | 25200 | 25200 | 25200 | 25200 | 25200 | 25200 | 25200 | 25200 | 25200 | 25200 | 25200 | 25200 | 25200 | 25200 | 25200 | 25200 | 25200 | 25200 | 25200 | 25200 | 25200 | 25200 | 25200 | 25200 | 25200 | 25200 | 25200 | 25200 | 25200 | 25200 | 25200 | 25200 | 25200 | 25200 | 25200 | 25200 | 25200 | 25200 | 25200 | 25200 | 25200 | 25200 | 25200 | 25200 | 25200 | 25200 | 25200 | 25200 | 25200 | 25200 | 25200 | 25200 | 25200 | 25200 | 25200 | 25200 | 25200 | 25200 | 25200 | 25200 | 25200 | 25200 | 25200 | 25200 | 25200 | 25200 | 25200 | 25200 | 25200 | 25200 | 25200 | 25200 | 25200 | 25200 | 25200 | 25200 | 25200 | 25200 | 25200 | 25200 | 25200 | 25200 | 25200 | 25200 | 25200 | 25200 | 25200 | 25200 | 25200 | 25200 | 25200 | 25200 | 25200 | 25200 | 25200 | 25200 | 25200 | 25200 | 25200 | 25200 | 25200 | 25200 | 25200 | 25200 | 25200 | 25200 | 25200 | 25200 | 25200 | 25200 | 25200 | 25200 | 25200 | 25200 | 25200 | 25200 | 25200 | 25200 | 25200 | 25200 | 25200 | 25200 | 25200 | 25200 | 25200 | 25200 | 25200 | 25200 | 25200 | 25200 | 25200 | 25200 | 25200 | 25200 | 25200 | 25200 | 25200 | 25200 | 25200 | 25200 | 25200 | 25200 | 25200 | 25200 | 25200 | 25200 | 25200 | 25200 | 25200 | 25200 | 25200 | 25200 | 25200 | 25200 | 25200 | 25200 | 25200 | 25200 | 25200 | 25200 | 25200 | 25200 | 25200 | 25200 | 25200 | 25200 | 25200 | 25200 | 25200 | 25200 | 25200 | 25200 | 25200 | 25200 | 25200 | 25200 | 25200 | 25200 | 25200 | 25200 | 25200 | 25200 | 25200 | 25200 | 25200 | 25200 | 25200 | 25200 | 25200 | 25200 | 25200 | 25200 | 25200 | 25200 | 25200 | 25200 | 25200 | 25200 | 25200 | 25200 | 25200 | 25200 | 25200 | 25200 | 25200 | 25200 | 25200 | 25200 | 25200 | 25200 | 25200 | 25200 | 25200 | 25200 | 25200 | 25200 | 25200 | 25200 | 25200 | 25200 | 25200 | 25200 | 25200 | 25200 | 25200 | 25200 | 25200 | 25200 | 25200 | 25200 | 25200 | 25200 | 25200 | 25200 | 25200 | 25200 | 25200 | 25200 | 25200 | 25200 | 25200 | 25200 | 25200 | 25200 | 25200 | 25200 | 25200 | 25200 | 25200 | 25200 | 25200 | 25200 | 25200 | 25200 | 25200 | 25200 | 25200 | 25200 | 25200 | 25200 | 25200 | 25200 | 25200 | 25200 | 25200 | 25200 | 25200 | 25200 | 25200 | 25200 | 25200 | 25200 | 25200 | 25200 | 25200 | 25200 | 25200 | 25200 | 25200 | 25200 | 25200 | 25200 | 25200 | 25200 | 25200 | 25200 | 25200 | 25200 | 25200 | 25200 | 25200 | 25200 | 25200 | 25200 | 25200 | 25200 | 25200 | 25200 | 25200 | 25200 | 25200 | 25200 | 25200 | 25200 | 25200 | 25200 | 25200 | 25200 | 25200 | 25200 | 25200 | 25200 | 25200 | 25200 | 25200 | 25200 | 25200 | 25200 | 25200 | 25200 | 25200 | 25200 | 25200 | 25200 | 25200 | 25200 | 25200 | 25200 | 25200 | 25200 | 25200 | 25200 | 25200 | 25200 | 25200 | 25200 | 25200 | 25200 | 25200 | 25200 | 25200 | 25200 | 25200 | 25200 | 25200 | 25200 | 25200 | 25200 | 25200 | 25200 | 25200 | 25200 | 25200 | 25200 | 25200 | 25200 | 25200 | 25200 | 25200 | 25200 | 25200 | 25200 | 25200 | 25200 | 25200 | 25200 | 25200 | 25200 | 25200 | 25200 | 25200 | 25200 | 25200 | 25200 | 25200 | 25200 | 25200 | 25200 | 25200 | 25200 | 25200 | 25200 | 25200 | 25200 | 25200 | 25200 | 25200 | 25200 | 25200 | 25200 | 25200 | 25200 | 25200 | 25200 | 25200 | 25200 | 25200 | 25200 | 25200 | 25200 | 25200 | 25200 | 25200 | 25200 | 25200 | 25200 | 25200 | 25200 | 25200 | 25200 | 25200 | 25200 | 25200 | 25200 | 25200 | 25200 | 25200 | 25200 | 25200 | 25200 | 25200 | 25200 | 25200 | 25200 | 25200 | 25200 | 25200 | 25200 | 25200 | 25200 | 25200 | 25200 | 25200 | 25200 | 25200 | 25200 | 25200 | 25200 | 25200 | 25200 | 25200 | 25200 | 25200 | 25200 | 25200 | 25200 | 25200 | 25200 | 25200 | 25200 | 25200 | 25200 | 25200 | 25200 | 25200 | 25200 | 25200 | 25200 | 25200 | 25200 | 25200 | 25200 | 25200 | 25200 | 25200 | 25200 | 25200 | 25200 | 25200 | 25200 | 25200 | 25200 | 25200 | 25200 | 25200 | 25200 | 25200 | 25200 | 25200 | 25200 | 25200 | 25200 | 25200 | 25200 | 25200 | 25200 | 25200 | 25200 | 25200 | 25200 | 25200 | 25200 | 25200 | 25200 | 25200 | 25200 | 25200 | 25200 | 25200 | 25200 | 25200 | 25200 | 25200 | 25200 | 25200 | 25200 | 25200 | 25200 | 25200 | 25200 | 25200 | 25200 | 25200 | 25200 | 25200 | 25200 | 25200 | 25200 | 25200 | 25200 | 25200 | 25200 | 25200 | 25200 | 25200 | 25200 | 25200 | 25200 | 25200 | 25200 | 25200 | 25200 | 25200 | 25200 | 25200 | 25200 | 25200 | 25200 | 25200 | 25200 | 25200 | 25200 | 25200 | 25200 | 25200 | 25200 | 25200 | 25200 | 25200 | 25200 | 25200 | 25200 | 25200 | 25200 | 25200 | 25200 | 25200 | 25200 | 25200 | 25200 | 25200 | 25200 | 25200 | 25200 | 25200 | 25200 | 25200 | 25200 | 25200 | 25200 | 25200 | 25200 | 25200 | 25200 | 25200 | 25200 | 25200 | 25200 | 25200 | 25200 | 25200 | 25200 | 25200 | 25200 | 25200 | 25200 | 25200 | 25200 | 25200 | 25200 | 25200 | 25200 | 25200 | 25200 | 25200 | 25200 | 25200 | 25200 | 25200 | 25200 | 25200 | 25200 | 25200 | 25200 | 25200 | 25200 | 25200 | 25200 | 25200 | 25200 | 25200 | 25200 | 25200 | 25200 | 25200 | 25200 | 25200 | 25200 | 25200 | 25200 | 25200 | 25200 | 25200 | 25200 | 25200 | 25200 | 25200 | 25200 | 25200 | 25200 | 25200 | 25200 | 25200 | 25200 | 25200 | 25200 | 25200 | 25200 | 25200 | 25200 | 25200 | 25200 | 25200 | 25200 | 25200 | 25200 | 25200 | 25200 | 25200 | 25200 | 25200 | 25200 | 25200 | 25200 | 25200 | 25200 | 25200 | 25200 | 25200 | 25200 | 25200 | 25200 | 25200 | 25200 | 25200 | 25200 | 25200 | 25200 | 25200 | 25200 | 25200 | 25200 | 25200 | 25200 | 25200 | 25200 | 25200 | 25200 | 25200 | 25200 | 25200 | 25200 | 25200 | 25200 | 25200 | 25200 | 25200 | 25200 | 25200 | 25200 | 25200 | 25200 | 25200 | 25200 | 25200 | 25200 | 25200 | 25200 | 25200 | 25200 | 25200 | 25200 | 25200 | 25200 | 25200 | 25200 | 25200 | 25200 | 25200 | 25200 | 25200 | 25200 | 25200 | 25200 | 25200 | 25200 | 25200 | 25200 | 25200 | 25200 | 25200 | 25200 | 25200 | 25200 | 25200 | 25200 | 25200 | 25200 | 25200 | 25200 | 25200 | 25200 | 25200 | 25200 | 25200 | 25200 | 25200 | 25200 | 25200 | 25200 | 25200 | 25200 | 25200 | 25200 | 25200 | 25200 | 25200 | 25200 | 25200 | 25200 | 25200 | 25200 | 25200 | 25200 | 25200 | 25200 | 25200 | 25200 | 25200 | 25200 | 25200 | 25200 | 25200 | 25200 | 25200 | 25200 | 25200 | 25200 | 25200 | 25200 | 25200 | 25200 | 25200 | 25200 | 25200 | 25200 | 25200 | 25200 | 25200 | 25200 | 25200 | 25200 | 25200 | 25200 | 25200 | 25200 | 25200 | 25200 | 25200 | 25200 | 25200 | 25200 | 25200 | 25200 | 25200 | 25200 | 25200 | 25200 | 25200 | 25200 | 25200 | 25200 | 25200 | 25200 | 25200 | 25200 | 25200 | 25200 | 25200 | 25200 | 25200 | 25200 | 25200 | 25200 | 25200 | 25200 | 25200 | 25200 | 25200 | 25200 | 25200 | 25200 | 25200 | 25200 | 25200 | 25200 | 25200 | 25200 | 25200 | 25200 | 25200 | 25200 | 25200 | 25200 | 25200 | 25200 | 25200 | 25200 | 25200 | 25200 | 25200 | 25200 | 25200 | 25200 | 25200 | 25200 | 25200 | 25200 | 25200 | 25200 | 25200 | 25200 | 25200 | 25200 | 25200 | 25200 | 25200 | 25200 | 25200 | 25200 | 25200 | 25200 | 25200 | 25200 | 25200 | 25200 | 25200 | 25200 | 25200 | 25200 | 25200 | 25200 | 25200 | 25200 | 25200 | 25200 | 25200 | 25200 | 25200 | 25200 | 25200 | 25200 | 25200 | 25200 | 25200 | 25200 | 25200 | 25200 | 25200 | 25200 | 25200 | 25200 | 25200 | 25200 | 25200 | 25200 | 25200 | 25200 | 25200 | 25200 | 25200 | 25200 | 25200 | 25200 | 25200 | 25200 | 25200 | 25200 | 25200 | 25200 | 25200 | 25200 | 25200 | 25200 | 25200 | 25200 | 25200 | 25200 | 25200 | 25200 | 25200 | 25200 | 25200 | 25200 | 25200 | 25200 | 25200 | 25200 | 25200 | 25200 | 25200 | 25200 | 25200 | 25200 | 25200 | 25200 | 25200 | 25200 | 25200 | 25200 | 25200 | 25200 | 25200 | 25200 | 25200 | 25200 | 25200 | 25200 | 25200 | 25200 | 25200 | 25200 | 25200 | 25200 | 25200 | 25200 | 25200 | 25200 | 25200 | 25200 | 25200 | 25200 | 25200 | 25200 | 25200 | 25200 | 25200 | 25200 | 25200 | 25200 | 25200 | 25200 | 25200 | 25200 | 25200 | 25200 | 25200 | 25200 | 25200 | 25200 | 25200 | 25200 | 25200 | 25200 | 25200 | 25200 | 25200 | 25200 | 25200 | 25200 | 25200 | 25200 | 25200 | 25200 | 25200 | 25200 | 25200 | 25200 | 25200 | 25200 | 25200 | 25200 | 25200 | 25200 | 25200 | 25200 | 25200 | 25200 | 25200 | 25200 | 25200 | 25200 | 25200 | 25200 | 25200 | 25200 | 25200 | 25200 | 25200 | 25200 | 25200 | 25200 | 25200 | 25200 | 25200 | 25200 | 25200 | 25200 | 25200 | 25200 | 25200 | 25200 | 25200 | 25200 | 25200 | 25200 | 25200 | 25200 | 25200 | 25200 | 25200 | 25200 | 25200 | 25200 | 25200 | 25200 | 25200 | 25200 | 25200 | 25200 | 25200 | 25200 | 25200 | 25200 | 25200 | 25200 | 25200 | 25200 | 25200 | 25200 | 25200 | 25200 | 25200 | 25200 | 25200 | 25200 | 25200 | 25200 | 25200 | 25200 | 25200 | 25200 | 25200 | 25200 | 25200 | 25200 | 25200 | 25200 | 25200 | 25200 | 25200 | 25200 | 25200 | 25200 | 25200 | 25200 | 25200 | 25200 | 25200 | 25200 | 25200 | 25200 | 25200 | 25200 | 25200 | 25200 | 25200 | 25200 | 25200 | 25200 | 25200 | 25200 | 25200 | 25200 | 25200 | 25200 | 25200 | 25200 | 25200 | 25200 | 25200 | 25200 | 25200 | 25200 | 25200 | 25200 | 25200 | 25200 | 25200 | 25200 | 25200 | 25200 | 25200 | 25200 | 25200 | 25200 | 25200 | 25200 | 25200 | 25200 | 25200 | 25200 | 25200 | 25200 | 25200 | 25200 | 25200 | 25200 | 25200 | 25200 | 25200 | 25200 | 25200 | 25200 | 25200 | 25200 | 25200 | 25200 | 25200 | 25200 | 25200 | 25200 | 25200 | 25200 | 25200 | 25200 | 25200 | 25200 | 25200 | 25200 | 25200 | 25200 | 25200 | 25200 | 25200 | 25200 | 25200 | 25200 | 25200 | 25200 | 25200 | 25200 | 25200 | 25200 | 25200 | 25200 | 25200 | 25200 | 25200 | 25200 | 25200 | 25200 | 25200 | 25200 | 25200 | 25200 | 25200 | 25200 | 25200 | 25200 | 25200 | 25200 | 25200 | 25200 | 25200 | 25200 | 25200 | 25200 | 25200 | 25200 | 25200 | 25200 | 25200 | 25200 | 25200 | 25200 | 25200 | 25200 | 25200 | 25200 | 25200 | 25200 | 25200 | 25200 | 25200 | 25200 | 25200 | 25200 | 25200 | 25200 | 25200 | 25200 | 25200 | 25200 | 25200 | 25200 | 25200 | 25200 | 25200 | 25200 | 25200 | 25200 | 25200 | 25200 | 25200 | 25200 | 25200 | 25200 | 25200 | 25200 | 25200 | 25200 | 25200 | 25200 | 25200 | 25200 | 25200 | 25200 | 25200 | 25200 | 25200 | 25200 | 25200 | 25200 | 25200 | 25200 | 25200 | 25200 | 25200 | 25200 | 25200 | 25200 | 25200 | 25200 | 25200 | 25200 | 25200 | 25200 | 25200 | 25200 | 25200 | 25200 | 25200 | 25200 | 25200 | 25200 | 25200 | 25200 | 25200 | 25200 | 25200 | 25200 | 25200 | 25200 | 25200 | 25200 | 25200 | 25200 | 25200 | 25200 | 25200 | 25200 | 25200 | 25200 | 25200 | 25200 | 25200 | 25200 | 25200 | 25200 | 25200 | 25200 | 25200 | 25200 | 25200 | 25200 | 25200 | 25200 | 25200 | 25200 | 25200 | 25200 | 25200 | 25200 | 25200 | 25200 | 25200 | 25200 | 25200 | 25200 | 25200 | 25200 | 25200 | 25200 | 25200 | 25200 | 25200 | 25200 | 25200 | 25200 | 25200 | 25200 | 25200 | 25200 | 25200 | 25200 | 25200 | 25200 | 25200 | 25200 | 25200 | 25200 | 25200 | 25200 | 25200 | 25200 | 25200 | 25200 | 25200 | 25200 | 25200 | 25200 | 25200 | 25200 | 25200 | 25200 | 25200 | 25200 | 25200 | 25200 | 25200 | 25200 | 25200 | 25200 | 25200 | 25200 | 25200 | 25200 | 25200 | 25200 | 25200 | 25200 | 25200 | 25200 | 25200 | 25200 | 25200 | 25200 | 25200 | 25200 | 25200 | 25200 | 25200 | 25200 | 25200 | 25200 | 25200 | 25200 | 25200 | 25200 | 25200 | 25200 | 25200 | 25200 | 25200 | 25200 | 25200 | 25200 | 25200 | 25200 | 25200 | 25200 | 25200 | 25200 | 25200 | 25200 | 25200 | 25200 | 25200 | 25200 | 25200 | 25200 | 25200 | 25200 | 25200 | 25200 | 25200 | 25200 | 25200 | 25200 | 25200 | 25200 | 25200 | 25200 | 25200 | 25200 | 25200 | 25200 | 25200 | 25200 | 25200 | 25200 | 25200 | 25200 | 25200 | 25200 | 25200 | 25200 | 25200 | 25200 | 25200 | 25200 | 25200 | 25200 | 25200 | 25200 | 25200 | 25200 | 25200 | 25200 | 25200 | 25200 | 25200 | 25200 | 25200 | 25200 | 25200 | 25200 | 25200 | 25200 | 25200 | 25200 | 25200 | 25200 | 25200 | 25200 | 25200 | 25200 | 25200 | 25200 | 25200 | 25200 | 25200 | 25200 | 25200 | 25200 | 25200 | 25200 | 25200 | 25200 | 25200 | 25200 | 25200 | 25200 | 25200 | 25200 | 25200 | 25200 | 25200 | 25200 | 25200 | 25200 | 25200 | 25200 | 25200 | 25200 | 25200 | 25200 | 25200 | 25200 | 25200 | 25200 | 25200 | 25200 | 25200 | 25200 | 25200 | 25200 | 25200 | 25200 | 25200 | 25200 | 25200 | 25200 | 25200 | 25200 | 25200 | 25200 | 25200 | 25200 | 25200 | 25200 | 25200 | 25200 | 25200 | 25200 | 25200 | 25200 | 25200 | 25200 | 25200 | 25200 | 25200 | 25200 | 25200 | 25200 | 25200 | 25200 | 25200 | 25200 | 25200 | 25200 | 25200 | 25200 | 25200 | 25200 | 25200 | 25200 | 25200 | 25200 | 25200 | 25200 | 25200 | 25200 | 25200 | 25200 | 25200 | 25200 | 25200 | 25200 | 25200 | 25200 | 25200 | 25200 | 25200 | 25200 | 25200 | 25200 | 25200 | 25200 | 25200 | 25200 | 25200 | 25200 | 25200 | 25200 | 25200 | 25200 | 25200 | 25200 | 25200 | 25200 | 25200 | 25200 | 25200 | 25200 | 25200 | 25200 | 25200 | 25200 | 25200 | 25200 | 25200 | 25200 | 25200 | 25200 | 25200 | 25200 | 25200 | 25200 | 25200 | 25200 | 25200 | 25200 | 25200 | 25200 | 25200 | 25200 | 25200 | 25200 | 25200 | 25200 | 25200 | 25200 | 25200 | 25200 | 25200 | 25200 | 25200 | 25200 | 25200 | 25200 | 25200 | 25200 | 25200 | 25200 | 25200 | 25200 | 25200 | 25200 | 25200 | 25200 | 25200 | 25200 | 25200 | 25200 | 25200 | 25200 | 25200 | 25200 | 25200 | 25200 | 25200 | 25200 | 25200 | 25200 | 25200 | 25200 | 25200 | 25200 | 25200 | 25200 | 25200 | 25200 | 25200 | 25200 | 25200 | 25200 | 25200 | 25200 | 25200 | 25200 | 25200 | 25200 | 25200 | 25200 | 25200 | 25200 | 25200 | 25200 | 25200 | 25200 | 25200 | 25200 | 25200 | 25200 | 25200 | 25200 | 25200 | 25200 | 25200 | 25200 | 25200 | 25200 | 25200 | 25200 | 25200 | 25200 | 25200 | 25200 | 25200 | 25200 | 25200 | 25200 | 25200 | 25200 | 25200 | 25200 | 25200 | 25200 | 25200 | 25200 | 25200 | 25200 | 25200 | 25200 | 25200 | 25200 | 25200 | 25200 | 25200 | 25200 | 25200 | 25200 | 25200 | 25200 | 25200 | 25200 | 25200 | 25200 | 25200 | 25200 | 25200 | 25200 | 25200 | 25200 | 25200 | 25200 | 25200 | 25200 | 25200 | 25200 | 25200 | 25200 | 25200 | 25200 | 25200 | 25200 | 25200 | 25200 | 25200 | 25200 | 25200 | 25200 | 25200 | 25200 | 25200 | 25200 | 25200 | 25200 | 25200 | 25200 | 25200 | 25200 | 25200 | 25200 | 25200 | 25200 | 25200 | 25200 | 25200 | 25200 | 25200 | 25200 | 25200 | 25200 | 25200 | 25200 | 25200 | 25200 | 25200 | 25200 | 25200 | 25200 | 25200 | 25200 | 25200 | 25200 | 25200 | 25200 | 25200 | 25200 | 25200 | 25200 | 25200 | 25200 | 25200 | 25200 | 25200 | 25200 | 25200 | 25200 | 25200 | 25200 | 25200 | 25200 | 25200 | 25200 | 25200 | 25200 | 25200 | 25200 | 25200 | 25200 | 25200 | 25200 | 25200 | 25200 | 25200 | 25200 | 25200 | 25200 | 25200 | 25200 | 25200 | 25200 | 25200 | 25200 | 25200 | 25200 | 25200 | 25200 | 25200 | 25200 | 25200 | 25200 | 25200 | 25200 | 25200 | 25200 | 25200 | 25200 | 25200 | 25200 | 25200 | 25200 | 25200 | 25200 | 25200 | 25200 | 25200 | 25200 | 25200 | 25200 | 25200 | 25200 | 25200 | 25200 | 25200 | 25200 | 25200 | 25200 | 25200 | 25200 | 25200 | 25200 | 25200 | 25200 | 25200 | 25200 | 25200 | 25200 | 25200 | 25200 | 25200 | 25200 | 25200 | 25200 | 25200 | 25200 | 25200 | 25200 | 25200 | 25200 | 25200 | 25200 | 25200 | 25200 | 25200 | 25200 | 25200 | 25200 | 25200 | 25200 | 25200 | 25200 | 25200 | 25200 | 25200 | 25200 | 25200 | 25200 | 25200 | 25200 | 25200 | 25200 | 25200 | 25200 | 25200 | 25200 | 25200 | 25200 | 25200 | 25200 | 25200 | 25200 | 25200 | 25200 | 25200 | 25200 | 25200 | 25200 | 25200 | 25200 | 25200 | 25200 | 25200 | 25200 | 25200 | 25200 | 25200 | 25200 | 25200 | 25200 | 25200 | 25200 | 25200 | 25200 | 25200 | 25200 | 25200 | 25200 | 25200 | 25200 | 25200 | 25200 | 25200 | 25200 | 25200 | 25200 | 25200 | 25200 | 25200 | 25200 | 25200 | 25200 | 25200 | 25200 | 25200 | 25200 | 25200 | 25200 | 25200 | 25200 | 25200 | 25200 | 25200 | 25200 | 25200 | 25200 | 25200 | 25200 | 25200 | 25200 | 25200 | 25200 | 25200 | 25200 | 25200 | 25200 | 25200 | 25200 | 25200 | 25200 | 25200 | 25200 | 25200 | 25200 | 25200 | 25200 | 25200 | 25200 | 25200 | 25200 | 25200 | 25200 | 25200 | 25200 | 25200 | 25200 | 25200 | 25200 | 25200 | 25200 | 25200 | 25200 | 25200 | 25200 | 25200 | 25200 | 25200 | 25200 | 25200 | 25200 | 25200 | 25200 | 25200 | 25200 | 25200 | 25200 | 25200 | 25200 | 25200 | 25200 | 25200 | 25200 | 25200 | 25200 | 25200 | 25200 | 25200 | 25200 | 25200 | 25200 | 25200 | 25200 | 25200 | 25200 | 25200 | 25200 | 25200 | 25200 | 25200 | 25200 | 25200 | 25200 | 25200 | 25200 | 25200 | 25200 | 25200 | 25200 | 25200 | 25200 | 25200 | 25200 | 25200 | 25200 | 25200 | 25200 | 25200 | 25200 | 25200 | 25200 | 25200 | 25200 | 25200 | 25200 | 25200 | 25200 | 25200 | 25200 | 25200 | 25200 | 25200 | 25200 | 25200 | 25200 | 25200 | 25200 | 25200 | 25200 | 25200 | 25200 | 25200 | 25200 | 25200 | 25200 | 25200 | 25200 | 25200 | 25200 | 25200 | 25200 | 25200 | 25200 | 25200 | 25200 | 25200 | 25200 | 25200 | 25200 | 25200 | 25200 | 25200 | 25200 | 25200 | 25200 | 25200 | 25200 | 25200 | 25200 | 25200 | 25200 | 25200 | 25200 | 25200 | 25200 | 25200 | 25200 | 25200 | 25200 | 25200 | 25200 | 25200 | 25200 | 25200 | 25200 | 25200 | 25200 | 25200 | 25200 | 25200 | 25200 | 25200 | 25200 | 25200 | 25200 | 25200 | 25200 | 25200 | 25200 | 25200 | 25200 | 25200 | 25200 | 25200 | 25200 | 25200 | 25200 | 25200 | 25200 | 25200 | 25200 | 25200 | 25200 | 25200 | 25200 | 25200 | 25200 | 25200 | 25200 | 25200 | 25200 | 25200 | 25200 | 25200 | 25200 | 25200 | 25200 | 25200 | 25200 | 25200 | 25200 | 25200 | 25200 | 25200 | 25200 | 25200 | 25200 | 25200 | 25200 | 25200 | 25200 | 25200 | 25200 | 25200 | 25200 | 25200 | 25200 | 25200 | 25200 | 25200 | 25200 | 25200 | 25200 | 25200 | 25200 | 25200 | 25200 | 25200 | 25200 | 25200 | 25200 | 25200 | 25200 | 25200 | 25200 | 25200 | 25200 | 25200 | 25200 | 25200 | 25200 | 25200 | 25200 | 25200 | 25200 | 25200 | 25200 | 25200 | 25200 | 25200 | 25200 | 25200 | 25200 | 25200 | 25200 | 25200 | 25200 | 25200 | 25200 | 25200 | 25200 | 25200 | 25200 | 25200 | 25200 | 25200 | 25200 | 25200 | 25200 | 25200 | 25200 | 25200 | 25200 | 25200 | 25200 | 25200 | 25200 | 25200 | 25200 | 25200 | 25200 | 25200 | 25200 | 25200 | 25200 | 25200 | 25200 | 25200 | 25200 | 25200 | 25200 | 25200 | 25200 | 25200 | 25200 | 25200 | 25200 | 25200 | 25200 | 25200 | 25200 | 25200 | 25200 | 25200 | 25200 | 25200 | 25200 | 25200 | 25200 | 25200 | 25200 | 25200 | 25200 | 25200 | 25200 | 25200 | 25200 | 25200 | 25200 | 25200 | 25200 | 25200 | 25200 | 25200 | 25200 | 25200 | 25200 | 25200 | 25200 | 25200 | 25200 | 25200 | 25200 | 25200 | 25200 | 25200 | 25200 | 25200 | 25200 | 25200 | 25200 | 25200 | 25200 | 25200 | 25200 | 25200 | 25200 | 25200 | 25200 | 25200 | 25200 | 25200 | 25200 | 25200 | 25200 | 25200 | 25200 | 25200 | 25200 | 25200 | 25200 | 25200 | 25200 | 25200 | 25200 | 25200 | 25200 | 25200 | 25200 | 25200 | 25200 | 25200 | 25200 | 25200 | 25200 | 25200 | 25200 | 25200 | 25200 | 25200 | 25200 | 25200 | 25200 | 25200 | 25200 | 25200 | 25200 | 25200 | 25200 | 25200 | 25200 | 25200 | 25200 | 25200 | 25200 | 25200 | 25200 | 25200 | 25200 | 25200 | 25200 | 25200 | 25200 | 25200 | 25200 | 25200 | 25200 | 25200 | 25200 | 25200 | 25200 | 25200 | 25200 | 25200 | 25200 | 25200 | 25200 | 25200 | 25200 | 25200 | 25200 | 25200 | 25200 | 25200 | 25200 | 25200 | 25200 | 25200 | 25200 | 25200 | 25200 | 25200 | 25200 | 25200 | 25200 | 25200 | 25200 | 25200 | 25200 | 25200 | 25200 | 25200 | 25200 | 25200 | 25200 | 25200 | 25200 | 25200 | 25200 | 25200 | 25200 | 25200 | 25200 | 25200 | 25200 | 25200 | 25200 | 25200 | 25200 | 25200 | 25200 | 25200 | 25200 | 25200 | 25200 | 25200 | 25200 | 25200 | 25200 | 25200 | 25200 | 25200 | 25200 | 25200 | 25200 | 25200 | 25200 | 25200 | 25200 | 25200 | 25200 | 25200 | 25200 | 25200 | 25200 | 25200 | 25200 | 25200 | 25200 | 25200 | 25200 | 25200 | 25200 | 25200 | 25200 | 25200 | 25200 | 25200 | 25200 | 25200 | 25200 | 25200 | 25200 | 25200 | 25200 | 25200 | 25200 | 25200 | 25200 | 25200 | 25200 | 25200 | 25200 | 25200 | 25200 | 25200 | 25200 | 25200 | 25200 | 25200 | 25200 | 25200 | 25200 | 25200 | 25200 | 25200 | 25200 | 25200 | 25200 | 25200 | 25200 | 25200 | 25200 | 25200 | 25200 | 25200 | 25200 | 25200 | 25200 | 25200 | 25200 | 25200 | 25200 | 25200 | 25200 | 25200 | 25200 | 25200 | 25200 | 25200 | 25200 | 25200 | 25200 | 25200 | 25200 | 25200 | 25200 | 25200 | 25200 | 25200 | 25200 | 25200 | 25200 | 25200 | 25200 | 25200 | 25200 | 25200 | 25200 | 25200 | 25200 | 25200 | 25200 | 25200 | 25200 | 25200 | 25200 | 25200 | 25200 | 25200 | 25200 | 25200 | 25200 | 25200 | 25200 | 25200 | 25200 | 25200 | 25200 | 25200 | 25200 | 25200 | 25200 | 25200 | 25200 | 25200 | 25200 | 25200 | 25200 | 25200 | 25200 | 25200 | 25200 | 25200 | 25200 | 25200 | 25200 | 25200 | 25200 | 25200 | 25200 | 25200 | 25200 | 25200 | 25200 | 25200 | 25200 | 25200 | 25200 | 25200 | 25200 | 25200 | 25200 | 25200 | 25200 | 25200 | 25200 | 25200 | 25200 | 25200 | 25200 | 25200 | 25200 | 25200 | 25200 | 25200 | 25200 | 25200 | 25200 | 25200 | 25200 | 25200 | 25200 | 25200 | 25200 | 25200 | 25200 | 25200 | 25200 | 25200 | 25200 | 25200 | 25200 | 25200 | 25200 | 25200 | 25200 | 25200 | 25200 | 25200 | 25200 | 25200 | 25200 | 25200 | 25200 | 25200 | 25200 | 25200 | 25200 | 25200 | 25200 | 25200 | 25200 | 25200 | 25200 | 25200 | 25200 | 25200 | 25200 | 25200 | 25200 | 25200 | 25200 | 25200 | 25200 | 25200 | 25200 | 25200 | 25200 | 25200 | 25200 | 25200 | 25200 | 25200 | 25200 | 25200 | 25200 | 25200 | 25200 | 25200 | 25200 | 25200 | 25200 | 25200 | 25200 | 25200 | 25200 | 25200 | 25200 | 25200 | 25200 | 25200 | 25200 | 25200 | 25200 | 25200 | 25200 | 25200 | 25200 | 25200 | 25200 | 25200 | 25200 | 25200 | 25200 | 25200 | 25200 | 25200 | 25200 | 25200 | 25200 | 25200 | 25200 | 25200 | 25200 | 25200 | 25200 | 25200 | 25200 | 25200 | 25200 | 25200 | 25200 | 25200 | 25200 | 25200 | 25200 | 25200 | 25200 | 25200 | 25200 | 25200 | 25200 | 25200 | 25200 | 25200 | 25200 | 25200 | 25200 | 25200 | 25200 | 25200 | 25200 | 25200 | 25200 | 25200 | 25200 | 25200 | 25200 | 25200 | 25200 | 25200 | 25200 | 25200 | 25200 | 25200 | 25200 | 25200 | 25200 | 25200 | 25200 | 25200 | 25200 | 25200 | 25200 | 25200 | 25200 | 25200 | 25200 | 25200 | 25200 | 25200 | 25200 | 25200 | 25200 | 25200 | 25200 | 25200 | 25200 | 25200 | 25200 | 25200 | 25200 | 25200 | 25200 | 25200 | 25200 | 25200 | 25200 | 25200 | 25200 | 25200 | 25200 | 25200 | 25200 | 25200 | 25200 | 25200 | 25200 | 25200 | 25200 | 25200 | 25200 | 25200 | 25200 | 25200 | 25200 | 25200 | 25200 | 25200 | 25200 | 25200 | 25200 | 25200 | 25200 | 25200 | 25200 | 25200 | 25200 | 25200 | 25200 | 25200 | 25200 | 25200 | 25200 | 25200 | 25200 | 25200 | 25200 | 25200 | 25200 | 25200 | 25200 | 25200 | 25200 | 25200 | 25200 | 25200 | 25200 | 25200 | 25200 | 25200 | 25200 | 25200 | 25200 | 25200 | 25200 | 25200 | 25200 | 25200 | 25200 | 25200 | 25200 | 25200 | 25200 | 25200 | 25200 | 25200 | 25200 | 25200 | 25200 | 25200 | 25200 | 25200 | 25200 | 25200 | 25200 | 25200 | 25200 | 25200 | 25200 | 25200 | 25200 | 25200 | 25200 | 25200 | 25200 | 25200 | 25200 | 25200 | 25200 | 25200 | 25200 | 25200 | 25200 | 25200 | 25200 | 25200 | 25200 | 25200 | 25200 | 25200 | 25200 | 25200 | 25200 | 25200 | 25200 | 25200 | 25200 | 25200 | 25200 | 25200 | 25200 | 25200 | 25200 | 25200 | 25200 | 25200 | 25200 | 25200 | 25200 | 25200 | 25200 | 25200 | 25200 | 25200 | 25200 | 25200 | 25200 | 25200 | 25200 | 25200 | 25200 | 25200 | 25200 | 25200 | 25200 | 25200 | 25200 | 25200 | 25200 | 25200 | 25200 | 25200 | 25200 | 25200 | 25200 | 25200 | 25200 | 25200 | 25200 | 25200 | 25200 | 25200 | 25200 | 25200 | 25200 | 25200 | 25200 | 25200 | 25200 | 25200 | 25200 | 25200 | 25200 | 25200 | 25200 | 25200 | 25200 | 25200 | 25200 | 25200 | 25200 | 25200 | 25200 | 25200 | 25200 | 25200 | 25200 | 25200 | 25200 | 25200 | 25200 | 25200 | 25200 | 25200 | 25200 | 25200 | 25200 | 25200 | 25200 | 25200 | 25200 | 25200 | 25200 | 25200 | 25200 | 25200 | 25200 | 25200 | 25200 | 25200 | 25200 | 25200 | 25200 | 25200 | 25200 | 25200 | 25200 | 25200 | 25200 | 25200 | 25200 | 25200 | 25200 | 25200 | 25200 | 25200 | 25200 | 25200 | 25200 | 25200 | 25200 | 25200 | 25200 | 25200 | 25200 | 25200 | 25200 | 25200 | 25200 | 25200 | 25200 | 25200 | 25200 | 25200 | 25200 | 25200 | 25200 | 25200 | 25200 | 25200 | 25200 | 25200 | 25200 | 25200 | 25200 | 25200 | 25200 | 25200 | 25200 | 25200 | 25200 | 25200 | 25200 | 25200 | 25200 | 25200 | 25200 | 25200 | 25200 | 25200 | 25200 | 25200 | 25200 | 25200 | 25200 | 25200 | 25200 | 25200 | 25200 | 25200 | 25200 | 25200 | 25200 | 25200 | 25200 | 25200 | 25200 | 25200 | 25200 | 25200 | 25200 | 25200 | 25200 | 25200 | 25200 | 25200 | 25200 | 25200 | 25200 | 25200 | 25200 | 25200 | 25200 | 25200 | 25200 | 25200 | 25200 | 25200 | 25200 | 25200 | 25200 | 25200 | 25200 | 25200 | 25200 | 25200 | 25200 | 25200 | 25200 | 25200 | 25200 | 25200 | 25200 | 25200 | 25200 | 25200 | 25200 | 25200 | 25200 | 25200 | 25200 | 25200 | 25200 | 25200 | 25200 | 25200 | 25200 | 25200 | 25200 | 25200 | 25200 | 25200 | 25200 | 25200 | 25200 | 25200 | 25200 | 25200 | 25200 | 25200 | 25200 | 25200 | 25200 | 25200 | 25200 | 25200 | 25200 | 25200 | 25200 | 25200 | 25200 | 25200 | 25200 | 25200 | 25200 | 25200 | 25200 | 25200 | 25200 | 25200 | 25200 | 25200 | 25200 | 25200 | 25200 | 25200 | 25200 | 25200 | 25200 | 25200 | 25200 | 25200 | 25200 | 25200 | 25200 | 25200 | 25200 | 25200 | 25200 | 25200 | 25200 | 25200 | 25200 | 25200 | 25200 | 25200 | 25200 | 25200 | 25200 | 25200 | 25200 | 25200 | 25200 | 25200 | 25200 | 25200 | 25200 | 25200 | 25200 | 25200 | 25200 | 25200 | 25200 | 25200 | 25200 | 25200 | 25200 | 25200 | 25200 | 25200 | 25200 | 25200 | 25200 | 25200 | 25200 | 25200 | 25200 | 25200 | 25200 | 25200 | 25200 | 25200 | 25200 | 25200 | 25200 | 25200 | 25200 | 25200 | 25200 | 25200 | 25200 | 25200 | 25200 | 25200 | 25200 | 25200 | 25200 | 25200 | 25200 | 25200 | 25200 | 25200 | 25200 | 25200 | 25200 | 25200 | 25200 | 25200 | 25200 | 25200 | 25200 | 25200 | 25200 | 25200 | 25200 | 25200 | 25200 | 25200 | 25200 | 25200 | 25200 | 25200 | 25200 | 25200 | 25200 | 25200 | 25200 | 25200 | 25200 | 25200 | 25200 | 25200 | 25200 | 25200 | 25200 | 25200 | 25200 | 25200 | 25200 | 25200 | 25200 | 25200 | 25200 | 25200 | 25200 | 25200 | 25200 | 25200 | 25200 | 25200 | 25200 | 25200 | 25200 | 25200 | 25200 | 25200 | 25200 | 25200 | 25200 | 25200 | 25200 | 25200 | 25200 | 25200 | 25200 | 25200 | 25200 | 25200 | 25200 | 25200 | 25200 | 25200 | 25200 | 25200 | 25200 | 25200 | 25200 | 25200 | 25200 | 25200 | 25200 | 25200 | 25200 | 25200 | 25200 | 25200 | 25200 | 25200 | 25200 | 25200 | 25200 | 25200 | 25200 | 25200 | 25200 | 25200 | 25200 | 25200 | 25200 | 25200 | 25200 | 25200 | 25200 | 25200 | 25200 | 25200 | 25200 | 25200 | 25200 | 25200 | 25200 | 25200 | 25200 | 25200 | 25200 | 25200 | 25200 | 25200 | 25200 | 25200 | 25200 | 25200 | 25200 | 25200 | 25200 | 25200 | 25200 | 25200 | 25200 | 25200 | 25200 | 25200 | 25200 | 25200 | 25200 | 25200 | 25200 | 25200 | 25200 | 25200 | 25200 | 25200 | 25200 | 25200 | 25200 | 25200 | 25200 | 25200 | 25200 | 25200 | 25200 | 25200 | 25200 | 25200 | 25200 | 25200 | 25200 | 25200 | 25200 | 25200 | 25200 | 25200 | 25200 | 25200 | 25200 | 25200 | 25200 | 25200 | 25200 | 25200 | 25200 | 25200 | 25200 | 25200 | 25200 | 25200 | 25200 | 25200 | 25200 | 25200 | 25200 | 25200 | 25200 | 25200 | 25200 | 25200 | 25200 | 25200 | 25200 | 25200 | 25200 | 25200 | 25200 | 25200 | 25200 | 25200 | 25200 | 25200 | 25200 | 25200 | 25200 | 25200 | 25200 | 25200 | 25200 | 25200 | 25200 | 25200 | 25200 | 25200 | 25200 | 25200 | 25200 | 25200 | 25200 | 25200 | 25200 | 25200 | 25200 | 25200 | 25200 | 25200 | 25200 | 25200 | 25200 | 25200 | 25200 | 25200 | 25200 | 25200 | 25200 | 25200 | 25200 | 25200 | 25200 | 25200 | 25200 | 25200 | 25200 | 25200 | 25200 | 25200 | 25200 | 25200 | 25200 | 25200 | 25200 | 25200 | 25200 | 25200 | 25200 | 25200 | 25200 | 25200 | 25200 | 25200 | 25200 | 25200 | 25200 | 25200 | 25200 | 25200 | 25200 | 25200 | 25200 | 25200 | 25200 | 25200 | 25200 | 25200 | 25200 | 25200 | 25200 | 25200 | 25200 | 25200 | 25200 | 25200 | 25200 | 25200 | 25200 | 25200 | 25200 | 25200 | 25200 | 25200 | 25200 | 25200 | 25200 | 25200 | 25200 | 25200 | 25200 | 25200 | 25200 | 25200 | 25200 | 25200 | 25200 | 25200 | 25200 | 25200 | 25200 | 25200 | 25200 | 25200 | 25200 | 25200 | 25200 | 25200 | 25200 | 25200 | 25200 | 25200 | 25200 | 25200 | 25200 | 25200 | 25200 | 25200 | 25200 | 25200 | 25200 | 25200 | 25200 | 25200 | 25200 | 25200 | 25200 | 25200 | 25200 | 25200 | 25200 | 25200 | 25200 | 25200 | 25200 | 25200 | 25200 | 25200 | 25200 | 25200 | 25200 | 25200 | 25200 | 25200 | 25200 | 25200 | 25200 | 25200 | 25200 | 25200 | 25200 | 25200 | 25200 | 25200 | 25200 | 25200 | 25200 | 25200 | 25200 | 25200 | 25200 | 25200 | 25200 | 25200 | 25200 | 25200 | 25200 | 25200 | 25200 | 25200 | 25200 | 25200 | 25200 | 25200 | 25200 | 25200 | 25200 | 25200 | 25200 | 25200 | 25200 | 25200 | 25200 | 25200 | 25200 | 25200 | 25200 | 25200 | 25200 | 25200 | 25200 | 25200 | 25200 | 25200 | 25200 | 25200 | 25200 | 25200 | 25200 | 25200 | 25200 | 25200 | 25200 | 25200 | 25200 | 25200 | 25200 | 25200 | 25200 | 25200 | 25200 | 25200 | 25200 | 25200 | 25200 | 25200 | 25200 | 25200 | 25200 | 25200 | 25200 | 25200 | 25200 | 25200 | 25200 | 25200 | 25200 | 25200 | 25200 | 25200 | 25200 | 25200 | 25200 | 25200 | 25200 | 25200 | 25200 | 25200 | 25200 | 25200 | 25200 | 25200 | 25200 | 25200 | 25200 | 25200 | 25200 | 25200 | 25200 | 25200 | 25200 | 25200 | 25200 | 25200 | 25200 | 25200 | 25200 | 25200 | 25200 | 25200 | 25200 | 25200 | 25200 | 25200 | 25200 | 25200 | 25200 | 25200 | 25200 | 25200 | 25200 | 25200 | 25200 | 25200 | 25200 | 25200 | 25200 | 25200 | 25200 | 25200 | 25200 | 25200 | 25200 | 25200 | 25200 | 25200 | 25200 | 25200 | 25200 | 25200 | 25200 | 25200 | 25200 | 25200 | 25200 | 25200 | 25200 | 25200 | 25200 | 25200 | 25200 | 25200 | 25200 | 25200 | 25200 | 25200 | 25200 | 25200 | 25200 | 25200 | 25200 | 25200 | 25200 | 25200 | 25200 | 25200 | 25200 | 25200 | 25200 | 25200 | 25200 | 25200 | 25200 | 25200 | 25200 | 25200 | 25200 | 25200 | 25200 | 25200 | 25200 | 25200 | 25200 | 25200 | 25200 | 25200 | 25200 | 25200 | 25200 | 25200 | 25200 | 25200 | 25200 | 25200 | 25200 | 25200 | 25200 | 25200 | 25200 | 25200 | 25200 | 25200 | 25200 | 25200 | 25200 | 25200 | 25200 | 25200 | 25200 | 25200 | 25200 | 25200 | 25200 | 25200 | 25200 | 25200 | 25200 | 25200 | 25200 | 25200 | 25200 | 25200 | 25200 | 25200 | 25200 | 25200 | 25200 | 25200 | 25200 | 25200 | 25200 | 25200 | 25200 | 25200 | 25200 | 25200 | 25200 | 25200 | 25200 | 25200 | 25200 | 25200 | 25200 | 25200 | 25200 | 25200 | 25200 | 25200 | 25200 | 25200 | 25200 | 25200 | 25200 | 25200 | 25200 | 25200 | 25200 | 25200 | 25200 | 25200 | 25200 | 25200 | 25200 | 25200 | 25200 | 25200 | 25200 | 25200 | 25200 | 25200 | 25200 | 25200 | 25200 | 25200 | 25200 | 25200 | 25200 | 25200 | 25200 | 25200 | 25200 | 25200 | 25200 | 25200 | 25200 | 25200 | 25200 | 25200 | 25200 | 25200 | 25200 | 25200 | 25200 | 25200 | 25200 | 25200 | 25200 | 25200 | 25200 | 25200 | 25200 | 25200 | 25200 | 25200 | 25200 | 25200 | 25200 | 25200 | 25200 | 25200 | 25200 | 25200 | 25200 | 25200 | 25200 | 25200 | 25200 | 25200 | 25200 | 25200 | 25200 | 25200 | 25200 | 25200 | 25200 | 25200 | 25200 | 25200 | 25200 | 25200 | 25200 | 25200 | 25200 | 25200 | 25200 | 25200 | 25200 | 25200 | 25200 | 25200 | 25200 | 25200 | 25200 | 25200 | 25200 | 25200 | 25200 | 25200 | 25200 | 25200 | 25200 | 25200 | 25200 | 25200 | 25200 | 25200 | 25200 | 25200 | 25200 | 25200 | 25200 | 25200 | 25200 | 25200 | 25200 | 25200 | 25200 | 25200 | 25200 | 25200 | 25200 | 25200 | 25200 | 25200 | 25200 | 25200 | 25200 | 25200 | 25200 | 25200 | 25200 | 25200 | 25200 | 25200 | 25200 | 25200 | 25200 | 25200 | 25200 | 25200 | 25200 | 25200 | 25200 | 25200 | 25200 | 25200 | 25200 | 25200 | 25200 | 25200 | 25200 | 25200 | 25200 | 25200 | 25200 | 25200 | 25200 | 25200 | 25200 | 25200 | 25200 | 25200 | 25200 | 25200 | 25200 | 25200 | 25200 | 25200 | 25200 | 25200 | 25200 | 25200 | 25200 | 25200 | 25200 | 25200 | 25200 | 25200 | 25200 | 25200 | 25200 | 25200 | 25200 | 25200 | 25200 | 25200 | 25200 | 25200 | 25200 | 25200 | 25200 | 25200 | 25200 | 25200 | 25200 | 25200 | 25200 | 25200 | 25200 | 25200 | 25200 | 25200 | 25200 | 25200 | 25200 | 25200 | 25200 | 25200 | 25200 | 25200 | 25200 | 25200 | 25200 | 25200 | 25200 | 25200 | 25200 | 25200 | 25200 | 25200 | 25200 | 25200 | 25200 | 25200 | 25200 | 25200 | 25200 | 25200 | 25200 | 25200 | 25200 | 25200 | 25200 | 25200 | 25200 | 25200 | 25200 | 25200 | 25200 | 25200 | 25200 | 25200 | 25200 | 25200 | 25200 | 25200 | 25200 | 25200 | 25200 | 25200 | 25200 | 25200 | 25200 | 25200 | 25200 | 25200 | 25200 | 25200 | 25200 | 25200 | 25200 | 25200 | 25200 | 25200 | 25200 | 25200 | 25200 | 25200 | 25200 | 25200 | 25200 | 25200 | 25200 | 25200 | 25200 | 25200 | 25200 | 25200 | 25200 | 25200 | 25200 | 25200 | 25200 | 25200 | 25200 | 25200 | 25200 | 25200 | 25200 | 25200 | 25200 | 25200 | 25200 | 25200 | 25200 | 25200 | 25200 | 25200 | 25200 | 25200 | 25200 | 25200 | 25200 | 25200 | 25200 | 25200 | 25200 | 25200 | 25200 | 25200 | 25200 | 25200 | 25200 | 25200 | 25200 | 25200 | 25200 | 25200 | 25200 | 25200 | 25200 | 25200 | 25200 | 25200 | 25200 | 25200 | 25200 | 25200 | 25200 | 25200 | 25200 | 25200 | 25200 | 25200 | 25200 | 25200 | 25200 | 25200 | 25200 | 25200 | 25200 | 25200 | 25200 | 25200 | 25200 | 25200 | 25200 | 25200 | 25200 | 25200 | 25200 | 25200 | 25200 | 25200 | 25200 | 25200 | 25200 | 25200 | 25200 | 25200 | 25200 | 25200 | 25200 | 25200 | 25200 | 25200 | 25200 | 25200 | 25200 | 25200 | 25200 | 25200 | 25200 | 25200 | 25200 | 25200 | 25200 | 25200 | 25200 | 25200 | 25200 | 25200 | 25200 | 25200 | 25200 | 25200 | 25200 | 25200 | 25200 | 25200 | 25200 | 25200 | 25200 | 25200 | 25200 | 25200 | 25200 | 25200 | 25200 | 25200 | 25200 | 25200 | 25200 | 25200 | 25200 | 25200 | 25200 | 25200 | 25200 | 25200 | 25200 | 25200 | 25200 | 25200 | 25200 | 25200 | 25200 | 25200 | 25200 | 25200 | 25200 | 25200 | 25200 | 25200 | 25200 | 25200 | 25200 | 25200 | 25200 | 25200 | 25200 | 25200 | 25200 | 25200 | 25200 | 25200 | 25200 | 25200 | 25200 | 25200 | 25200 | 25200 | 25200 | 25200 | 25200 | 25200 | 25200 | 25200 | 25200 | 25200 | 25200 | 25200 | 25200 | 25200 | 25200 | 25200 | 25200 | 25200 | 25200 | 25200 | 25200 | 25200 | 25200 | 25200 | 25200 | 25200 | 25200 | 25200 | 25200 | 25200 | 25200 | 25200 | 25200 | 25200 | 25200 | 25200 | 25200 | 25200 | 25200 | 25200 | 25200 | 25200 | 25200 | 25200 | 25200 | 25200 | 25200 | 25200 | 25200 | 25200 | 25200 | 25200 | 25200 | 25200 | 25200 | 25200 | 25200 | 25200 | 25200 | 25200 | 25200 | 25200 | 25200 | 25200 | 25200 | 25200 | 25200 | 25200 | 25200 | 25200 | 25200 | 25200 | 25200 | 25200 | 25200 | 25200 | 25200 | 25200 | 25200 | 25200 | 25200 | 25200 | 25200 | 25200 | 25200 | 25200 | 25200 | 25200 | 25200 | 25200 | 25200 | 25200 | 25200 | 25200 | 25200 | 25200 | 25200 | 25200 | 25200 | 25200 | 25200 | 25200 | 25200 | 25200 | 25200 | 25200 | 25200 | 25200 | 25200 | 25200 | 25200 | 25200 | 25200 | 25200 | 25200 | 25200 | 25200 | 25200 | 25200 | 25200 | 25200 | 25200 | 25200 | 25200 | 25200 | 25200 | 25200 | 25200 | 25200 | 25200 | 25200 | 25200 | 25200 | 25200 | 25200 | 25200 | 25200 | 25200 | 25200 | 25200 | 25200 | 25200 | 25200 | 25200 | 25200 | 25200 | 25200 | 25200 | 25200 | 25200 | 25200 | 25200 | 25200 | 25200 | 25200 | 25200 | 25200 | 25200 | 25200 | 25200 | 25200 | 25200 | 25200 | 25200 | 25200 | 25200 | 25200 | 25200 | 25200 | 25200 | 25200 | 25200 | 25200 | 25200 | 25200 | 25200 | 25200 | 25200 | 25200 | 25200 | 25200 | 25200 | 25200 | 25200 | 25200 | 25200 | 25200 | 25200 | 25200 | 25200 | 25200 | 25200 | 25200 | 25200 | 25200 | 25200 | 25200 | 25200 | 25200 | 25200 | 25200 | 25200 | 25200 | 25200 | 25200 | 25200 | 25200 | 25200 | 25200 | 25200 | 25200 | 25200 | 25200 | 25200 | 25200 | 25200 | 25200 | 25200 | 25200 | 25200 | 25200 | 25200 | 25200 | 25200 | 25200 | 25200 | 25200 | 25200 | 25200 | 25200 | 25200 | 25200 | 25200 | 25200 | 25200 | 25200 | 25200 | 25200 | 25200 | 25200 | 25200 | 25200 | 25200 | 25200 | 25200 | 25200 | 25200 | 25200 | 25200 | 25200 | 25200 | 25200 | 25200 | 25200 | 25200 | 25200 | 25200 | 25200 | 25200 | 25200 | 25200 | 25200 | 25200 | 25200 | 25200 | 25200 | 25200 | 25200 | 25200 | 25200 | 25200 | 25200 | 25200 | 25200 | 25200 | 25200 | 25200 | 25200 | 25200 | 25200 | 25200 | 25200 | 25200 | 25200 | 25200 | 25200 | 25200 | 25200 | 25200 | 25200 | 25200 | 25200 | 25200 | 25200 | 25200 | 25200 | 25200 | 25200 | 25200 | 25200 | 25200 | 25200 | 25200 | 25200 | 25200 | 25200 | 25200 | 25200 | 25200 | 25200 | 25200 | 25200 | 25200 | 25200 | 25200 | 25200 | 25200 | 25200 | 25200 | 25200 | 25200 | 25200 | 25200 | 25200 | 25200 | 25200 | 25200 | 25200 | 25200 | 25200 | 25200 | 25200 | 25200 | 25200 | 25200 | 25200 | 25200 | 25200 | 25200 | 25200 | 25200 | 25200 | 25200 | 25200 | 25200 | 25200 | 25200 | 25200 | 25200 | 25200 | 25200 | 25200 | 25200 | 25200 | 25200 | 25200 | 25200 | 25200 | 25200 | 25200 | 25200 | 25200 | 25200 | 25200 | 25200 | 25200 | 25200 | 25200 | 25200 | 25200 | 25200 | 25200 | 25200 | 25200 | 25200 | 25200 | 25200 | 25200 | 25200 | 25200 | 25200 | 25200 | 25200 | 25200 | 25200 | 25200 | 25200 | 25200 | 25200 | 25200 | 25200 | 25200 | 25200 | 25200 | 25200 | 25200 | 25200 | 25200 | 25200 | 25200 | 25200 | 25200 | 25200 | 25200 | 25200 | 25200 | 25200 | 25200 | 25200 | 25200 | 25200 | 25200 | 25200 | 25200 | 25200 | 25200 | 25200 | 25200 | 25200 | 25200 | 25200 | 25200 | 25200 | 25200 | 25200 | 25200 | 25200 | 25200 | 25200 | 25200 | 25200 | 25200 | 25200 | 25200 | 25200 | 25200 | 25200 | 25200 | 25200 | 25200 | 25200 | 25200 | 25200 | 25200 | 25200 | 25200 | 25200 | 25200 | 25200 | 25200 | 25200 | 25200 | 25200 | 25200 | 25200 | 25200 | 25200 | 25200 | 25200 | 25200 | 25200 | 25200 | 25200 | 25200 | 25200 | 25200 | 25200 | 25200 | 25200 | 25200 | 25200 | 25200 | 25200 | 25200 | 25200 | 25200 | 25200 | 25200 | 25200 | 25200 | 25200 | 25200 | 25200 | 25200 | 25200 | 25200 | 25200 | 25200 | 25200 | 25200 | 25200 | 25200 | 25200 | 25200 | 25200 | 25200 | 25200 | 25200 | 25200 | 25200 | 25200 | 25200 | 25200 | 25200 | 25200 | 25200 | 25200 | 25200 | 25200 | 25200 | 25200 | 25200 | 25200 | 25200 | 25200 | 25200 | 25200 | 25200 | 25200 | 25200 | 25200 | 25200 | 25200 | 25200 | 25200 | 25200 | 25200 | 25200 | 25200 | 25200 | 25200 | 25200 | 25200 | 25200 | 25200 | 25200 | 25200 | 25200 | 25200 | 25200 | 25200 | 25200 | 25200 | 25200 | 25200 | 25200 | 25200 | 25200 | 25200 | 25200 | 25200 | 25200 | 25200 | 25200 | 25200 | 25200 | 25200 | 25200 | 25200 | 25200 | 25200 | 25200 | 25200 | 25200 | 25200 | 25200 | 25200 | 25200 | 25200 | 25200 | 25200 | 25200 | 25200 | 25200 | 25200 | 25200 | 25200 | 25200 | 25200 | 25200 | 25200 | 25200 | 25200 | 25200 | 25200 | 25200 | 25200 | 25200 | 25200 | 25200 | 25200 | 25200 | 25200 | 25200 | 25200 | 25200 | 25200 | 25200 | 25200 | 25200 | 25200 | 25200 | 25200 | 25200 | 25200 | 25200 | 25200 | 25200 | 25200 | 25200 | 25200 | 25200 | 25200 | 25200 | 25200 | 25200 | 25200 | 25200 | 25200 | 25200 | 25200 | 25200 | 25200 | 25200 | 25200 | 25200 | 25200 | 25200 | 25200 | 25200 | 25200 | 25200 | 25200 | 25200 | 25200 | 25200 | 25200 | 25200 | 25200 | 25200 | 25200 | 25200 | 25200 | 25200 | 25200 | 25200 | 25200 | 25200 | 25200 | 25200 | 25200 | 25200 | 25200 | 25200 | 25200 | 25200 | 25200 | 25200 | 25200 | 25200 | 25200 | 25200 | 25200 | 25200 | 25200 | 25200 | 25200 | 25200 | 25200 | 25200 | 25200 | 25200 | 25200 | 25200 | 25200 | 25200 | 25200 | 25200 | 25200 | 25200 | 25200 | 25200 | 25200 | 25200 | 25200 | 25200 | 25200 | 25200 | 25200 | 25200 | 25200 | 25200 | 25200 | 25200 | 25200 | 25200 | 25200 | 25200 | 25200 | 25200 | 25200 | 25200 | 25200 | 25200 | 25200 | 25200 | 25200 | 25200 | 25200 | 25200 | 25200 | 25200 | 25200 | 25200 | 25200 | 25200 | 25200 | 25200 | 25200 | 25200 | 25200 | 25200 | 25200 | 25200 | 25200 | 25200 | 25200 | 25200 | 25200 | 25200 | 25200 | 25200 | 25200 | 25200 | 25200 | 25200 | 25200 | 25200 | 25200 | 25200 | 25200 | 25200 | 25200 | 25200 | 25200 | 25200 | 25200 | 25200 | 25200 | 25200 | 25200 | 25200 | 25200 | 25200 | 25200 | 25200 | 25200 | 25200 | 25200 | 25200 | 25200 | 25200 | 25200 | 25200 | 25200 | 25200 | 25200 | 25200 | 25200 | 25200 | 25200 | 25200 | 25200 | 25200 | 25200 | 25200 | 25200 | 25200 | 25200 | 25200 | 25200 | 25200 | 25200 | 25200 | 25200 | 25200 | 25200 | 25200 | 25200 | 25200 | 25200 | 25200 | 25200 | 25200 | 25200 | 25200 | 25200 | 25200 | 25200 | 25200 | 25200 | 25200 | 25200 | 25200 | 25200 | 25200 | 25200 | 25200 | 25200 | 25200 | 25200 | 25200 | 25200 | 25200 | 25200 | 25200 | 25200 | 25200 | 25200 | 25200 | 25200 | 25200 | 25200 | 25200 | 25200 | 25200 | 25200 | 25200 | 25200 | 25200 | 25200 | 25200 | 25200 | 25200 | 25200 | 25200 | 25200 | 25200 | 25200 | 25200 | 25200 | 25200 | 25200 | 25200 | 25200 | 25200 | 25200 | 25200 | 25200 | 25200 | 25200 | 25200 | 25200 | 25200 | 25200 | 25200 | 25200 | 25200 | 25200 | 25200 | 25200 | 25200 | 25200 | 25200 | 25200 | 25200 | 25200 | 25200 | 25200 | 25200 | 25200 | 25200 | 25200 | 25200 | 25200 | 25200 | 25200 | 25200 | 25200 | 25200 | 25200 | 25200 | 25200 | 25200 | 25200 | 25200 | 25200 | 25200 | 25200 | 25200 | 25200 | 25200 | 25200 | 25200 | 25200 | 25200 | 25200 | 25200 | 25200 | 25200 | 25200 | 25200 | 25200 | 25200 | 25200 | 25200 | 25200 | 25200 | 25200 | 25200 | 25200 | 25200 | 25200 | 25200 | 25200 | 25200 | 25200 | 25200 | 25200 | 25200 | 25200 | 25200 | 25200 | 25200 | 25200 | 25200 | 25200 | 25200 | 25200 | 25200 | 25200 | 25200 | 25200 | 25200 | 25200 | 25200 | 25200 | 25200 | 25200 | 25200 | 25200 | 25200 | 25200 | 25200 | 25200 | 25200 | 25200 | 25200 | 25200 | 25200 | 25200 | 25200 | 25200 | 25200 | 25200 | 25200 | 25200 | 25200 | 25200 | 25200 | 25200 | 25200 | 25200 | 25200 | 25200 | 25200 | 25200 | 25200 | 25200 | 25200 | 25200 | 25200 | 25200 | 25200 | 25200 | 25200 | 25200 | 25200 | 25200 | 25200 | 25200 | 25200 | 25200 | 25200 | 25200 | 25200 | 25200 | 25200 | 25200 | 25200 | 25200 | 25200 | 25200 | 25200 | 25200 | 25200 | 25200 | 25200 | 25200 | 25200 | 25200 | 25200 | 25200 | 25200 | 25200 | 25200 | 25200 | 25200 | 25200 | 25200 | 25200 | 25200 | 25200 | 25200 | 25200 | 25200 | 25200 | 25200 | 25200 | 25200 | 25200 | 25200 | 25200 | 25200 | 25200 | 25200 | 25200 | 25200 | 25200 | 25200 | 25200 | 25200 | 25200 | 25200 | 25200 | 25200 | 25200 | 25200 | 25200 | 25200 | 25200 | 25200 | 25200 | 25200 | 25200 | 25200 | 25200 | 25200 | 25200 | 25200 | 25200 | 25200 | 25200 | 25200 | 25200 | 25200 | 25200 | 25200 | 25200 | 25200 | 25200 | 25200 | 25200 | 25200 | 25200 | 25200 | 25200 | 25200 | 25200 | 25200 | 25200 | 25200 | 25200 | 25200 | 25200 | 25200 | 25200 | 25200 | 25200 | 25200 | 25200 | 25200 | 25200 | 25200 | 25200 | 25200 | 25200 | 25200 | 25200 | 25200 | 25200 | 25200 | 25200 | 25200 | 25200 | 25200 | 25200 | 25200 | 25200 | 25200 | 25200 | 25200 | 25200 | 25200 | 25200 | 25200 | 25200 | 25200 | 25200 | 25200 | 25200 | 25200 | 25200 | 25200 | 25200 | 25200 | 25200 | 25200 | 25200 | 25200 | 25200 | 25200 | 25200 | 25200 | 25200 | 25200 | 25200 | 25200 | 25200 | 25200 | 25200 | 25200 | 25200 | 25200 | 25200 | 25200 | 25200 | 25200 | 25200 | 25200 | 25200 | 25200 | 25200 | 25200 | 25200 | 25200 | 25200 | 25200 | 25200 | 25200 | 25200 | 25200 | 25200 | 25200 | 25200 | 25200 | 25200 | 25200 | 25200 | 25200 | 25200 | 25200 | 25200 | 25200 | 25200 | 25200 | 25200 | 25200 | 25200 | 25200 | 25200 | 25200 | 25200 | 25200 | 25200 | 25200 | 25200 | 25200 | 25200 | 25200 | 25200 | 25200 | 25200 | 25200 | 25200 | 25200 | 25200 | 25200 | 25200 | 25200 | 25200 | 25200 | 25200 | 25200 | 25200 | 25200 | 25200 | 25200 | 25200 | 25200 | 25200 | 25200 | 25200 | 25200 | 25200 | 25200 | 25200 | 25200 | 25200 | 25200 | 25200 | 25200 | 25200 | 25200 | 25200 | 25200 | 25200 | 25200 | 25200 | 25200 | 25200 | 25200 | 25200 | 25200 | 25200 | 25200 | 25200 | 25200 | 25200 | 25200 | 25200 | 25200 | 25200 | 25200 | 25200 | 25200 | 25200 | 25200 | 25200 | 25200 | 25200 | 25200 | 25200 | 25200 | 25200 | 25200 | 25200 | 25200 | 25200 | 25200 | 25200 | 25200 | 25200 | 25200 | 25200 | 25200 | 25200 | 25200 | 25200 | 25200 | 25200 | 25200 | 25200 | 25200 | 25200 | 25200 | 25200 | 25200 | 25200 | 25200 | 25200 | 25200 | 25200 | 25200 | 25200 | 25200 | 25200 | 25200 | 25200 | 25200 | 25200 | 25200 | 25200 | 25200 | 25200 | 25200 | 25200 | 25200 | 25200 | 25200 | 25200 | 25200 | 25200 | 25200 | 25200 | 25200 | 25200 | 25200 | 25200 | 25200 | 25200 | 25200 | 25200 | 25200 | 25200 | 25200 | 25200 | 25200 | 25200 | 25200 | 25200 | 25200 | 25200 | 25200 | 25200 | 25200 | 25200 | 25200 | 25200 | 25200 | 25200 | 25200 | 25200 | 25200 | 25200 | 25200 | 25200 | 25200 | 25200 | 25200 | 25200 | 25200 | 25200 | 25200 | 25200 | 25200 | 25200 | 25200 | 25200 | 25200 | 25200 | 25200 | 25200 | 25200 | 25200 | 25200 | 25200 | 25200 | 25200 | 25200 | 25200 | 25200 | 25200 | 25200 | 25200 | 25200 | 25200 | 25200 | 25200 | 25200 | 25200 | 25200 | 25200 | 25200 | 25200 | 25200 | 25200 | 25200 | 25200 | 25200 | 25200 | 25200 | 25200 | 25200 | 25200 | 25200 | 25200 | 25200 | 25200 | 25200 | 25200 | 25200 | 25200 | 25200 | 25200 | 25200 | 25200 | 25200 | 25200 | 25200 | 25200 | 25200 | 25200 | 25200 | 25200 | 25200 | 25200 | 25200 | 25200 | 25200 | 25200 | 25200 | 25200 | 25200 | 25200 | 25200 | 25200 | 25200 | 25200 | 25200 | 25200 | 25200 | 25200 | 25200 | 25200 | 25200 | 25200 | 25200 | 25200 | 25200 | 25200 | 25200 | 25200 | 25200 | 25200 | 25200 | 25200 | 25200 | 25200 | 25200 | 25200 | 25200 | 25200 | 25200 | 25200 | 25200 | 25200 | 25200 | 25200 | 25200 | 25200 | 25200 | 25200 | 25200 | 25200 | 25200 | 25200 | 25200 | 25200 | 25200 | 25200 | 25200 | 25200 | 25200 | 25200 | 25200 | 25200 | 25200 | 25200 | 25200 | 25200 | 25200 | 25200 | 25200 | 25200 | 25200 | 25200 | 25200 | 25200 | 25200 | 25200 | 25200 | 25200 | 25200 | 25200 | 25200 | 25200 | 25200 | 25200 | 25200 | 25200 | 25200 | 25200 | 25200 | 25200 | 25200 | 25200 | 25200 | 25200 | 25200 | 25200 | 25200 | 25200 | 25200 | 25200 | 25200 | 25200 | 25200 | 25200 | 25200 | 25200 | 25200 | 25200 | 25200 | 25200 | 25200 | 25200 | 25200 | 25200 | 25200 | 25200 | 25200 | 25200 | 25200 | 25200 | 25200 | 25200 | 25200 | 25200 | 25200 | 25200 | 25200 | 25200 | 25200 | 25200 | 25200 | 25200 | 25200 | 25200 | 25200 | 25200 | 25200 | 25200 | 25200 | 25200 | 25200 | 25200 | 25200 | 25200 | 25200 | 25200 | 25200 | 25200 | 25200 | 25200 | 25200 | 25200 | 25200 | 25200 | 25200 | 25200 | 25200 | 25200 | 25200 | 25200 | 25200 | 25200 | 25200 | 25200 | 25200 | 25200 | 25200 | 25200 | 25200 | 25200 | 25200 | 25200 | 25200 | 25200 | 25200 | 25200 | 25200 | 25200 | 25200 | 25200 | 25200 | 25200 | 25200 | 25200 | 25200 | 25200 | 25200 | 25200 | 25200 | 25200 | 25200 | 25200 | 25200 | 25200 | 25200 | 25200 | 25200 | 25200 | 25200 | 25200 | 25200 | 25200 | 25200 | 25200 | 25200 | 25200 | 25200 | 25200 | 25200 | 25200 | 25200 | 25200 | 25200
Time infected person occupied the space | T_I | constant | 25200 |  | s | These values are not used by this model | T_I | 25200 | 25200 | 25200 | 25200 | 25200 | 25200 | 25200 | 25200 | 25200 | 25200 | 25200 | 25200 | 25200 | 25200 | 25200 | 25200 | 25200 | 25200 | 25200 | 25200 | 25200 | 25200 | 25200 | 25200 | 25200 | 25200 | 25200 | 25200 | 25200 | 25200 | 25200 | 25200 | 25200 | 25200 | 25200 | 25200 | 25200 | 25200 | 25200 | 25200 | 25200 | 25200 | 25200 | 25200 | 25200 | 25200 | 25200 | 25200 | 25200 | 25200 | 25200 | 25200 | 25200 | 25200 | 25200 | 25200 | 25200 | 25200 | 25200 | 25200 | 25200 | 25200 | 25200 | 25200 | 25200 | 25200 | 25200 | 25200 | 25200 | 25200 | 25200 | 25200 | 25200 | 25200 | 25200 | 25200 | 25200 | 25200 | 25200 | 25200 | 25200 | 25200 | 25200 | 25200 | 25200 | 25200 | 25200 | 25200 | 25200 | 25200 | 25200 | 25200 | 25200 | 25200 | 25200 | 25200 | 25200 | 25200 | 25200 | 25200 | 25200 | 25200 | 25200 | 25200 | 25200 | 25200 | 25200 | 25200 | 25200 | 25200 | 25200 | 25200 | 25200 | 25200 | 25200 | 25200 | 25200 | 25200 | 25200 | 25200 | 25200 | 25200 | 25200 | 25200 | 25200 | 25200 | 25200 | 25200 | 25200 | 25200 | 25200 | 25200 | 25200 | 25200 | 25200 | 25200 | 25200 | 25200 | 25200 | 25200 | 25200 | 25200 | 25200 | 25200 | 25200 | 25200 | 25200 | 25200 | 25200 | 25200 | 25200 | 25200 | 25200 | 25200 | 25200 | 25200 | 25200 | 25200 | 25200 | 25200 | 25200 | 25200 | 25200 | 25200 | 25200 | 25200 | 25200 | 25200 | 25200 | 25200 | 25200 | 25200 | 25200 | 25200 | 25200 | 25200 | 25200 | 25200 | 25200 | 25200 | 25200 | 25200 | 25200 | 25200 | 25200 | 25200 | 25200 | 25200 | 25200 | 25200 | 25200 | 25200 | 25200 | 25200 | 25200 | 25200 | 25200 | 25200 | 25200 | 25200 | 25200 | 25200 | 25200 | 25200 | 25200 | 25200 | 25200 | 25200 | 25200 | 25200 | 25200 | 25200 | 25200 | 25200 | 25200 | 25200 | 25200 | 25200 | 25200 | 25200 | 25200 | 25200 | 25200 | 25200 | 25200 | 25200 | 25200 | 25200 | 25200 | 25200 | 25200 | 25200 | 25200 | 25200 | 25200 | 25200 | 25200 | 25200 | 25200 | 25200 | 25200 | 25200 | 25200 | 25200 | 25200 | 25200 | 25200 | 25200 | 25200 | 25200 | 25200 | 25200 | 25200 | 25200 | 25200 | 25200 | 25200 | 25200 | 25200 | 25200 | 25200 | 25200 | 25200 | 25200 | 25200 | 25200 | 25200 | 25200 | 25200 | 25200 | 25200 | 25200 | 25200 | 25200 | 25200 | 25200 | 25200 | 25200 | 25200 | 25200 | 25200 | 25200 | 25200 | 25200 | 25200 | 25200 | 25200 | 25200 | 25200 | 25200 | 25200 | 25200 | 25200 | 25200 | 25200 | 25200 | 25200 | 25200 | 25200 | 25200 | 25200 | 25200 | 25200 | 25200 | 25200 | 25200 | 25200 | 25200 | 25200 | 25200 | 25200 | 25200 | 25200 | 25200 | 25200 | 25200 | 25200 | 25200 | 25200 | 25200 | 25200 | 25200 | 25200 | 25200 | 25200 | 25200 | 25200 | 25200 | 25200 | 25200 | 25200 | 25200 | 25200 | 25200 | 25200 | 25200 | 25200 | 25200 | 25200 | 25200 | 25200 | 25200 | 25200 | 25200 | 25200 | 25200 | 25200 | 25200 | 25200 | 25200 | 25200 | 25200 | 25200 | 25200 | 25200 | 25200 | 25200 | 25200 | 25200 | 25200 | 25200 | 25200 | 25200 | 25200 | 25200 | 25200 | 25200 | 25200 | 25200 | 25200 | 25200 | 25200 | 25200 | 25200 | 25200 | 25200 | 25200 | 25200 | 25200 | 25200 | 25200 | 25200 | 25200 | 25200 | 25200 | 25200 | 25200 | 25200 | 25200 | 25200 | 25200 | 25200 | 25200 | 25200 | 25200 | 25200 | 25200 | 25200 | 25200 | 25200 | 25200 | 25200 | 25200 | 25200 | 25200 | 25200 | 25200 | 25200 | 25200 | 25200 | 25200 | 25200 | 25200 | 25200 | 25200 | 25200 | 25200 | 25200 | 25200 | 25200 | 25200 | 25200 | 25200 | 25200 | 25200 | 25200 | 25200 | 25200 | 25200 | 25200 | 25200 | 25200 | 25200 | 25200 | 25200 | 25200 | 25200 | 25200 | 25200 | 25200 | 25200 | 25200 | 25200 | 25200 | 25200 | 25200 | 25200 | 25200 | 25200 | 25200 | 25200 | 25200 | 25200 | 25200 | 25200 | 25200 | 25200 | 25200 | 25200 | 25200 | 25200 | 25200 | 25200 | 25200 | 25200 | 25200 | 25200 | 25200 | 25200 | 25200 | 25200 | 25200 | 25200 | 25200 | 25200 | 25200 | 25200 | 25200 | 25200 | 25200 | 25200 | 25200 | 25200 | 25200 | 25200 | 25200 | 25200 | 25200 | 25200 | 25200 | 25200 | 25200 | 25200 | 25200 | 25200 | 25200 | 25200 | 25200 | 25200 | 25200 | 25200 | 25200 | 25200 | 25200 | 25200 | 25200 | 25200 | 25200 | 25200 | 25200 | 25200 | 25200 | 25200 | 25200 | 25200 | 25200 | 25200 | 25200 | 25200 | 25200 | 25200 | 25200 | 25200 | 25200 | 25200 | 25200 | 25200 | 25200 | 25200 | 25200 | 25200 | 25200 | 25200 | 25200 | 25200 | 25200 | 25200 | 25200 | 25200 | 25200 | 25200 | 25200 | 25200 | 25200 | 25200 | 25200 | 25200 | 25200 | 25200 | 25200 | 25200 | 25200 | 25200 | 25200 | 25200 | 25200 | 25200 | 25200 | 25200 | 25200 | 25200 | 25200 | 25200 | 25200 | 25200 | 25200 | 25200 | 25200 | 25200 | 25200 | 25200 | 25200 | 25200 | 25200 | 25200 | 25200 | 25200 | 25200 | 25200 | 25200 | 25200 | 25200 | 25200 | 25200 | 25200 | 25200 | 25200 | 25200 | 25200 | 25200 | 25200 | 25200 | 25200 | 25200 | 25200 | 25200 | 25200 | 25200 | 25200 | 25200 | 25200 | 25200 | 25200 | 25200 | 25200 | 25200 | 25200 | 25200 | 25200 | 25200 | 25200 | 25200 | 25200 | 25200 | 25200 | 25200 | 25200 | 25200 | 25200 | 25200 | 25200 | 25200 | 25200 | 25200 | 25200 | 25200 | 25200 | 25200 | 25200 | 25200 | 25200 | 25200 | 25200 | 25200 | 25200 | 25200 | 25200 | 25200 | 25200 | 25200 | 25200 | 25200 | 25200 | 25200 | 25200 | 25200 | 25200 | 25200 | 25200 | 25200 | 25200 | 25200 | 25200 | 25200 | 25200 | 25200 | 25200 | 25200 | 25200 | 25200 | 25200 | 25200 | 25200 | 25200 | 25200 | 25200 | 25200 | 25200 | 25200 | 25200 | 25200 | 25200 | 25200 | 25200 | 25200 | 25200 | 25200 | 25200 | 25200 | 25200 | 25200 | 25200 | 25200 | 25200 | 25200 | 25200 | 25200 | 25200 | 25200 | 25200 | 25200 | 25200 | 25200 | 25200 | 25200 | 25200 | 25200 | 25200 | 25200 | 25200 | 25200 | 25200 | 25200 | 25200 | 25200 | 25200 | 25200 | 25200 | 25200 | 25200 | 25200 | 25200 | 25200 | 25200 | 25200 | 25200 | 25200 | 25200 | 25200 | 25200 | 25200 | 25200 | 25200 | 25200 | 25200 | 25200 | 25200 | 25200 | 25200 | 25200 | 25200 | 25200 | 25200 | 25200 | 25200 | 25200 | 25200 | 25200 | 25200 | 25200 | 25200 | 25200 | 25200 | 25200 | 25200 | 25200 | 25200 | 25200 | 25200 | 25200 | 25200 | 25200 | 25200 | 25200 | 25200 | 25200 | 25200 | 25200 | 25200 | 25200 | 25200 | 25200 | 25200 | 25200 | 25200 | 25200 | 25200 | 25200 | 25200 | 25200 | 25200 | 25200 | 25200 | 25200 | 25200 | 25200 | 25200 | 25200 | 25200 | 25200 | 25200 | 25200 | 25200 | 25200 | 25200 | 25200 | 25200 | 25200 | 25200 | 25200 | 25200 | 25200 | 25200 | 25200 | 25200 | 25200 | 25200 | 25200 | 25200 | 25200 | 25200 | 25200 | 25200 | 25200 | 25200 | 25200 | 25200 | 25200 | 25200 | 25200 | 25200 | 25200 | 25200 | 25200 | 25200 | 25200 | 25200 | 25200 | 25200 | 25200 | 25200 | 25200 | 25200 | 25200 | 25200 | 25200 | 25200 | 25200 | 25200 | 25200 | 25200 | 25200 | 25200 | 25200 | 25200 | 25200 | 25200 | 25200 | 25200 | 25200 | 25200 | 25200 | 25200 | 25200 | 25200 | 25200 | 25200 | 25200 | 25200 | 25200 | 25200 | 25200 | 25200 | 25200 | 25200 | 25200 | 25200 | 25200 | 25200 | 25200 | 25200 | 25200 | 25200 | 25200 | 25200 | 25200 | 25200 | 25200 | 25200 | 25200 | 25200 | 25200 | 25200 | 25200 | 25200 | 25200 | 25200 | 25200 | 25200 | 25200 | 25200 | 25200 | 25200 | 25200 | 25200 | 25200 | 25200 | 25200 | 25200 | 25200 | 25200 | 25200 | 25200 | 25200 | 25200 | 25200 | 25200 | 25200 | 25200 | 25200 | 25200 | 25200 | 25200 | 25200 | 25200 | 25200 | 25200 | 25200 | 25200 | 25200 | 25200 | 25200 | 25200 | 25200 | 25200 | 25200 | 25200 | 25200 | 25200 | 25200 | 25200 | 25200 | 25200 | 25200 | 25200 | 25200 | 25200 | 25200 | 25200 | 25200 | 25200 | 25200 | 25200 | 25200 | 25200 | 25200 | 25200 | 25200 | 25200 | 25200 | 25200 | 25200 | 25200 | 25200 | 25200 | 25200 | 25200 | 25200 | 25200 | 25200 | 25200 | 25200 | 25200 | 25200 | 25200 | 25200 | 25200 | 25200 | 25200 | 25200 | 25200 | 25200 | 25200 | 25200 | 25200 | 25200 | 25200 | 25200 | 25200 | 25200 | 25200 | 25200 | 25200 | 25200 | 25200 | 25200 | 25200 | 25200 | 25200 | 25200 | 25200 | 25200 | 25200 | 25200 | 25200 | 25200 | 25200 | 25200 | 25200 | 25200 | 25200 | 25200 | 25200 | 25200 | 25200 | 25200 | 25200 | 25200 | 25200 | 25200 | 25200 | 25200 | 25200 | 25200 | 25200 | 25200 | 25200 | 25200 | 25200 | 25200 | 25200 | 25200 | 25200 | 25200 | 25200 | 25200 | 25200 | 25200 | 25200 | 25200 | 25200 | 25200 | 25200 | 25200 | 25200 | 25200 | 25200 | 25200 | 25200 | 25200 | 25200 | 25200 | 25200 | 25200 | 25200 | 25200 | 25200 | 25200 | 25200 | 25200 | 25200 | 25200 | 25200 | 25200 | 25200 | 25200 | 25200 | 25200 | 25200 | 25200 | 25200 | 25200 | 25200 | 25200 | 25200 | 25200 | 25200 | 25200 | 25200 | 25200 | 25200 | 25200 | 25200 | 25200 | 25200 | 25200 | 25200 | 25200 | 25200 | 25200 | 25200 | 25200 | 25200 | 25200 | 25200 | 25200 | 25200 | 25200 | 25200 | 25200 | 25200 | 25200 | 25200 | 25200 | 25200 | 25200 | 25200 | 25200 | 25200 | 25200 | 25200 | 25200 | 25200 | 25200 | 25200 | 25200 | 25200 | 25200 | 25200 | 25200 | 25200 | 25200 | 25200 | 25200 | 25200 | 25200 | 25200 | 25200 | 25200 | 25200 | 25200 | 25200 | 25200 | 25200 | 25200 | 25200 | 25200 | 25200 | 25200 | 25200 | 25200 | 25200 | 25200 | 25200 | 25200 | 25200 | 25200 | 25200 | 25200 | 25200 | 25200 | 25200 | 25200 | 25200 | 25200 | 25200 | 25200 | 25200 | 25200 | 25200 | 25200 | 25200 | 25200 | 25200 | 25200 | 25200 | 25200 | 25200 | 25200 | 25200 | 25200 | 25200 | 25200 | 25200 | 25200 | 25200 | 25200 | 25200 | 25200 | 25200 | 25200 | 25200 | 25200 | 25200 | 25200 | 25200 | 25200 | 25200 | 25200 | 25200 | 25200 | 25200 | 25200 | 25200 | 25200 | 25200 | 25200 | 25200 | 25200 | 25200 | 25200 | 25200 | 25200 | 25200 | 25200 | 25200 | 25200 | 25200 | 25200 | 25200 | 25200 | 25200 | 25200 | 25200 | 25200 | 25200 | 25200 | 25200 | 25200 | 25200 | 25200 | 25200 | 25200 | 25200 | 25200 | 25200 | 25200 | 25200 | 25200 | 25200 | 25200 | 25200 | 25200 | 25200 | 25200 | 25200 | 25200 | 25200 | 25200 | 25200 | 25200 | 25200 | 25200 | 25200 | 25200 | 25200 | 25200 | 25200 | 25200 | 25200 | 25200 | 25200 | 25200 | 25200 | 25200 | 25200 | 25200 | 25200 | 25200 | 25200 | 25200 | 25200 | 25200 | 25200 | 25200 | 25200 | 25200 | 25200 | 25200 | 25200 | 25200 | 25200 | 25200 | 25200 | 25200 | 25200 | 25200 | 25200 | 25200 | 25200 | 25200 | 25200 | 25200 | 25200 | 25200 | 25200 | 25200 | 25200 | 25200 | 25200 | 25200 | 25200 | 25200 | 25200 | 25200 | 25200 | 25200 | 25200 | 25200 | 25200 | 25200 | 25200 | 25200 | 25200 | 25200 | 25200 | 25200 | 25200 | 25200 | 25200 | 25200 | 25200 | 25200 | 25200 | 25200 | 25200 | 25200 | 25200 | 25200 | 25200 | 25200 | 25200 | 25200 | 25200 | 25200 | 25200 | 25200 | 25200 | 25200 | 25200 | 25200 | 25200 | 25200 | 25200 | 25200 | 25200 | 25200 | 25200 | 25200 | 25200 | 25200 | 25200 | 25200 | 25200 | 25200 | 25200 | 25200 | 25200 | 25200 | 25200 | 25200 | 25200 | 25200 | 25200 | 25200 | 25200 | 25200 | 25200 | 25200 | 25200 | 25200 | 25200 | 25200 | 25200 | 25200 | 25200 | 25200 | 25200 | 25200 | 25200 | 25200 | 25200 | 25200 | 25200 | 25200 | 25200 | 25200 | 25200 | 25200 | 25200 | 25200 | 25200 | 25200 | 25200 | 25200 | 25200 | 25200 | 25200 | 25200 | 25200 | 25200 | 25200 | 25200 | 25200 | 25200 | 25200 | 25200 | 25200 | 25200 | 25200 | 25200 | 25200 | 25200 | 25200 | 25200 | 25200 | 25200 | 25200 | 25200 | 25200 | 25200 | 25200 | 25200 | 25200 | 25200 | 25200 | 25200 | 25200 | 25200 | 25200 | 25200 | 25200 | 25200 | 25200 | 25200 | 25200 | 25200 | 25200 | 25200 | 25200 | 25200 | 25200 | 25200 | 25200 | 25200 | 25200 | 25200 | 25200 | 25200 | 25200 | 25200 | 25200 | 25200 | 25200 | 25200 | 25200 | 25200 | 25200 | 25200 | 25200 | 25200 | 25200 | 25200 | 25200 | 25200 | 25200 | 25200 | 25200 | 25200 | 25200 | 25200 | 25200 | 25200 | 25200 | 25200 | 25200 | 25200 | 25200 | 25200 | 25200 | 25200 | 25200 | 25200 | 25200 | 25200 | 25200 | 25200 | 25200 | 25200 | 25200 | 25200 | 25200 | 25200 | 25200 | 25200 | 25200 | 25200 | 25200 | 25200 | 25200 | 25200 | 25200 | 25200 | 25200 | 25200 | 25200 | 25200 | 25200 | 25200 | 25200 | 25200 | 25200 | 25200 | 25200 | 25200 | 25200 | 25200 | 25200 | 25200 | 25200 | 25200 | 25200 | 25200 | 25200 | 25200 | 25200 | 25200 | 25200 | 25200 | 25200 | 25200 | 25200 | 25200 | 25200 | 25200 | 25200 | 25200 | 25200 | 25200 | 25200 | 25200 | 25200 | 25200 | 25200 | 25200 | 25200 | 25200 | 25200 | 25200 | 25200 | 25200 | 25200 | 25200 | 25200 | 25200 | 25200 | 25200 | 25200 | 25200 | 25200 | 25200 | 25200 | 25200 | 25200 | 25200 | 25200 | 25200 | 25200 | 25200 | 25200 | 25200 | 25200 | 25200 | 25200 | 25200 | 25200 | 25200 | 25200 | 25200 | 25200 | 25200 | 25200 | 25200 | 25200 | 25200 | 25200 | 25200 | 25200 | 25200 | 25200 | 25200 | 25200 | 25200 | 25200 | 25200 | 25200 | 25200 | 25200 | 25200 | 25200 | 25200 | 25200 | 25200 | 25200 | 25200 | 25200 | 25200 | 25200 | 25200 | 25200 | 25200 | 25200 | 25200 | 25200 | 25200 | 25200 | 25200 | 25200 | 25200 | 25200 | 25200 | 25200 | 25200 | 25200 | 25200 | 25200 | 25200 | 25200 | 25200 | 25200 | 25200 | 25200 | 25200 | 25200 | 25200 | 25200 | 25200 | 25200 | 25200 | 25200 | 25200 | 25200 | 25200 | 25200 | 25200 | 25200 | 25200 | 25200 | 25200 | 25200 | 25200 | 25200 | 25200 | 25200 | 25200 | 25200 | 25200 | 25200 | 25200 | 25200 | 25200 | 25200 | 25200 | 25200 | 25200 | 25200 | 25200 | 25200 | 25200 | 25200 | 25200 | 25200 | 25200 | 25200 | 25200 | 25200 | 25200 | 25200 | 25200 | 25200 | 25200 | 25200 | 25200 | 25200 | 25200 | 25200 | 25200 | 25200 | 25200 | 25200 | 25200 | 25200 | 25200 | 25200 | 25200 | 25200 | 25200 | 25200 | 25200 | 25200 | 25200 | 25200 | 25200 | 25200 | 25200 | 25200 | 25200 | 25200 | 25200 | 25200 | 25200 | 25200 | 25200 | 25200 | 25200 | 25200 | 25200 | 25200 | 25200 | 25200 | 25200 | 25200 | 25200 | 25200 | 25200 | 25200 | 25200 | 25200 | 25200 | 25200 | 25200 | 25200 | 25200 | 25200 | 25200 | 25200 | 25200 | 25200 | 25200 | 25200 | 25200 | 25200 | 25200 | 25200 | 25200 | 25200 | 25200 | 25200 | 25200 | 25200 | 25200 | 25200 | 25200 | 25200 | 25200 | 25200 | 25200 | 25200 | 25200 | 25200 | 25200 | 25200 | 25200 | 25200 | 25200 | 25200 | 25200 | 25200 | 25200 | 25200 | 25200 | 25200 | 25200 | 25200 | 25200 | 25200 | 25200 | 25200 | 25200 | 25200 | 25200 | 25200 | 25200 | 25200 | 25200 | 25200 | 25200 | 25200 | 25200 | 25200 | 25200 | 25200 | 25200 | 25200 | 25200 | 25200 | 25200 | 25200 | 25200 | 25200 | 25200 | 25200 | 25200 | 25200 | 25200 | 25200 | 25200 | 25200 | 25200 | 25200 | 25200 | 25200 | 25200 | 25200 | 25200 | 25200 | 25200 | 25200 | 25200 | 25200 | 25200 | 25200 | 25200 | 25200 | 25200 | 25200 | 25200 | 25200 | 25200 | 25200 | 25200 | 25200 | 25200 | 25200 | 25200 | 25200 | 25200 | 25200 | 25200 | 25200 | 25200 | 25200 | 25200 | 25200 | 25200 | 25200 | 25200 | 25200 | 25200 | 25200 | 25200 | 25200 | 25200 | 25200 | 25200 | 25200 | 25200 | 25200 | 25200 | 25200 | 25200 | 25200 | 25200 | 25200 | 25200 | 25200 | 25200 | 25200 | 25200 | 25200 | 25200 | 25200 | 25200 | 25200 | 25200 | 25200 | 25200 | 25200 | 25200 | 25200 | 25200 | 25200 | 25200 | 25200 | 25200 | 25200 | 25200 | 25200 | 25200 | 25200 | 25200 | 25200 | 25200 | 25200 | 25200 | 25200 | 25200 | 25200 | 25200 | 25200 | 25200 | 25200 | 25200 | 25200 | 25200 | 25200 | 25200 | 25200 | 25200 | 25200 | 25200 | 25200 | 25200 | 25200 | 25200 | 25200 | 25200 | 25200 | 25200 | 25200 | 25200 | 25200 | 25200 | 25200 | 25200 | 25200 | 25200 | 25200 | 25200 | 25200 | 25200 | 25200 | 25200 | 25200 | 25200 | 25200 | 25200 | 25200 | 25200 | 25200 | 25200 | 25200 | 25200 | 25200 | 25200 | 25200 | 25200 | 25200 | 25200 | 25200 | 25200 | 25200 | 25200 | 25200 | 25200 | 25200 | 25200 | 25200 | 25200 | 25200 | 25200 | 25200 | 25200 | 25200 | 25200 | 25200 | 25200 | 25200 | 25200 | 25200 | 25200 | 25200 | 25200 | 25200 | 25200 | 25200 | 25200 | 25200 | 25200 | 25200 | 25200 | 25200 | 25200 | 25200 | 25200 | 25200 | 25200 | 25200 | 25200 | 25200 | 25200 | 25200 | 25200 | 25200 | 25200 | 25200 | 25200 | 25200 | 25200 | 25200 | 25200 | 25200 | 25200 | 25200 | 25200 | 25200 | 25200 | 25200 | 25200 | 25200 | 25200 | 25200 | 25200 | 25200 | 25200 | 25200 | 25200 | 25200 | 25200 | 25200 | 25200 | 25200 | 25200 | 25200 | 25200 | 25200 | 25200 | 25200 | 25200 | 25200 | 25200 | 25200 | 25200 | 25200 | 25200 | 25200 | 25200 | 25200 | 25200 | 25200 | 25200 | 25200 | 25200 | 25200 | 25200 | 25200 | 25200 | 25200 | 25200 | 25200 | 25200 | 25200 | 25200 | 25200 | 25200 | 25200 | 25200 | 25200 | 25200 | 25200 | 25200 | 25200 | 25200 | 25200 | 25200 | 25200 | 25200 | 25200 | 25200 | 25200 | 25200 | 25200 | 25200 | 25200 | 25200 | 25200 | 25200 | 25200 | 25200 | 25200 | 25200 | 25200 | 25200 | 25200 | 25200 | 25200 | 25200 | 25200 | 25200 | 25200 | 25200 | 25200 | 25200 | 25200 | 25200 | 25200 | 25200 | 25200 | 25200 | 25200 | 25200 | 25200 | 25200 | 25200 | 25200 | 25200 | 25200 | 25200 | 25200 | 25200 | 25200 | 25200 | 25200 | 25200 | 25200 | 25200 | 25200 | 25200 | 25200 | 25200 | 25200 | 25200 | 25200 | 25200 | 25200 | 25200 | 25200 | 25200 | 25200 | 25200 | 25200 | 25200 | 25200 | 25200 | 25200 | 25200 | 25200 | 25200 | 25200 | 25200 | 25200 | 25200 | 25200 | 25200 | 25200 | 25200 | 25200 | 25200 | 25200 | 25200 | 25200 | 25200 | 25200 | 25200 | 25200 | 25200 | 25200 | 25200 | 25200 | 25200 | 25200 | 25200 | 25200 | 25200 | 25200 | 25200 | 25200 | 25200 | 25200 | 25200 | 25200 | 25200 | 25200 | 25200 | 25200 | 25200 | 25200 | 25200 | 25200 | 25200 | 25200 | 25200 | 25200 | 25200 | 25200 | 25200 | 25200 | 25200 | 25200 | 25200 | 25200 | 25200 | 25200 | 25200 | 25200 | 25200 | 25200 | 25200 | 25200 | 25200 | 25200 | 25200 | 25200 | 25200 | 25200 | 25200 | 25200 | 25200 | 25200 | 25200 | 25200 | 25200 | 25200 | 25200 | 25200 | 25200 | 25200 | 25200 | 25200 | 25200 | 25200 | 25200 | 25200 | 25200 | 25200 | 25200 | 25200 | 25200 | 25200 | 25200 | 25200 | 25200 | 25200 | 25200 | 25200 | 25200 | 25200 | 25200 | 25200 | 25200 | 25200 | 25200 | 25200 | 25200 | 25200 | 25200 | 25200 | 25200 | 25200 | 25200 | 25200 | 25200 | 25200 | 25200 | 25200 | 25200 | 25200 | 25200 | 25200 | 25200 | 25200 | 25200 | 25200 | 25200 | 25200 | 25200 | 25200 | 25200 | 25200 | 25200 | 25200 | 25200 | 25200 | 25200 | 25200 | 25200 | 25200 | 25200 | 25200 | 25200 | 25200 | 25200 | 25200 | 25200 | 25200 | 25200 | 25200 | 25200 | 25200 | 25200 | 25200 | 25200 | 25200 | 25200 | 25200 | 25200 | 25200 | 25200 | 25200 | 25200 | 25200 | 25200 | 25200 | 25200 | 25200 | 25200 | 25200 | 25200 | 25200 | 25200 | 25200 | 25200 | 25200 | 25200 | 25200 | 25200 | 25200 | 25200 | 25200 | 25200 | 25200 | 25200 | 25200 | 25200 | 25200 | 25200 | 25200 | 25200 | 25200 | 25200 | 25200 | 25200 | 25200 | 25200 | 25200 | 25200 | 25200 | 25200 | 25200 | 25200 | 25200 | 25200 | 25200 | 25200 | 25200 | 25200 | 25200 | 25200 | 25200 | 25200 | 25200 | 25200 | 25200 | 25200 | 25200 | 25200 | 25200 | 25200 | 25200 | 25200 | 25200 | 25200 | 25200 | 25200 | 25200 | 25200 | 25200 | 25200 | 25200 | 25200 | 25200 | 25200 | 25200 | 25200 | 25200 | 25200 | 25200 | 25200 | 25200 | 25200 | 25200 | 25200 | 25200 | 25200 | 25200 | 25200 | 25200 | 25200 | 25200 | 25200 | 25200 | 25200 | 25200 | 25200 | 25200 | 25200 | 25200 | 25200 | 25200 | 25200 | 25200 | 25200 | 25200 | 25200 | 25200 | 25200 | 25200 | 25200 | 25200 | 25200 | 25200 | 25200 | 25200 | 25200 | 25200 | 25200 | 25200 | 25200 | 25200 | 25200 | 25200 | 25200 | 25200 | 25200 | 25200 | 25200 | 25200 | 25200 | 25200 | 25200 | 25200 | 25200 | 25200 | 25200 | 25200 | 25200 | 25200 | 25200 | 25200 | 25200 | 25200 | 25200 | 25200 | 25200 | 25200 | 25200 | 25200 | 25200 | 25200 | 25200 | 25200 | 25200 | 25200 | 25200 | 25200 | 25200 | 25200 | 25200 | 25200 | 25200 | 25200 | 25200 | 25200 | 25200 | 25200 | 25200 | 25200 | 25200 | 25200 | 25200 | 25200 | 25200 | 25200 | 25200 | 25200 | 25200 | 25200 | 25200 | 25200 | 25200 | 25200 | 25200 | 25200 | 25200 | 25200 | 25200 | 25200 | 25200 | 25200 | 25200 | 25200 | 25200 | 25200 | 25200 | 25200 | 25200 | 25200 | 25200 | 25200 | 25200 | 25200 | 25200 | 25200 | 25200 | 25200 | 25200 | 25200 | 25200 | 25200 | 25200 | 25200 | 25200 | 25200 | 25200 | 25200 | 25200 | 25200 | 25200 | 25200 | 25200 | 25200 | 25200 | 25200 | 25200 | 25200 | 25200 | 25200 | 25200 | 25200 | 25200 | 25200 | 25200 | 25200 | 25200 | 25200 | 25200 | 25200 | 25200 | 25200 | 25200 | 25200 | 25200 | 25200 | 25200 | 25200 | 25200 | 25200 | 25200 | 25200 | 25200 | 25200 | 25200 | 25200 | 25200 | 25200 | 25200 | 25200 | 25200 | 25200 | 25200 | 25200 | 25200 | 25200 | 25200 | 25200 | 25200 | 25200 | 25200 | 25200 | 25200 | 25200 | 25200 | 25200 | 25200 | 25200 | 25200 | 25200 | 25200 | 25200 | 25200 | 25200 | 25200 | 25200 | 25200 | 25200 | 25200 | 25200 | 25200 | 25200 | 25200 | 25200 | 25200 | 25200 | 25200 | 25200 | 25200 | 25200 | 25200 | 25200 | 25200 | 25200 | 25200 | 25200 | 25200 | 25200 | 25200 | 25200 | 25200 | 25200 | 25200 | 25200 | 25200 | 25200 | 25200 | 25200 | 25200 | 25200 | 25200 | 25200 | 25200 | 25200 | 25200 | 25200 | 25200 | 25200 | 25200 | 25200 | 25200 | 25200 | 25200 | 25200 | 25200 | 25200 | 25200 | 25200 | 25200 | 25200 | 25200 | 25200 | 25200 | 25200 | 25200 | 25200 | 25200 | 25200 | 25200 | 25200 | 25200 | 25200 | 25200 | 25200 | 25200 | 25200 | 25200 | 25200 | 25200 | 25200 | 25200 | 25200 | 25200 | 25200 | 25200 | 25200 | 25200 | 25200 | 25200 | 25200 | 25200 | 25200 | 25200 | 25200 | 25200 | 25200 | 25200 | 25200 | 25200 | 25200 | 25200 | 25200 | 25200 | 25200 | 25200 | 25200 | 25200 | 25200 | 25200 | 25200 | 25200 | 25200 | 25200 | 25200 | 25200 | 25200 | 25200 | 25200 | 25200 | 25200 | 25200 | 25200 | 25200 | 25200 | 25200 | 25200 | 25200 | 25200 | 25200 | 25200 | 25200 | 25200 | 25200 | 25200 | 25200 | 25200 | 25200 | 25200 | 25200 | 25200 | 25200 | 25200 | 25200 | 25200 | 25200 | 25200 | 25200 | 25200 | 25200 | 25200 | 25200 | 25200 | 25200 | 25200 | 25200 | 25200 | 25200 | 25200 | 25200 | 25200 | 25200 | 25200 | 25200 | 25200 | 25200 | 25200 | 25200 | 25200 | 25200 | 25200 | 25200 | 25200 | 25200 | 25200 | 25200 | 25200 | 25200 | 25200 | 25200 | 25200 | 25200 | 25200 | 25200 | 25200 | 25200 | 25200 | 25200 | 25200 | 25200 | 25200 | 25200 | 25200 | 25200 | 25200 | 25200 | 25200 | 25200 | 25200 | 25200 | 25200 | 25200 | 25200 | 25200 | 25200 | 25200 | 25200 | 25200 | 25200 | 25200 | 25200 | 25200 | 25200 | 25200 | 25200 | 25200 | 25200 | 25200 | 25200 | 25200 | 25200 | 25200 | 25200 | 25200 | 25200 | 25200 | 25200 | 25200 | 25200 | 25200 | 25200 | 25200 | 25200 | 25200 | 25200 | 25200 | 25200 | 25200 | 25200 | 25200 | 25200 | 25200 | 25200 | 25200 | 25200 | 25200 | 25200 | 25200 | 25200 | 25200 | 25200 | 25200 | 25200 | 25200 | 25200 | 25200 | 25200 | 25200 | 25200 | 25200 | 25200 | 25200 | 25200 | 25200 | 25200 | 25200 | 25200 | 25200 | 25200 | 25200 | 25200 | 25200 | 25200 | 25200 | 25200 | 25200 | 25200 | 25200 | 25200 | 25200 | 25200 | 25200 | 25200 | 25200 | 25200 | 25200 | 25200 | 25200 | 25200 | 25200 | 25200 | 25200 | 25200 | 25200 | 25200 | 25200 | 25200 | 25200 | 25200 | 25200 | 25200 | 25200 | 25200 | 25200 | 25200 | 25200 | 25200 | 25200 | 25200 | 25200 | 25200 | 25200 | 25200 | 25200 | 25200 | 25200 | 25200 | 25200 | 25200 | 25200 | 25200 | 25200 | 25200 | 25200 | 25200 | 25200 | 25200 | 25200 | 25200 | 25200 | 25200 | 25200 | 25200 | 25200 | 25200 | 25200 | 25200 | 25200 | 25200 | 25200 | 25200 | 25200 | 25200 | 25200 | 25200 | 25200 | 25200 | 25200 | 25200 | 25200 | 25200 | 25200 | 25200 | 25200 | 25200 | 25200 | 25200 | 25200 | 25200 | 25200 | 25200 | 25200 | 25200 | 25200 | 25200 | 25200 | 25200 | 25200 | 25200 | 25200 | 25200 | 25200 | 25200 | 25200 | 25200 | 25200 | 25200 | 25200 | 25200 | 25200 | 25200 | 25200 | 25200 | 25200 | 25200 | 25200 | 25200 | 25200 | 25200 | 25200 | 25200 | 25200 | 25200 | 25200 | 25200 | 25200 | 25200 | 25200 | 25200 | 25200 | 25200 | 25200 | 25200 | 25200 | 25200 | 25200 | 25200 | 25200 | 25200 | 25200 | 25200 | 25200 | 25200 | 25200 | 25200 | 25200 | 25200 | 25200 | 25200 | 25200 | 25200 | 25200 | 25200 | 25200 | 25200 | 25200 | 25200 | 25200 | 25200 | 25200 | 25200 | 25200 | 25200 | 25200 | 25200 | 25200 | 25200 | 25200 | 25200 | 25200 | 25200 | 25200 | 25200 | 25200 | 25200 | 25200 | 25200 | 25200 | 25200 | 25200 | 25200 | 25200 | 25200 | 25200 | 25200 | 25200 | 25200 | 25200 | 25200 | 25200 | 25200 | 25200 | 25200 | 25200 | 25200 | 25200 | 25200 | 25200 | 25200 | 25200 | 25200 | 25200 | 25200 | 25200 | 25200 | 25200 | 25200 | 25200 | 25200 | 25200 | 25200 | 25200 | 25200 | 25200 | 25200 | 25200 | 25200 | 25200 | 25200 | 25200 | 25200 | 25200 | 25200 | 25200 | 25200 | 25200 | 25200 | 25200 | 25200 | 25200 | 25200 | 25200 | 25200 | 25200 | 25200 | 25200 | 25200 | 25200 | 25200 | 25200 | 25200 | 25200 | 25200 | 25200 | 25200 | 25200 | 25200 | 25200 | 25200 | 25200 | 25200 | 25200 | 25200 | 25200 | 25200 | 25200 | 25200 | 25200 | 25200 | 25200 | 25200 | 25200 | 25200 | 25200 | 25200 | 25200 | 25200 | 25200 | 25200 | 25200 | 25200 | 25200 | 25200 | 25200 | 25200 | 25200 | 25200 | 25200 | 25200 | 25200 | 25200 | 25200 | 25200 | 25200 | 25200 | 25200 | 25200 | 25200 | 25200 | 25200 | 25200 | 25200 | 25200 | 25200 | 25200 | 25200 | 25200 | 25200 | 25200 | 25200 | 25200 | 25200 | 25200 | 25200 | 25200 | 25200 | 25200 | 25200 | 25200 | 25200 | 25200 | 25200 | 25200 | 25200 | 25200 | 25200 | 25200 | 25200 | 25200 | 25200 | 25200 | 25200 | 25200 | 25200 | 25200 | 25200 | 25200 | 25200 | 25200 | 25200 | 25200 | 25200 | 25200 | 25200 | 25200 | 25200 | 25200 | 25200 | 25200 | 25200 | 25200 | 25200 | 25200 | 25200 | 25200 | 25200 | 25200 | 25200 | 25200 | 25200 | 25200 | 25200 | 25200 | 25200 | 25200 | 25200 | 25200 | 25200 | 25200 | 25200 | 25200 | 25200 | 25200 | 25200 | 25200 | 25200 | 25200 | 25200 | 25200 | 25200 | 25200 | 25200 | 25200 | 25200 | 25200 | 25200 | 25200 | 25200 | 25200 | 25200 | 25200 | 25200 | 25200 | 25200 | 25200 | 25200 | 25200 | 25200 | 25200 | 25200 | 25200 | 25200 | 25200 | 25200 | 25200 | 25200 | 25200 | 25200 | 25200 | 25200 | 25200 | 25200 | 25200 | 25200 | 25200 | 25200 | 25200 | 25200 | 25200 | 25200 | 25200 | 25200 | 25200 | 25200 | 25200 | 25200 | 25200 | 25200 | 25200 | 25200 | 25200 | 25200 | 25200 | 25200 | 25200 | 25200 | 25200 | 25200 | 25200 | 25200 | 25200 | 25200 | 25200 | 25200 | 25200 | 25200 | 25200 | 25200 | 25200 | 25200 | 25200 | 25200 | 25200 | 25200 | 25200 | 25200 | 25200 | 25200 | 25200 | 25200 | 25200 | 25200 | 25200 | 25200 | 25200 | 25200 | 25200 | 25200 | 25200 | 25200 | 25200 | 25200 | 25200 | 25200 | 25200 | 25200 | 25200 | 25200 | 25200 | 25200 | 25200 | 25200 | 25200 | 25200 | 25200 | 25200 | 25200 | 25200 | 25200 | 25200 | 25200 | 25200 | 25200 | 25200 | 25200 | 25200 | 25200 | 25200 | 25200 | 25200 | 25200 | 25200 | 25200 | 25200 | 25200 | 25200 | 25200 | 25200 | 25200 | 25200 | 25200 | 25200 | 25200 | 25200 | 25200 | 25200 | 25200 | 25200 | 25200 | 25200 | 25200 | 25200 | 25200 | 25200 | 25200 | 25200 | 25200 | 25200 | 25200 | 25200 | 25200 | 25200 | 25200 | 25200 | 25200 | 25200 | 25200 | 25200 | 25200 | 25200 | 25200 | 25200 | 25200 | 25200 | 25200 | 25200 | 25200 | 25200 | 25200 | 25200 | 25200 | 25200 | 25200 | 25200 | 25200 | 25200 | 25200 | 25200 | 25200 | 25200 | 25200 | 25200 | 25200 | 25200 | 25200 | 25200 | 25200 | 25200 | 25200 | 25200 | 25200 | 25200 | 25200 | 25200 | 25200 | 25200 | 25200 | 25200 | 25200 | 25200 | 25200 | 25200 | 25200 | 25200 | 25200 | 25200 | 25200 | 25200 | 25200 | 25200 | 25200 | 25200 | 25200 | 25200 | 25200 | 25200 | 25200 | 25200 | 25200 | 25200 | 25200 | 25200 | 25200 | 25200 | 25200 | 25200 | 25200 | 25200 | 25200 | 25200 | 25200 | 25200 | 25200 | 25200 | 25200 | 25200 | 25200 | 25200 | 25200 | 25200 | 25200 | 25200 | 25200 | 25200 | 25200 | 25200 | 25200 | 25200 | 25200 | 25200 | 25200 | 25200 | 25200 | 25200 | 25200 | 25200 | 25200 | 25200 | 25200 | 25200 | 25200 | 25200 | 25200 | 25200 | 25200 | 25200 | 25200 | 25200 | 25200 | 25200 | 25200 | 25200 | 25200 | 25200 | 25200 | 25200 | 25200 | 25200 | 25200 | 25200 | 25200 | 25200 | 25200 | 25200 | 25200 | 25200 | 25200 | 25200 | 25200 | 25200 | 25200 | 25200 | 25200 | 25200 | 25200 | 25200 | 25200 | 25200 | 25200 | 25200 | 25200 | 25200 | 25200 | 25200 | 25200 | 25200 | 25200 | 25200 | 25200 | 25200 | 25200 | 25200 | 25200 | 25200 | 25200 | 25200 | 25200 | 25200 | 25200 | 25200 | 25200 | 25200 | 25200 | 25200 | 25200 | 25200 | 25200 | 25200 | 25200 | 25200 | 25200 | 25200 | 25200 | 25200 | 25200 | 25200 | 25200 | 25200 | 25200 | 25200 | 25200 | 25200 | 25200 | 25200 | 25200 | 25200 | 25200 | 25200 | 25200 | 25200 | 25200 | 25200 | 25200 | 25200 | 25200 | 25200 | 25200 | 25200 | 25200 | 25200 | 25200 | 25200 | 25200 | 25200 | 25200 | 25200 | 25200 | 25200 | 25200 | 25200 | 25200 | 25200 | 25200 | 25200 | 25200 | 25200 | 25200 | 25200 | 25200 | 25200 | 25200 | 25200 | 25200 | 25200 | 25200 | 25200 | 25200 | 25200 | 25200 | 25200 | 25200 | 25200 | 25200 | 25200 | 25200 | 25200 | 25200 | 25200 | 25200 | 25200 | 25200 | 25200 | 25200 | 25200 | 25200 | 25200 | 25200 | 25200 | 25200 | 25200 | 25200 | 25200 | 25200 | 25200 | 25200 | 25200 | 25200 | 25200 | 25200 | 25200 | 25200 | 25200 | 25200 | 25200 | 25200 | 25200 | 25200 | 25200 | 25200 | 25200 | 25200 | 25200 | 25200 | 25200 | 25200 | 25200 | 25200 | 25200 | 25200 | 25200 | 25200 | 25200 | 25200 | 25200 | 25200 | 25200 | 25200 | 25200 | 25200 | 25200 | 25200 | 25200 | 25200 | 25200 | 25200 | 25200 | 25200 | 25200 | 25200 | 25200 | 25200 | 25200 | 25200 | 25200 | 25200 | 25200 | 25200 | 25200 | 25200 | 25200 | 25200 | 25200 | 25200 | 25200 | 25200 | 25200 | 25200 | 25200 | 25200 | 25200 | 25200 | 25200 | 25200 | 25200 | 25200 | 25200 | 25200 | 25200 | 25200 | 25200 | 25200 | 25200 | 25200 | 25200 | 25200 | 25200 | 25200 | 25200 | 25200 | 25200 | 25200 | 25200 | 25200 | 25200 | 25200 | 25200 | 25200 | 25200 | 25200 | 25200 | 25200 | 25200 | 25200 | 25200 | 25200 | 25200 | 25200 | 25200 | 25200 | 25200 | 25200 | 25200 | 25200 | 25200 | 25200 | 25200 | 25200 | 25200 | 25200 | 25200 | 25200 | 25200 | 25200 | 25200 | 25200 | 25200 | 25200 | 25200 | 25200 | 25200 | 25200 | 25200 | 25200 | 25200 | 25200 | 25200 | 25200 | 25200 | 25200 | 25200 | 25200 | 25200 | 25200 | 25200 | 25200 | 25200 | 25200 | 25200 | 25200 | 25200 | 25200 | 25200 | 25200 | 25200 | 25200 | 25200 | 25200 | 25200 | 25200 | 25200 | 25200 | 25200 | 25200 | 25200 | 25200 | 25200 | 25200 | 25200 | 25200 | 25200 | 25200 | 25200 | 25200 | 25200 | 25200 | 25200 | 25200 | 25200 | 25200 | 25200 | 25200 | 25200 | 25200 | 25200 | 25200 | 25200 | 25200 | 25200 | 25200 | 25200 | 25200 | 25200 | 25200 | 25200 | 25200 | 25200 | 25200 | 25200 | 25200 | 25200 | 25200 | 25200 | 25200 | 25200 | 25200 | 25200 | 25200 | 25200 | 25200 | 25200 | 25200 | 25200 | 25200 | 25200 | 25200 | 25200 | 25200 | 25200 | 25200 | 25200 | 25200 | 25200 | 25200 | 25200 | 25200 | 25200 | 25200 | 25200 | 25200 | 25200 | 25200 | 25200 | 25200 | 25200 | 25200 | 25200 | 25200 | 25200 | 25200 | 25200 | 25200 | 25200 | 25200 | 25200 | 25200 | 25200 | 25200 | 25200 | 25200 | 25200 | 25200 | 25200 | 25200 | 25200 | 25200 | 25200 | 25200 | 25200 | 25200 | 25200 | 25200 | 25200 | 25200 | 25200 | 25200 | 25200 | 25200 | 25200 | 25200 | 25200 | 25200 | 25200 | 25200 | 25200 | 25200 | 25200 | 25200 | 25200 | 25200 | 25200 | 25200 | 25200 | 25200 | 25200 | 25200 | 25200 | 25200 | 25200 | 25200 | 25200 | 25200 | 25200 | 25200 | 25200 | 25200 | 25200 | 25200 | 25200 | 25200 | 25200 | 25200 | 25200 | 25200 | 25200 | 25200 | 25200 | 25200 | 25200 | 25200 | 25200 | 25200 | 25200 | 25200 | 25200 | 25200 | 25200 | 25200 | 25200 | 25200 | 25200 | 25200 | 25200 | 25200 | 25200 | 25200 | 25200 | 25200 | 25200 | 25200 | 25200 | 25200 | 25200 | 25200 | 25200 | 25200 | 25200 | 25200 | 25200 | 25200 | 25200 | 25200 | 25200 | 25200 | 25200 | 25200 | 25200 | 25200 | 25200 | 25200 | 25200 | 25200 | 25200 | 25200 | 25200 | 25200 | 25200 | 25200 | 25200 | 25200 | 25200 | 25200 | 25200 | 25200 | 25200 | 25200 | 25200 | 25200 | 25200 | 25200 | 25200 | 25200 | 25200 | 25200 | 25200 | 25200 | 25200 | 25200 | 25200 | 25200 | 25200 | 25200 | 25200 | 25200 | 25200 | 25200 | 25200 | 25200 | 25200 | 25200 | 25200 | 25200 | 25200 | 25200 | 25200 | 25200 | 25200 | 25200 | 25200 | 25200 | 25200 | 25200 | 25200 | 25200 | 25200 | 25200 | 25200 | 25200 | 25200 | 25200 | 25200 | 25200 | 25200 | 25200 | 25200 | 25200 | 25200 | 25200 | 25200 | 25200 | 25200 | 25200 | 25200 | 25200 | 25200 | 25200 | 25200 | 25200 | 25200 | 25200 | 25200 | 25200 | 25200 | 25200 | 25200 | 25200 | 25200 | 25200 | 25200 | 25200 | 25200 | 25200 | 25200 | 25200 | 25200 | 25200 | 25200 | 25200 | 25200 | 25200 | 25200 | 25200 | 25200 | 25200 | 25200 | 25200 | 25200 | 25200 | 25200 | 25200 | 25200 | 25200 | 25200 | 25200 | 25200 | 25200 | 25200 | 25200 | 25200 | 25200 | 25200 | 25200 | 25200 | 25200 | 25200 | 25200 | 25200 | 25200 | 25200 | 25200 | 25200 | 25200 | 25200 | 25200 | 25200 | 25200 | 25200 | 25200 | 25200 | 25200 | 25200 | 25200 | 25200 | 25200 | 25200 | 25200 | 25200 | 25200 | 25200 | 25200 | 25200 | 25200 | 25200 | 25200 | 25200 | 25200 | 25200 | 25200 | 25200 | 25200 | 25200 | 25200 | 25200 | 25200 | 25200 | 25200 | 25200 | 25200 | 25200 | 25200 | 25200 | 25200 | 25200 | 25200 | 25200 | 25200 | 25200 | 25200 | 25200 | 25200 | 25200 | 25200 | 25200 | 25200 | 25200 | 25200 | 25200 | 25200 | 25200 | 25200 | 25200 | 25200 | 25200 | 25200 | 25200 | 25200 | 25200 | 25200 | 25200 | 25200 | 25200 | 25200 | 25200 | 25200 | 25200 | 25200 | 25200 | 25200 | 25200 | 25200 | 25200 | 25200 | 25200 | 25200 | 25200 | 25200 | 25200 | 25200 | 25200 | 25200 | 25200 | 25200 | 25200 | 25200 | 25200 | 25200 | 25200 | 25200 | 25200 | 25200 | 25200 | 25200 | 25200 | 25200 | 25200 | 25200 | 25200 | 25200 | 25200 | 25200 | 25200 | 25200 | 25200 | 25200 | 25200 | 25200 | 25200 | 25200 | 25200 | 25200 | 25200 | 25200 | 25200 | 25200 | 25200 | 25200 | 25200 | 25200 | 25200 | 25200 | 25200 | 25200 | 25200 | 25200 | 25200 | 25200 | 25200 | 25200 | 25200 | 25200 | 25200 | 25200 | 25200 | 25200 | 25200 | 25200 | 25200 | 25200 | 25200 | 25200 | 25200 | 25200 | 25200 | 25200 | 25200 | 25200 | 25200 | 25200 | 25200 | 25200 | 25200 | 25200 | 25200 | 25200 | 25200 | 25200 | 25200 | 25200 | 25200 | 25200 | 25200 | 25200 | 25200 | 25200 | 25200 | 25200 | 25200 | 25200 | 25200 | 25200 | 25200 | 25200 | 25200 | 25200 | 25200 | 25200 | 25200 | 25200 | 25200 | 25200 | 25200 | 25200 | 25200 | 25200 | 25200 | 25200 | 25200 | 25200 | 25200 | 25200 | 25200 | 25200 | 25200 | 25200 | 25200 | 25200 | 25200 | 25200 | 25200 | 25200 | 25200 | 25200 | 25200 | 25200 | 25200 | 25200 | 25200 | 25200 | 25200 | 25200 | 25200 | 25200 | 25200 | 25200 | 25200 | 25200 | 25200 | 25200 | 25200 | 25200 | 25200 | 25200 | 25200 | 25200 | 25200 | 25200 | 25200 | 25200 | 25200 | 25200 | 25200 | 25200 | 25200 | 25200 | 25200 | 25200 | 25200 | 25200 | 25200 | 25200 | 25200 | 25200 | 25200 | 25200 | 25200 | 25200 | 25200 | 25200 | 25200 | 25200 | 25200 | 25200 | 25200 | 25200 | 25200 | 25200 | 25200 | 25200 | 25200 | 25200 | 25200 | 25200 | 25200 | 25200 | 25200 | 25200 | 25200 | 25200 | 25200 | 25200 | 25200 | 25200 | 25200 | 25200 | 25200 | 25200 | 25200 | 25200 | 25200 | 25200 | 25200 | 25200 | 25200 | 25200 | 25200 | 25200 | 25200 | 25200 | 25200 | 25200 | 25200 | 25200 | 25200 | 25200 | 25200 | 25200 | 25200 | 25200 | 25200 | 25200 | 25200 | 25200 | 25200 | 25200 | 25200 | 25200 | 25200 | 25200 | 25200 | 25200 | 25200 | 25200 | 25200 | 25200 | 25200 | 25200 | 25200 | 25200 | 25200 | 25200 | 25200 | 25200 | 25200 | 25200 | 25200 | 25200 | 25200 | 25200 | 25200 | 25200 | 25200 | 25200 | 25200 | 25200 | 25200 | 25200 | 25200 | 25200 | 25200 | 25200 | 25200 | 25200 | 25200 | 25200 | 25200 | 25200 | 25200 | 25200 | 25200 | 25200 | 25200 | 25200 | 25200 | 25200 | 25200 | 25200 | 25200 | 25200 | 25200 | 25200 | 25200 | 25200 | 25200 | 25200 | 25200 | 25200 | 25200 | 25200 | 25200 | 25200 | 25200 | 25200 | 25200 | 25200 | 25200 | 25200 | 25200 | 25200 | 25200 | 25200 | 25200 | 25200 | 25200 | 25200 | 25200 | 25200 | 25200 | 25200 | 25200 | 25200 | 25200 | 25200 | 25200 | 25200 | 25200 | 25200 | 25200 | 25200 | 25200 | 25200 | 25200 | 25200 | 25200 | 25200 | 25200 | 25200 | 25200 | 25200 | 25200 | 25200 | 25200 | 25200 | 25200 | 25200 | 25200 | 25200 | 25200 | 25200 | 25200 | 25200 | 25200 | 25200 | 25200 | 25200 | 25200 | 25200 | 25200 | 25200 | 25200 | 25200 | 25200 | 25200 | 25200 | 25200 | 25200 | 25200 | 25200 | 25200 | 25200 | 25200 | 25200 | 25200 | 25200 | 25200 | 25200 | 25200 | 25200 | 25200 | 25200 | 25200 | 25200 | 25200 | 25200 | 25200 | 25200 | 25200 | 25200 | 25200 | 25200 | 25200 | 25200 | 25200 | 25200 | 25200 | 25200 | 25200 | 25200 | 25200 | 25200 | 25200 | 25200 | 25200 | 25200 | 25200 | 25200 | 25200 | 25200 | 25200 | 25200 | 25200 | 25200 | 25200 | 25200 | 25200 | 25200 | 25200 | 25200 | 25200 | 25200 | 25200 | 25200 | 25200 | 25200 | 25200 | 25200 | 25200 | 25200 | 25200 | 25200 | 25200 | 25200 | 25200 | 25200 | 25200 | 25200 | 25200 | 25200 | 25200 | 25200 | 25200 | 25200 | 25200 | 25200 | 25200 | 25200 | 25200 | 25200 | 25200 | 25200 | 25200 | 25200 | 25200 | 25200 | 25200 | 25200 | 25200 | 25200 | 25200 | 25200 | 25200 | 25200 | 25200 | 25200 | 25200 | 25200 | 25200 | 25200 | 25200 | 25200 | 25200 | 25200 | 25200 | 25200 | 25200 | 25200 | 25200 | 25200 | 25200 | 25200 | 25200 | 25200 | 25200 | 25200 | 25200 | 25200 | 25200 | 25200 | 25200 | 25200 | 25200 | 25200 | 25200 | 25200 | 25200 | 25200 | 25200 | 25200 | 25200 | 25200 | 25200 | 25200 | 25200 | 25200 | 25200 | 25200 | 25200 | 25200 | 25200 | 25200 | 25200 | 25200 | 25200 | 25200 | 25200 | 25200 | 25200 | 25200 | 25200 | 25200 | 25200 | 25200 | 25200 | 25200 | 25200 | 25200 | 25200 | 25200 | 25200 | 25200 | 25200 | 25200 | 25200 | 25200 | 25200 | 25200 | 25200 | 25200 | 25200 | 25200 | 25200 | 25200 | 25200 | 25200 | 25200 | 25200 | 25200 | 25200 | 25200 | 25200 | 25200 | 25200 | 25200 | 25200 | 25200 | 25200 | 25200 | 25200 | 25200 | 25200 | 25200 | 25200 | 25200 | 25200 | 25200 | 25200 | 25200 | 25200 | 25200 | 25200 | 25200 | 25200 | 25200 | 25200 | 25200 | 25200 | 25200 | 25200 | 25200 | 25200 | 25200 | 25200 | 25200 | 25200 | 25200 | 25200 | 25200 | 25200 | 25200 | 25200 | 25200 | 25200 | 25200 | 25200 | 25200 | 25200 | 25200 | 25200 | 25200 | 25200 | 25200 | 25200 | 25200 | 25200 | 25200 | 25200 | 25200 | 25200 | 25200 | 25200 | 25200 | 25200 | 25200 | 25200 | 25200 | 25200 | 25200 | 25200 | 25200 | 25200 | 25200 | 25200 | 25200 | 25200 | 25200 | 25200 | 25200 | 25200 | 25200 | 25200 | 25200 | 25200 | 25200 | 25200 | 25200 | 25200 | 25200 | 25200 | 25200 | 25200 | 25200 | 25200 | 25200 | 25200 | 25200 | 25200 | 25200 | 25200 | 25200 | 25200 | 25200 | 25200 | 25200 | 25200 | 25200 | 25200 | 25200 | 25200 | 25200 | 25200 | 25200 | 25200 | 25200 | 25200 | 25200 | 25200 | 25200 | 25200 | 25200 | 25200 | 25200 | 25200 | 25200 | 25200 | 25200 | 25200 | 25200 | 25200 | 25200 | 25200 | 25200 | 25200 | 25200 | 25200 | 25200 | 25200 | 25200 | 25200 | 25200 | 25200 | 25200 | 25200 | 25200 | 25200 | 25200 | 25200 | 25200 | 25200 | 25200 | 25200 | 25200 | 25200 | 25200 | 25200 | 25200 | 25200 | 25200 | 25200 | 25200 | 25200 | 25200 | 25200 | 25200 | 25200 | 25200 | 25200 | 25200 | 25200 | 25200 | 25200 | 25200 | 25200 | 25200 | 25200 | 25200 | 25200 | 25200 | 25200 | 25200 | 25200 | 25200 | 25200 | 25200 | 25200 | 25200 | 25200 | 25200 | 25200 | 25200 | 25200 | 25200 | 25200 | 25200 | 25200 | 25200 | 25200 | 25200 | 25200 | 25200 | 25200 | 25200 | 25200 | 25200 | 25200 | 25200 | 25200 | 25200 | 25200 | 25200 | 25200 | 25200 | 25200 | 25200 | 25200 | 25200 | 25200 | 25200 | 25200 | 25200 | 25200 | 25200 | 25200 | 25200 | 25200 | 25200 | 25200 | 25200 | 25200 | 25200 | 25200 | 25200 | 25200 | 25200 | 25200 | 25200 | 25200 | 25200 | 25200 | 25200 | 25200 | 25200 | 25200 | 25200 | 25200 | 25200 | 25200 | 25200 | 25200 | 25200 | 25200 | 25200 | 25200 | 25200 | 25200 | 25200 | 25200 | 25200 | 25200 | 25200 | 25200 | 25200 | 25200 | 25200 | 25200 | 25200 | 25200 | 25200 | 25200 | 25200 | 25200 | 25200 | 25200 | 25200 | 25200 | 25200 | 25200 | 25200 | 25200 | 25200 | 25200 | 25200 | 25200 | 25200 | 25200 | 25200 | 25200 | 25200 | 25200 | 25200 | 25200 | 25200 | 25200 | 25200 | 25200 | 25200 | 25200 | 25200 | 25200 | 25200 | 25200 | 25200 | 25200 | 25200 | 25200 | 25200 | 25200 | 25200 | 25200 | 25200 | 25200 | 25200 | 25200 | 25200 | 25200 | 25200 | 25200 | 25200 | 25200 | 25200 | 25200 | 25200 | 25200 | 25200 | 25200 | 25200 | 25200 | 25200 | 25200 | 25200 | 25200 | 25200 | 25200 | 25200 | 25200 | 25200 | 25200 | 25200 | 25200 | 25200 | 25200 | 25200 | 25200 | 25200 | 25200 | 25200 | 25200 | 25200 | 25200 | 25200 | 25200 | 25200 | 25200 | 25200 | 25200 | 25200 | 25200 | 25200 | 25200 | 25200 | 25200 | 25200 | 25200 | 25200 | 25200 | 25200 | 25200 | 25200 | 25200 | 25200 | 25200 | 25200 | 25200 | 25200 | 25200 | 25200 | 25200 | 25200 | 25200 | 25200 | 25200 | 25200 | 25200 | 25200 | 25200 | 25200 | 25200 | 25200 | 25200 | 25200 | 25200 | 25200 | 25200 | 25200 | 25200 | 25200 | 25200 | 25200 | 25200 | 25200 | 25200 | 25200 | 25200 | 25200 | 25200 | 25200 | 25200 | 25200 | 25200 | 25200 | 25200 | 25200 | 25200 | 25200 | 25200 | 25200 | 25200 | 25200 | 25200 | 25200 | 25200 | 25200 | 25200 | 25200 | 25200 | 25200 | 25200 | 25200 | 25200 | 25200 | 25200 | 25200 | 25200 | 25200 | 25200 | 25200 | 25200 | 25200 | 25200 | 25200 | 25200 | 25200 | 25200 | 25200 | 25200 | 25200 | 25200 | 25200 | 25200 | 25200 | 25200 | 25200 | 25200 | 25200 | 25200 | 25200 | 25200 | 25200 | 25200 | 25200 | 25200 | 25200 | 25200 | 25200 | 25200 | 25200 | 25200 | 25200 | 25200 | 25200 | 25200 | 25200 | 25200 | 25200 | 25200 | 25200 | 25200 | 25200 | 25200 | 25200 | 25200 | 25200 | 25200 | 25200 | 25200 | 25200 | 25200 | 25200 | 25200 | 25200 | 25200 | 25200 | 25200 | 25200 | 25200 | 25200 | 25200 | 25200 | 25200 | 25200 | 25200 | 25200 | 25200 | 25200 | 25200 | 25200 | 25200 | 25200 | 25200 | 25200 | 25200 | 25200 | 25200 | 25200 | 25200 | 25200 | 25200 | 25200 | 25200 | 25200 | 25200 | 25200 | 25200 | 25200 | 25200 | 25200 | 25200 | 25200 | 25200 | 25200 | 25200 | 25200 | 25200 | 25200 | 25200 | 25200 | 25200 | 25200 | 25200 | 25200 | 25200 | 25200 | 25200 | 25200 | 25200 | 25200 | 25200 | 25200 | 25200 | 25200 | 25200 | 25200 | 25200 | 25200 | 25200 | 25200 | 25200 | 25200 | 25200 | 25200 | 25200 | 25200 | 25200 | 25200 | 25200 | 25200 | 25200 | 25200 | 25200 | 25200 | 25200 | 25200 | 25200 | 25200 | 25200 | 25200 | 25200 | 25200 | 25200 | 25200 | 25200 | 25200 | 25200 | 25200 | 25200 | 25200 | 25200 | 25200 | 25200 | 25200 | 25200 | 25200 | 25200 | 25200 | 25200 | 25200 | 25200 | 25200 | 25200 | 25200 | 25200 | 25200 | 25200 | 25200 | 25200 | 25200 | 25200 | 25200 | 25200 | 25200 | 25200 | 25200 | 25200 | 25200 | 25200 | 25200 | 25200 | 25200 | 25200 | 25200 | 25200 | 25200 | 25200 | 25200 | 25200 | 25200 | 25200 | 25200 | 25200 | 25200 | 25200 | 25200 | 25200 | 25200 | 25200 | 25200 | 25200 | 25200 | 25200 | 25200 | 25200 | 25200 | 25200 | 25200 | 25200 | 25200 | 25200 | 25200 | 25200 | 25200 | 25200 | 25200 | 25200 | 25200 | 25200 | 25200 | 25200 | 25200 | 25200 | 25200 | 25200 | 25200 | 25200 | 25200 | 25200 | 25200 | 25200 | 25200 | 25200 | 25200 | 25200 | 25200 | 25200 | 25200 | 25200 | 25200 | 25200 | 25200 | 25200 | 25200 | 25200 | 25200 | 25200 | 25200 | 25200 | 25200 | 25200 | 25200 | 25200 | 25200 | 25200 | 25200 | 25200 | 25200 | 25200 | 25200 | 25200 | 25200 | 25200 | 25200 | 25200 | 25200 | 25200 | 25200 | 25200 | 25200 | 25200 | 25200 | 25200 | 25200 | 25200 | 25200 | 25200 | 25200 | 25200 | 25200 | 25200 | 25200 | 25200 | 25200 | 25200 | 25200 | 25200 | 25200 | 25200 | 25200 | 25200 | 25200 | 25200 | 25200 | 25200 | 25200 | 25200 | 25200 | 25200 | 25200 | 25200 | 25200 | 25200 | 25200 | 25200 | 25200 | 25200 | 25200 | 25200 | 25200 | 25200 | 25200 | 25200 | 25200 | 25200 | 25200 | 25200 | 25200 | 25200 | 25200 | 25200 | 25200 | 25200 | 25200 | 25200 | 25200 | 25200 | 25200 | 25200 | 25200 | 25200 | 25200 | 25200 | 25200 | 25200 | 25200 | 25200 | 25200 | 25200 | 25200 | 25200 | 25200 | 25200 | 25200 | 25200 | 25200 | 25200 | 25200 | 25200 | 25200 | 25200 | 25200 | 25200 | 25200 | 25200 | 25200 | 25200 | 25200 | 25200 | 25200 | 25200 | 25200 | 25200 | 25200 | 25200 | 25200 | 25200 | 25200 | 25200 | 25200 | 25200 | 25200 | 25200 | 25200 | 25200 | 25200 | 25200 | 25200 | 25200 | 25200 | 25200 | 25200 | 25200 | 25200 | 25200 | 25200 | 25200 | 25200 | 25200 | 25200 | 25200 | 25200 | 25200 | 25200 | 25200 | 25200 | 25200 | 25200 | 25200 | 25200 | 25200 | 25200 | 25200 | 25200 | 25200 | 25200 | 25200 | 25200 | 25200 | 25200 | 25200 | 25200 | 25200 | 25200 | 25200 | 25200 | 25200 | 25200 | 25200 | 25200 | 25200 | 25200 | 25200 | 25200 | 25200 | 25200 | 25200 | 25200 | 25200 | 25200 | 25200 | 25200 | 25200 | 25200 | 25200 | 25200 | 25200 | 25200 | 25200 | 25200 | 25200 | 25200 | 25200 | 25200 | 25200 | 25200 | 25200 | 25200 | 25200 | 25200 | 25200 | 25200 | 25200 | 25200 | 25200 | 25200 | 25200 | 25200 | 25200 | 25200 | 25200 | 25200 | 25200 | 25200 | 25200 | 25200 | 25200 | 25200 | 25200 | 25200 | 25200 | 25200 | 25200 | 25200 | 25200 | 25200 | 25200 | 25200 | 25200 | 25200 | 25200 | 25200 | 25200 | 25200 | 25200 | 25200 | 25200 | 25200 | 25200 | 25200 | 25200 | 25200 | 25200 | 25200 | 25200 | 25200 | 25200 | 25200 | 25200 | 25200 | 25200 | 25200 | 25200 | 25200 | 25200 | 25200 | 25200 | 25200 | 25200 | 25200 | 25200 | 25200 | 25200 | 25200 | 25200 | 25200 | 25200 | 25200 | 25200 | 25200 | 25200 | 25200 | 25200 | 25200 | 25200 | 25200 | 25200 | 25200 | 25200 | 25200 | 25200 | 25200 | 25200 | 25200 | 25200 | 25200 | 25200 | 25200 | 25200 | 25200 | 25200 | 25200 | 25200 | 25200 | 25200 | 25200 | 25200 | 25200 | 25200 | 25200 | 25200 | 25200 | 25200 | 25200 | 25200 | 25200 | 25200 | 25200 | 25200 | 25200 | 25200 | 25200 | 25200 | 25200 | 25200 | 25200 | 25200 | 25200 | 25200 | 25200 | 25200 | 25200 | 25200 | 25200 | 25200 | 25200 | 25200 | 25200 | 25200 | 25200 | 25200 | 25200 | 25200 | 25200 | 25200 | 25200 | 25200 | 25200 | 25200 | 25200 | 25200 | 25200 | 25200 | 25200 | 25200 | 25200 | 25200 | 25200 | 25200 | 25200 | 25200 | 25200 | 25200 | 25200 | 25200 | 25200 | 25200 | 25200 | 25200 | 25200 | 25200 | 25200 | 25200 | 25200 | 25200 | 25200 | 25200 | 25200 | 25200 | 25200 | 25200 | 25200 | 25200 | 25200 | 25200 | 25200 | 25200 | 25200 | 25200 | 25200 | 25200 | 25200 | 25200 | 25200 | 25200 | 25200 | 25200 | 25200 | 25200 | 25200 | 25200 | 25200 | 25200 | 25200 | 25200 | 25200 | 25200 | 25200 | 25200 | 25200 | 25200 | 25200 | 25200 | 25200 | 25200 | 25200 | 25200 | 25200 | 25200 | 25200 | 25200 | 25200 | 25200 | 25200 | 25200 | 25200 | 25200 | 25200 | 25200 | 25200 | 25200 | 25200 | 25200 | 25200 | 25200 | 25200 | 25200 | 25200 | 25200 | 25200 | 25200 | 25200 | 25200 | 25200 | 25200 | 25200 | 25200 | 25200 | 25200 | 25200 | 25200 | 25200 | 25200 | 25200 | 25200 | 25200 | 25200 | 25200 | 25200 | 25200 | 25200 | 25200 | 25200 | 25200 | 25200 | 25200 | 25200 | 25200 | 25200 | 25200 | 25200 | 25200 | 25200 | 25200 | 25200 | 25200 | 25200 | 25200 | 25200 | 25200 | 25200 | 25200 | 25200 | 25200 | 25200 | 25200 | 25200 | 25200 | 25200 | 25200 | 25200 | 25200 | 25200 | 25200 | 25200 | 25200 | 25200 | 25200 | 25200 | 25200 | 25200 | 25200 | 25200 | 25200 | 25200 | 25200 | 25200 | 25200 | 25200 | 25200 | 25200 | 25200 | 25200 | 25200 | 25200 | 25200 | 25200 | 25200 | 25200 | 25200 | 25200 | 25200 | 25200 | 25200 | 25200 | 25200 | 25200 | 25200 | 25200 | 25200 | 25200 | 25200 | 25200 | 25200 | 25200 | 25200 | 25200 | 25200 | 25200 | 25200 | 25200 | 25200 | 25200 | 25200 | 25200 | 25200 | 25200 | 25200 | 25200 | 25200 | 25200 | 25200 | 25200 | 25200 | 25200 | 25200 | 25200 | 25200 | 25200 | 25200 | 25200 | 25200 | 25200 | 25200 | 25200 | 25200 | 25200 | 25200 | 25200 | 25200 | 25200 | 25200 | 25200 | 25200 | 25200 | 25200 | 25200 | 25200 | 25200 | 25200 | 25200 | 25200 | 25200 | 25200 | 25200 | 25200 | 25200 | 25200 | 25200 | 25200 | 25200 | 25200 | 25200 | 25200 | 25200 | 25200 | 25200 | 25200 | 25200 | 25200 | 25200 | 25200 | 25200 | 25200 | 25200 | 25200 | 25200 | 25200 | 25200 | 25200 | 25200 | 25200 | 25200 | 25200 | 25200 | 25200 | 25200 | 25200 | 25200 | 25200 | 25200 | 25200 | 25200 | 25200 | 25200 | 25200 | 25200 | 25200 | 25200 | 25200 | 25200 | 25200 | 25200 | 25200 | 25200 | 25200 | 25200 | 25200 | 25200 | 25200 | 25200 | 25200 | 25200 | 25200 | 25200 | 25200 | 25200 | 25200 | 25200 | 25200 | 25200 | 25200 | 25200 | 25200 | 25200 | 25200 | 25200 | 25200 | 25200 | 25200 | 25200 | 25200 | 25200 | 25200 | 25200 | 25200 | 25200 | 25200 | 25200 | 25200 | 25200 | 25200 | 25200 | 25200 | 25200 | 25200 | 25200 | 25200 | 25200 | 25200 | 25200 | 25200 | 25200 | 25200 | 25200 | 25200 | 25200 | 25200 | 25200 | 25200 | 25200 | 25200 | 25200 | 25200 | 25200 | 25200 | 25200 | 25200 | 25200 | 25200 | 25200 | 25200 | 25200 | 25200 | 25200 | 25200 | 25200 | 25200 | 25200 | 25200 | 25200 | 25200 | 25200 | 25200 | 25200 | 25200 | 25200 | 25200 | 25200 | 25200 | 25200 | 25200 | 25200 | 25200 | 25200 | 25200 | 25200 | 25200 | 25200 | 25200 | 25200 | 25200 | 25200 | 25200 | 25200 | 25200 | 25200 | 25200 | 25200 | 25200 | 25200 | 25200 | 25200 | 25200 | 25200 | 25200 | 25200 | 25200 | 25200 | 25200 | 25200 | 25200 | 25200 | 25200 | 25200 | 25200 | 25200 | 25200 | 25200 | 25200 | 25200 | 25200 | 25200 | 25200 | 25200 | 25200 | 25200 | 25200 | 25200 | 25200 | 25200 | 25200 | 25200 | 25200 | 25200 | 25200 | 25200 | 25200 | 25200 | 25200 | 25200 | 25200 | 25200 | 25200 | 25200 | 25200 | 25200 | 25200 | 25200 | 25200 | 25200 | 25200 | 25200 | 25200 | 25200 | 25200 | 25200 | 25200 | 25200 | 25200 | 25200 | 25200 | 25200 | 25200 | 25200 | 25200 | 25200 | 25200 | 25200 | 25200 | 25200 | 25200 | 25200 | 25200 | 25200 | 25200 | 25200 | 25200 | 25200 | 25200 | 25200 | 25200 | 25200 | 25200 | 25200 | 25200 | 25200 | 25200 | 25200 | 25200 | 25200 | 25200 | 25200 | 25200 | 25200 | 25200 | 25200 | 25200 | 25200 | 25200 | 25200 | 25200 | 25200 | 25200 | 25200 | 25200 | 25200 | 25200 | 25200 | 25200 | 25200 | 25200 | 25200 | 25200 | 25200 | 25200 | 25200 | 25200 | 25200 | 25200 | 25200 | 25200 | 25200 | 25200 | 25200 | 25200 | 25200 | 25200 | 25200 | 25200 | 25200 | 25200 | 25200 | 25200 | 25200 | 25200 | 25200 | 25200 | 25200 | 25200 | 25200 | 25200 | 25200 | 25200 | 25200 | 25200 | 25200 | 25200 | 25200 | 25200 | 25200 | 25200 | 25200 | 25200 | 25200 | 25200 | 25200 | 25200 | 25200 | 25200 | 25200 | 25200 | 25200 | 25200 | 25200 | 25200 | 25200 | 25200 | 25200 | 25200 | 25200 | 25200 | 25200 | 25200 | 25200 | 25200 | 25200 | 25200 | 25200 | 25200 | 25200 | 25200 | 25200 | 25200 | 25200 | 25200 | 25200 | 25200 | 25200 | 25200 | 25200 | 25200 | 25200 | 25200 | 25200 | 25200 | 25200 | 25200 | 25200 | 25200 | 25200 | 25200 | 25200 | 25200 | 25200 | 25200 | 25200 | 25200 | 25200 | 25200 | 25200 | 25200 | 25200 | 25200 | 25200 | 25200 | 25200 | 25200 | 25200 | 25200 | 25200 | 25200 | 25200 | 25200 | 25200 | 25200 | 25200 | 25200 | 25200 | 25200 | 25200 | 25200 | 25200 | 25200 | 25200 | 25200 | 25200 | 25200 | 25200 | 25200 | 25200 | 25200 | 25200 | 25200 | 25200 | 25200 | 25200 | 25200 | 25200 | 25200 | 25200 | 25200 | 25200 | 25200 | 25200 | 25200 | 25200 | 25200 | 25200 | 25200 | 25200 | 25200 | 25200 | 25200 | 25200 | 25200 | 25200 | 25200 | 25200 | 25200 | 25200 | 25200 | 25200 | 25200 | 25200 | 25200 | 25200 | 25200 | 25200 | 25200 | 25200 | 25200 | 25200 | 25200 | 25200 | 25200 | 25200 | 25200 | 25200 | 25200 | 25200 | 25200 | 25200 | 25200 | 25200 | 25200 | 25200 | 25200 | 25200 | 25200 | 25200 | 25200 | 25200 | 25200 | 25200 | 25200 | 25200 | 25200 | 25200 | 25200 | 25200 | 25200 | 25200 | 25200 | 25200 | 25200 | 25200 | 25200 | 25200 | 25200 | 25200 | 25200 | 25200 | 25200 | 25200 | 25200 | 25200 | 25200 | 25200 | 25200 | 25200 | 25200 | 25200 | 25200 | 25200 | 25200 | 25200 | 25200 | 25200 | 25200 | 25200 | 25200 | 25200 | 25200 | 25200 | 25200 | 25200 | 25200 | 25200 | 25200 | 25200 | 25200 | 25200 | 25200 | 25200 | 25200 | 25200 | 25200 | 25200 | 25200 | 25200 | 25200 | 25200 | 25200 | 25200 | 25200 | 25200 | 25200 | 25200 | 25200 | 25200 | 25200 | 25200 | 25200 | 25200 | 25200 | 25200 | 25200 | 25200 | 25200 | 25200 | 25200 | 25200 | 25200 | 25200 | 25200 | 25200 | 25200 | 25200 | 25200 | 25200 | 25200 | 25200 | 25200 | 25200 | 25200 | 25200 | 25200 | 25200 | 25200 | 25200 | 25200 | 25200 | 25200 | 25200 | 25200 | 25200 | 25200 | 25200 | 25200 | 25200 | 25200 | 25200 | 25200 | 25200 | 25200 | 25200 | 25200 | 25200 | 25200 | 25200 | 25200 | 25200 | 25200 | 25200 | 25200 | 25200 | 25200 | 25200 | 25200 | 25200 | 25200 | 25200 | 25200 | 25200 | 25200 | 25200 | 25200 | 25200 | 25200 | 25200 | 25200 | 25200 | 25200 | 25200 | 25200 | 25200 | 25200 | 25200 | 25200 | 25200 | 25200 | 25200 | 25200 | 25200 | 25200 | 25200 | 25200 | 25200 | 25200 | 25200 | 25200 | 25200 | 25200 | 25200 | 25200 | 25200 | 25200 | 25200 | 25200 | 25200 | 25200 | 25200 | 25200 | 25200 | 25200 | 25200 | 25200 | 25200 | 25200 | 25200 | 25200 | 25200 | 25200 | 25200 | 25200 | 25200 | 25200 | 25200 | 25200 | 25200 | 25200 | 25200 | 25200 | 25200 | 25200 | 25200 | 25200 | 25200 | 25200 | 25200 | 25200 | 25200 | 25200 | 25200 | 25200 | 25200 | 25200 | 25200 | 25200 | 25200 | 25200 | 25200 | 25200 | 25200 | 25200 | 25200 | 25200 | 25200 | 25200 | 25200 | 25200 | 25200 | 25200 | 25200 | 25200 | 25200 | 25200 | 25200 | 25200 | 25200 | 25200 | 25200 | 25200 | 25200 | 25200 | 25200 | 25200 | 25200 | 25200 | 25200 | 25200 | 25200 | 25200 | 25200 | 25200 | 25200 | 25200 | 25200 | 25200 | 25200 | 25200 | 25200 | 25200 | 25200 | 25200 | 25200 | 25200 | 25200 | 25200 | 25200 | 25200 | 25200 | 25200 | 25200 | 25200 | 25200 | 25200 | 25200 | 25200 | 25200 | 25200 | 25200 | 25200 | 25200 | 25200 | 25200 | 25200 | 25200 | 25200 | 25200 | 25200 | 25200 | 25200 | 25200 | 25200 | 25200 | 25200 | 25200 | 25200 | 25200 | 25200 | 25200 | 25200 | 25200 | 25200 | 25200 | 25200 | 25200 | 25200 | 25200 | 25200 | 25200 | 25200 | 25200 | 25200 | 25200 | 25200 | 25200 | 25200 | 25200 | 25200 | 25200 | 25200 | 25200 | 25200 | 25200 | 25200 | 25200 | 25200 | 25200 | 25200 | 25200 | 25200 | 25200 | 25200 | 25200 | 25200 | 25200 | 25200 | 25200 | 25200 | 25200 | 25200 | 25200 | 25200 | 25200 | 25200 | 25200 | 25200 | 25200 | 25200 | 25200 | 25200 | 25200 | 25200 | 25200 | 25200 | 25200 | 25200 | 25200 | 25200 | 25200 | 25200 | 25200 | 25200 | 25200 | 25200 | 25200 | 25200 | 25200 | 25200 | 25200 | 25200 | 25200 | 25200 | 25200 | 25200 | 25200 | 25200 | 25200 | 25200 | 25200 | 25200 | 25200 | 25200 | 25200 | 25200 | 25200 | 25200 | 25200 | 25200 | 25200 | 25200 | 25200 | 25200 | 25200 | 25200 | 25200 | 25200 | 25200 | 25200 | 25200 | 25200 | 25200 | 25200 | 25200 | 25200 | 25200 | 25200 | 25200 | 25200 | 25200 | 25200 | 25200 | 25200 | 25200 | 25200 | 25200 | 25200 | 25200 | 25200 | 25200 | 25200 | 25200 | 25200 | 25200 | 25200 | 25200 | 25200 | 25200 | 25200 | 25200 | 25200 | 25200 | 25200 | 25200 | 25200 | 25200 | 25200 | 25200 | 25200 | 25200 | 25200 | 25200 | 25200 | 25200 | 25200 | 25200 | 25200 | 25200 | 25200 | 25200 | 25200 | 25200 | 25200 | 25200 | 25200 | 25200 | 25200 | 25200 | 25200 | 25200 | 25200 | 25200 | 25200 | 25200 | 25200 | 25200 | 25200 | 25200 | 25200 | 25200 | 25200 | 25200 | 25200 | 25200 | 25200 | 25200 | 25200 | 25200 | 25200 | 25200 | 25200 | 25200 | 25200 | 25200 | 25200 | 25200 | 25200 | 25200 | 25200 | 25200 | 25200 | 25200 | 25200 | 25200 | 25200 | 25200 | 25200 | 25200 | 25200 | 25200 | 25200 | 25200 | 25200 | 25200 | 25200 | 25200 | 25200 | 25200 | 25200 | 25200 | 25200 | 25200 | 25200 | 25200 | 25200 | 25200 | 25200 | 25200 | 25200 | 25200 | 25200 | 25200 | 25200 | 25200 | 25200 | 25200 | 25200 | 25200 | 25200 | 25200 | 25200 | 25200 | 25200 | 25200 | 25200 | 25200 | 25200 | 25200 | 25200 | 25200 | 25200 | 25200 | 25200 | 25200 | 25200 | 25200 | 25200 | 25200 | 25200 | 25200 | 25200 | 25200 | 25200 | 25200 | 25200 | 25200 | 25200 | 25200 | 25200 | 25200 | 25200 | 25200 | 25200 | 25200 | 25200 | 25200 | 25200 | 25200 | 25200 | 25200 | 25200 | 25200 | 25200 | 25200 | 25200 | 25200 | 25200 | 25200 | 25200 | 25200 | 25200 | 25200 | 25200 | 25200 | 25200 | 25200 | 25200 | 25200 | 25200 | 25200 | 25200 | 25200 | 25200 | 25200 | 25200 | 25200 | 25200 | 25200 | 25200 | 25200 | 25200 | 25200 | 25200 | 25200 | 25200 | 25200 | 25200 | 25200 | 25200 | 25200 | 25200 | 25200 | 25200 | 25200 | 25200 | 25200 | 25200 | 25200 | 25200 | 25200 | 25200 | 25200 | 25200 | 25200 | 25200 | 25200 | 25200 | 25200 | 25200 | 25200 | 25200 | 25200 | 25200 | 25200 | 25200 | 25200 | 25200 | 25200 | 25200 | 25200 | 25200 | 25200 | 25200 | 25200 | 25200 | 25200 | 25200 | 25200 | 25200 | 25200 | 25200 | 25200 | 25200 | 25200 | 25200 | 25200 | 25200 | 25200 | 25200 | 25200 | 25200 | 25200 | 25200 | 25200 | 25200 | 25200 | 25200 | 25200 | 25200 | 25200 | 25200 | 25200 | 25200 | 25200 | 25200 | 25200 | 25200 | 25200 | 25200 | 25200 | 25200 | 25200 | 25200 | 25200 | 25200 | 25200 | 25200 | 25200 | 25200 | 25200 | 25200 | 25200 | 25200 | 25200 | 25200 | 25200 | 25200 | 25200 | 25200 | 25200 | 25200 | 25200 | 25200 | 25200 | 25200 | 25200 | 25200 | 25200 | 25200 | 25200 | 25200 | 25200 | 25200 | 25200 | 25200 | 25200 | 25200 | 25200 | 25200 | 25200 | 25200 | 25200 | 25200 | 25200 | 25200 | 25200 | 25200 | 25200 | 25200 | 25200 | 25200 | 25200 | 25200 | 25200 | 25200 | 25200 | 25200 | 25200 | 25200 | 25200 | 25200 | 25200 | 25200 | 25200 | 25200 | 25200 | 25200 | 25200 | 25200 | 25200 | 25200 | 25200 | 25200 | 25200 | 25200 | 25200 | 25200 | 25200 | 25200 | 25200 | 25200 | 25200 | 25200 | 25200 | 25200 | 25200 | 25200 | 25200 | 25200 | 25200 | 25200 | 25200 | 25200 | 25200 | 25200 | 25200 | 25200 | 25200 | 25200 | 25200 | 25200 | 25200 | 25200 | 25200 | 25200 | 25200 | 25200 | 25200 | 25200 | 25200 | 25200 | 25200 | 25200 | 25200 | 25200 | 25200 | 25200 | 25200 | 25200 | 25200 | 25200 | 25200 | 25200 | 25200 | 25200 | 25200 | 25200 | 25200 | 25200 | 25200 | 25200 | 25200 | 25200 | 25200 | 25200 | 25200 | 25200 | 25200 | 25200 | 25200 | 25200 | 25200 | 25200 | 25200 | 25200 | 25200 | 25200 | 25200 | 25200 | 25200 | 25200 | 25200 | 25200 | 25200 | 25200 | 25200 | 25200 | 25200 | 25200 | 25200 | 25200 | 25200 | 25200 | 25200 | 25200 | 25200 | 25200 | 25200 | 25200 | 25200 | 25200 | 25200 | 25200 | 25200 | 25200 | 25200 | 25200 | 25200 | 25200 | 25200 | 25200 | 25200 | 25200 | 25200 | 25200 | 25200 | 25200 | 25200 | 25200 | 25200 | 25200 | 25200 | 25200 | 25200 | 25200 | 25200 | 25200 | 25200 | 25200 | 25200 | 25200 | 25200 | 25200 | 25200 | 25200 | 25200 | 25200 | 25200 | 25200 | 25200 | 25200 | 25200 | 25200 | 25200 | 25200 | 25200 | 25200 | 25200 | 25200 | 25200 | 25200 | 25200 | 25200 | 25200 | 25200 | 25200 | 25200 | 25200 | 25200 | 25200 | 25200 | 25200 | 25200 | 25200 | 25200 | 25200 | 25200 | 25200 | 25200 | 25200 | 25200 | 25200 | 25200 | 25200 | 25200 | 25200 | 25200 | 25200 | 25200 | 25200 | 25200 | 25200 | 25200 | 25200 | 25200 | 25200 | 25200 | 25200 | 25200 | 25200 | 25200 | 25200 | 25200 | 25200 | 25200 | 25200 | 25200 | 25200 | 25200 | 25200 | 25200 | 25200 | 25200 | 25200 | 25200 | 25200 | 25200 | 25200 | 25200 | 25200 | 25200 | 25200 | 25200 | 25200 | 25200 | 25200 | 25200 | 25200 | 25200 | 25200 | 25200 | 25200 | 25200 | 25200 | 25200 | 25200 | 25200 | 25200 | 25200 | 25200 | 25200 | 25200 | 25200 | 25200 | 25200 | 25200 | 25200 | 25200 | 25200 | 25200 | 25200 | 25200 | 25200 | 25200 | 25200 | 25200 | 25200 | 25200 | 25200 | 25200 | 25200 | 25200 | 25200 | 25200 | 25200 | 25200 | 25200 | 25200 | 25200 | 25200 | 25200 | 25200 | 25200 | 25200 | 25200 | 25200 | 25200 | 25200 | 25200 | 25200 | 25200 | 25200 | 25200 | 25200 | 25200 | 25200 | 25200 | 25200 | 25200 | 25200 | 25200 | 25200 | 25200 | 25200 | 25200 | 25200 | 25200 | 25200 | 25200 | 25200 | 25200 | 25200 | 25200 | 25200 | 25200 | 25200 | 25200 | 25200 | 25200 | 25200 | 25200 | 25200 | 25200 | 25200 | 25200 | 25200 | 25200 | 25200 | 25200 | 25200 | 25200 | 25200 | 25200 | 25200 | 25200 | 25200 | 25200 | 25200 | 25200 | 25200 | 25200 | 25200 | 25200 | 25200 | 25200 | 25200 | 25200 | 25200 | 25200 | 25200 | 25200 | 25200 | 25200 | 25200 | 25200 | 25200 | 25200 | 25200 | 25200 | 25200 | 25200 | 25200 | 25200 | 25200 | 25200 | 25200 | 25200 | 25200 | 25200 | 25200 | 25200 | 25200 | 25200 | 25200 | 25200 | 25200 | 25200 | 25200 | 25200 | 25200 | 25200 | 25200 | 25200 | 25200 | 25200 | 25200 | 25200 | 25200 | 25200 | 25200 | 25200 | 25200 | 25200 | 25200 | 25200 | 25200 | 25200 | 25200 | 25200 | 25200 | 25200 | 25200 | 25200 | 25200 | 25200 | 25200 | 25200 | 25200 | 25200 | 25200 | 25200 | 25200 | 25200 | 25200 | 25200 | 25200 | 25200 | 25200 | 25200 | 25200 | 25200 | 25200 | 25200 | 25200 | 25200 | 25200 | 25200 | 25200 | 25200 | 25200 | 25200 | 25200 | 25200 | 25200 | 25200 | 25200 | 25200 | 25200 | 25200 | 25200 | 25200 | 25200 | 25200 | 25200 | 25200 | 25200 | 25200 | 25200 | 25200 | 25200 | 25200 | 25200 | 25200 | 25200 | 25200 | 25200 | 25200 | 25200 | 25200 | 25200 | 25200 | 25200 | 25200 | 25200 | 25200 | 25200 | 25200 | 25200 | 25200 | 25200 | 25200 | 25200 | 25200 | 25200 | 25200 | 25200 | 25200 | 25200 | 25200 | 25200 | 25200 | 25200 | 25200 | 25200 | 25200 | 25200 | 25200 | 25200 | 25200 | 25200 | 25200 | 25200 | 25200 | 25200 | 25200 | 25200 | 25200 | 25200 | 25200 | 25200 | 25200 | 25200 | 25200 | 25200 | 25200 | 25200 | 25200 | 25200 | 25200 | 25200 | 25200 | 25200 | 25200 | 25200 | 25200 | 25200 | 25200 | 25200 | 25200 | 25200 | 25200 | 25200 | 25200 | 25200 | 25200 | 25200 | 25200 | 25200 | 25200 | 25200 | 25200 | 25200 | 25200 | 25200 | 25200 | 25200 | 25200 | 25200 | 25200 | 25200 | 25200 | 25200 | 25200 | 25200 | 25200 | 25200 | 25200 | 25200 | 25200 | 25200 | 25200 | 25200 | 25200 | 25200 | 25200 | 25200 | 25200 | 25200 | 25200 | 25200 | 25200 | 25200 | 25200 | 25200 | 25200 | 25200 | 25200 | 25200 | 25200 | 25200 | 25200 | 25200 | 25200 | 25200 | 25200 | 25200 | 25200 | 25200 | 25200 | 25200 | 25200 | 25200 | 25200 | 25200 | 25200 | 25200 | 25200 | 25200 | 25200 | 25200 | 25200 | 25200 | 25200 | 25200 | 25200 | 25200 | 25200 | 25200 | 25200 | 25200 | 25200 | 25200 | 25200 | 25200 | 25200 | 25200 | 25200 | 25200 | 25200 | 25200 | 25200 | 25200 | 25200 | 25200 | 25200 | 25200 | 25200 | 25200 | 25200 | 25200 | 25200 | 25200 | 25200 | 25200 | 25200 | 25200 | 25200 | 25200 | 25200 | 25200 | 25200 | 25200 | 25200 | 25200 | 25200 | 25200 | 25200 | 25200 | 25200 | 25200 | 25200 | 25200 | 25200 | 25200 | 25200 | 25200 | 25200 | 25200 | 25200 | 25200 | 25200 | 25200 | 25200 | 25200 | 25200 | 25200 | 25200 | 25200 | 25200 | 25200 | 25200 | 25200 | 25200 | 25200 | 25200 | 25200 | 25200 | 25200 | 25200 | 25200 | 25200 | 25200 | 25200 | 25200 | 25200 | 25200 | 25200 | 25200 | 25200 | 25200 | 25200 | 25200 | 25200 | 25200 | 25200 | 25200 | 25200 | 25200 | 25200 | 25200 | 25200 | 25200 | 25200 | 25200 | 25200 | 25200 | 25200 | 25200 | 25200 | 25200 | 25200 | 25200 | 25200 | 25200 | 25200 | 25200 | 25200 | 25200 | 25200 | 25200 | 25200 | 25200 | 25200 | 25200 | 25200 | 25200 | 25200 | 25200 | 25200 | 25200 | 25200 | 25200 | 25200 | 25200 | 25200 | 25200 | 25200 | 25200 | 25200 | 25200 | 25200 | 25200 | 25200 | 25200 | 25200 | 25200 | 25200 | 25200 | 25200 | 25200 | 25200 | 25200 | 25200 | 25200 | 25200 | 25200 | 25200 | 25200 | 25200 | 25200 | 25200 | 25200 | 25200 | 25200 | 25200 | 25200 | 25200 | 25200 | 25200 | 25200 | 25200 | 25200 | 25200 | 25200 | 25200 | 25200 | 25200 | 25200 | 25200 | 25200 | 25200 | 25200 | 25200 | 25200 | 25200 | 25200 | 25200 | 25200 | 25200 | 25200 | 25200 | 25200 | 25200 | 25200 | 25200 | 25200 | 25200 | 25200 | 25200 | 25200 | 25200 | 25200 | 25200 | 25200 | 25200 | 25200 | 25200 | 25200 | 25200 | 25200 | 25200 | 25200 | 25200 | 25200 | 25200 | 25200 | 25200 | 25200 | 25200 | 25200 | 25200 | 25200 | 25200 | 25200 | 25200 | 25200 | 25200 | 25200 | 25200 | 25200 | 25200 | 25200 | 25200 | 25200 | 25200 | 25200 | 25200 | 25200 | 25200 | 25200 | 25200 | 25200 | 25200 | 25200 | 25200 | 25200 | 25200 | 25200 | 25200 | 25200 | 25200 | 25200 | 25200 | 25200 | 25200 | 25200 | 25200 | 25200 | 25200 | 25200 | 25200 | 25200 | 25200 | 25200 | 25200 | 25200 | 25200 | 25200 | 25200 | 25200 | 25200 | 25200 | 25200 | 25200 | 25200 | 25200 | 25200 | 25200 | 25200 | 25200 | 25200 | 25200 | 25200 | 25200 | 25200 | 25200 | 25200 | 25200 | 25200 | 25200 | 25200 | 25200 | 25200 | 25200 | 25200 | 25200 | 25200 | 25200 | 25200 | 25200 | 25200 | 25200 | 25200 | 25200 | 25200 | 25200 | 25200 | 25200 | 25200 | 25200 | 25200 | 25200 | 25200 | 25200 | 25200 | 25200 | 25200 | 25200 | 25200 | 25200 | 25200 | 25200 | 25200 | 25200 | 25200 | 25200 | 25200 | 25200 | 25200 | 25200 | 25200 | 25200 | 25200 | 25200 | 25200 | 25200 | 25200 | 25200 | 25200 | 25200 | 25200 | 25200 | 25200 | 25200 | 25200 | 25200 | 25200 | 25200 | 25200 | 25200 | 25200 | 25200 | 25200 | 25200 | 25200 | 25200 | 25200 | 25200 | 25200 | 25200 | 25200 | 25200 | 25200 | 25200 | 25200 | 25200 | 25200 | 25200 | 25200 | 25200 | 25200 | 25200 | 25200 | 25200 | 25200 | 25200 | 25200 | 25200 | 25200 | 25200 | 25200 | 25200 | 25200 | 25200 | 25200 | 25200 | 25200 | 25200 | 25200 | 25200 | 25200 | 25200 | 25200 | 25200 | 25200 | 25200 | 25200 | 25200 | 25200 | 25200 | 25200 | 25200 | 25200 | 25200 | 25200 | 25200 | 25200 | 25200 | 25200 | 25200 | 25200 | 25200 | 25200 | 25200 | 25200 | 25200 | 25200 | 25200 | 25200 | 25200 | 25200 | 25200 | 25200 | 25200 | 25200 | 25200 | 25200 | 25200 | 25200 | 25200 | 25200 | 25200 | 25200 | 25200 | 25200 | 25200 | 25200 | 25200 | 25200 | 25200 | 25200 | 25200 | 25200 | 25200 | 25200 | 25200 | 25200 | 25200 | 25200 | 25200 | 25200 | 25200 | 25200 | 25200 | 25200 | 25200 | 25200 | 25200 | 25200 | 25200 | 25200 | 25200 | 25200 | 25200 | 25200 | 25200 | 25200 | 25200 | 25200 | 25200 | 25200 | 25200 | 25200 | 25200 | 25200 | 25200 | 25200 | 25200 | 25200 | 25200 | 25200 | 25200 | 25200 | 25200 | 25200 | 25200 | 25200 | 25200 | 25200 | 25200 | 25200 | 25200 | 25200 | 25200 | 25200 | 25200 | 25200 | 25200 | 25200 | 25200 | 25200 | 25200 | 25200 | 25200 | 25200 | 25200 | 25200 | 25200 | 25200 | 25200 | 25200 | 25200 | 25200 | 25200 | 25200 | 25200 | 25200 | 25200 | 25200 | 25200 | 25200 | 25200 | 25200 | 25200 | 25200 | 25200 | 25200 | 25200 | 25200 | 25200 | 25200 | 25200 | 25200 | 25200 | 25200 | 25200 | 25200 | 25200 | 25200 | 25200 | 25200 | 25200 | 25200 | 25200 | 25200 | 25200 | 25200 | 25200 | 25200 | 25200 | 25200 | 25200 | 25200 | 25200 | 25200 | 25200 | 25200 | 25200 | 25200 | 25200 | 25200 | 25200 | 25200 | 25200 | 25200 | 25200 | 25200 | 25200 | 25200 | 25200 | 25200 | 25200 | 25200 | 25200 | 25200 | 25200 | 25200 | 25200 | 25200 | 25200 | 25200 | 25200 | 25200 | 25200 | 25200 | 25200 | 25200 | 25200 | 25200 | 25200 | 25200 | 25200 | 25200 | 25200 | 25200 | 25200 | 25200 | 25200 | 25200 | 25200 | 25200 | 25200 | 25200 | 25200 | 25200 | 25200 | 25200 | 25200 | 25200 | 25200 | 25200 | 25200 | 25200 | 25200 | 25200 | 25200 | 25200 | 25200 | 25200 | 25200 | 25200 | 25200 | 25200 | 25200 | 25200 | 25200 | 25200 | 25200 | 25200 | 25200 | 25200 | 25200 | 25200 | 25200 | 25200 | 25200 | 25200 | 25200 | 25200 | 25200 | 25200 | 25200 | 25200 | 25200 | 25200 | 25200 | 25200 | 25200 | 25200 | 25200 | 25200 | 25200 | 25200 | 25200 | 25200 | 25200 | 25200 | 25200 | 25200 | 25200 | 25200 | 25200 | 25200 | 25200 | 25200 | 25200 | 25200 | 25200 | 25200 | 25200 | 25200 | 25200 | 25200 | 25200 | 25200 | 25200 | 25200 | 25200 | 25200 | 25200 | 25200 | 25200 | 25200 | 25200 | 25200 | 25200 | 25200 | 25200 | 25200 | 25200 | 25200 | 25200 | 25200 | 25200 | 25200 | 25200 | 25200 | 25200 | 25200 | 25200 | 25200 | 25200 | 25200 | 25200 | 25200 | 25200 | 25200 | 25200 | 25200 | 25200 | 25200 | 25200 | 25200 | 25200 | 25200 | 25200 | 25200 | 25200 | 25200 | 25200 | 25200 | 25200 | 25200 | 25200 | 25200 | 25200 | 25200 | 25200 | 25200 | 25200 | 25200 | 25200 | 25200 | 25200 | 25200 | 25200 | 25200 | 25200 | 25200 | 25200 | 25200 | 25200 | 25200 | 25200 | 25200 | 25200 | 25200 | 25200 | 25200 | 25200 | 25200 | 25200 | 25200 | 25200 | 25200 | 25200 | 25200 | 25200 | 25200 | 25200 | 25200 | 25200 | 25200 | 25200 | 25200 | 25200 | 25200 | 25200 | 25200 | 25200 | 25200 | 25200 | 25200 | 25200 | 25200 | 25200 | 25200 | 25200 | 25200 | 25200 | 25200 | 25200 | 25200 | 25200 | 25200 | 25200 | 25200 | 25200 | 25200 | 25200 | 25200 | 25200 | 25200 | 25200 | 25200 | 25200 | 25200 | 25200 | 25200 | 25200 | 25200 | 25200 | 25200 | 25200 | 25200 | 25200 | 25200 | 25200 | 25200 | 25200 | 25200 | 25200 | 25200 | 25200 | 25200 | 25200 | 25200 | 25200 | 25200 | 25200 | 25200 | 25200 | 25200 | 25200 | 25200 | 25200 | 25200 | 25200 | 25200 | 25200 | 25200 | 25200 | 25200 | 25200 | 25200 | 25200 | 25200 | 25200 | 25200 | 25200 | 25200 | 25200 | 25200 | 25200 | 25200 | 25200 | 25200 | 25200 | 25200 | 25200 | 25200 | 25200 | 25200 | 25200 | 25200 | 25200 | 25200 | 25200 | 25200 | 25200 | 25200 | 25200 | 25200 | 25200 | 25200 | 25200 | 25200 | 25200 | 25200 | 25200 | 25200 | 25200 | 25200 | 25200 | 25200 | 25200 | 25200 | 25200 | 25200 | 25200 | 25200 | 25200 | 25200 | 25200 | 25200 | 25200 | 25200 | 25200 | 25200 | 25200 | 25200 | 25200 | 25200 | 25200 | 25200 | 25200 | 25200 | 25200 | 25200 | 25200 | 25200 | 25200 | 25200 | 25200 | 25200 | 25200 | 25200 | 25200 | 25200 | 25200 | 25200 | 25200 | 25200 | 25200 | 25200 | 25200 | 25200 | 25200 | 25200 | 25200 | 25200 | 25200 | 25200 | 25200 | 25200 | 25200 | 25200 | 25200 | 25200 | 25200 | 25200 | 25200 | 25200 | 25200 | 25200 | 25200 | 25200 | 25200 | 25200 | 25200 | 25200 | 25200 | 25200 | 25200 | 25200 | 25200 | 25200 | 25200 | 25200 | 25200 | 25200 | 25200 | 25200 | 25200 | 25200 | 25200 | 25200 | 25200 | 25200 | 25200 | 25200 | 25200 | 25200 | 25200 | 25200 | 25200 | 25200 | 25200 | 25200 | 25200 | 25200 | 25200 | 25200 | 25200 | 25200 | 25200 | 25200 | 25200 | 25200 | 25200 | 25200 | 25200 | 25200 | 25200 | 25200 | 25200 | 25200 | 25200 | 25200 | 25200 | 25200 | 25200 | 25200 | 25200 | 25200 | 25200 | 25200 | 25200 | 25200 | 25200 | 25200 | 25200 | 25200 | 25200 | 25200 | 25200 | 25200 | 25200 | 25200 | 25200 | 25200 | 25200 | 25200 | 25200 | 25200 | 25200 | 25200 | 25200 | 25200 | 25200 | 25200 | 25200 | 25200 | 25200 | 25200 | 25200 | 25200 | 25200 | 25200 | 25200 | 25200 | 25200 | 25200 | 25200 | 25200 | 25200 | 25200 | 25200 | 25200 | 25200 | 25200 | 25200 | 25200 | 25200 | 25200 | 25200 | 25200 | 25200 | 25200 | 25200 | 25200 | 25200 | 25200 | 25200 | 25200 | 25200 | 25200 | 25200 | 25200 | 25200 | 25200 | 25200 | 25200 | 25200 | 25200 | 25200 | 25200 | 25200 | 25200 | 25200 | 25200 | 25200 | 25200 | 25200 | 25200 | 25200 | 25200 | 25200 | 25200 | 25200 | 25200 | 25200 | 25200 | 25200 | 25200 | 25200 | 25200 | 25200 | 25200 | 25200 | 25200 | 25200 | 25200 | 25200 | 25200 | 25200 | 25200 | 25200 | 25200 | 25200 | 25200 | 25200 | 25200 | 25200 | 25200 | 25200 | 25200 | 25200 | 25200 | 25200 | 25200 | 25200 | 25200 | 25200 | 25200 | 25200 | 25200 | 25200 | 25200 | 25200 | 25200 | 25200 | 25200 | 25200 | 25200 | 25200 | 25200 | 25200 | 25200 | 25200 | 25200 | 25200 | 25200 | 25200 | 25200 | 25200 | 25200 | 25200 | 25200 | 25200 | 25200 | 25200 | 25200 | 25200 | 25200 | 25200 | 25200 | 25200 | 25200 | 25200 | 25200 | 25200 | 25200 | 25200 | 25200 | 25200 | 25200 | 25200 | 25200 | 25200 | 25200 | 25200 | 25200 | 25200 | 25200 | 25200 | 25200 | 25200 | 25200 | 25200 | 25200 | 25200 | 25200 | 25200 | 25200 | 25200 | 25200 | 25200 | 25200 | 25200 | 25200 | 25200 | 25200 | 25200 | 25200 | 25200 | 25200 | 25200 | 25200 | 25200 | 25200 | 25200 | 25200 | 25200 | 25200 | 25200 | 25200 | 25200 | 25200 | 25200 | 25200 | 25200 | 25200 | 25200 | 25200 | 25200 | 25200 | 25200 | 25200 | 25200 | 25200 | 25200 | 25200 | 25200 | 25200 | 25200 | 25200 | 25200 | 25200 | 25200 | 25200 | 25200 | 25200 | 25200 | 25200 | 25200 | 25200 | 25200 | 25200 | 25200 | 25200 | 25200 | 25200 | 25200 | 25200 | 25200 | 25200 | 25200 | 25200 | 25200 | 25200 | 25200 | 25200 | 25200 | 25200 | 25200 | 25200 | 25200 | 25200 | 25200 | 25200 | 25200 | 25200 | 25200 | 25200 | 25200 | 25200 | 25200 | 25200 | 25200 | 25200 | 25200 | 25200 | 25200 | 25200 | 25200 | 25200 | 25200 | 25200 | 25200 | 25200 | 25200 | 25200 | 25200 | 25200 | 25200 | 25200 | 25200 | 25200 | 25200 | 25200 | 25200 | 25200 | 25200 | 25200 | 25200 | 25200 | 25200 | 25200 | 25200 | 25200 | 25200 | 25200 | 25200 | 25200 | 25200 | 25200 | 25200 | 25200 | 25200 | 25200 | 25200 | 25200 | 25200 | 25200 | 25200 | 25200 | 25200 | 25200 | 25200 | 25200 | 25200 | 25200 | 25200 | 25200 | 25200 | 25200 | 25200 | 25200 | 25200 | 25200 | 25200 | 25200 | 25200 | 25200 | 25200 | 25200 | 25200 | 25200 | 25200 | 25200 | 25200 | 25200 | 25200 | 25200 | 25200 | 25200 | 25200 | 25200 | 25200 | 25200 | 25200 | 25200 | 25200 | 25200 | 25200 | 25200 | 25200 | 25200 | 25200 | 25200 | 25200 | 25200 | 25200 | 25200 | 25200 | 25200 | 25200 | 25200 | 25200 | 25200 | 25200 | 25200 | 25200 | 25200 | 25200 | 25200 | 25200 | 25200 | 25200 | 25200 | 25200 | 25200 | 25200 | 25200 | 25200 | 25200 | 25200 | 25200 | 25200 | 25200 | 25200 | 25200 | 25200 | 25200 | 25200 | 25200 | 25200 | 25200 | 25200 | 25200 | 25200 | 25200 | 25200 | 25200 | 25200 | 25200 | 25200 | 25200 | 25200 | 25200 | 25200 | 25200 | 25200 | 25200 | 25200 | 25200 | 25200 | 25200 | 25200 | 25200 | 25200 | 25200 | 25200 | 25200 | 25200 | 25200 | 25200 | 25200 | 25200 | 25200 | 25200 | 25200 | 25200 | 25200 | 25200 | 25200 | 25200 | 25200 | 25200 | 25200 | 25200 | 25200 | 25200 | 25200 | 25200 | 25200 | 25200 | 25200 | 25200 | 25200 | 25200 | 25200 | 25200 | 25200 | 25200 | 25200 | 25200 | 25200 | 25200 | 25200 | 25200 | 25200 | 25200 | 25200 | 25200 | 25200 | 25200 | 25200 | 25200 | 25200 | 25200 | 25200 | 25200 | 25200 | 25200 | 25200 | 25200 | 25200 | 25200 | 25200 | 25200 | 25200 | 25200 | 25200 | 25200 | 25200 | 25200 | 25200 | 25200 | 25200 | 25200 | 25200 | 25200 | 25200 | 25200 | 25200 | 25200 | 25200 | 25200 | 25200 | 25200 | 25200 | 25200 | 25200 | 25200 | 25200 | 25200 | 25200 | 25200 | 25200 | 25200 | 25200 | 25200 | 25200 | 25200 | 25200 | 25200 | 25200 | 25200 | 25200 | 25200 | 25200 | 25200 | 25200 | 25200 | 25200 | 25200 | 25200 | 25200 | 25200 | 25200 | 25200 | 25200 | 25200 | 25200 | 25200 | 25200 | 25200 | 25200 | 25200 | 25200 | 25200 | 25200 | 25200 | 25200 | 25200 | 25200 | 25200 | 25200 | 25200 | 25200 | 25200 | 25200 | 25200 | 25200 | 25200 | 25200 | 25200 | 25200 | 25200 | 25200 | 25200 | 25200 | 25200 | 25200 | 25200 | 25200 | 25200 | 25200 | 25200 | 25200 | 25200 | 25200 | 25200 | 25200 | 25200 | 25200 | 25200 | 25200 | 25200 | 25200 | 25200 | 25200 | 25200 | 25200 | 25200 | 25200 | 25200 | 25200 | 25200 | 25200 | 25200 | 25200 | 25200 | 25200 | 25200 | 25200 | 25200 | 25200 | 25200 | 25200 | 25200 | 25200 | 25200 | 25200 | 25200 | 25200 | 25200 | 25200 | 25200 | 25200 | 25200 | 25200 | 25200 | 25200 | 25200 | 25200 | 25200 | 25200 | 25200 | 25200 | 25200 | 25200 | 25200 | 25200 | 25200 | 25200 | 25200 | 25200 | 25200 | 25200 | 25200 | 25200 | 25200 | 25200 | 25200 | 25200 | 25200 | 25200 | 25200 | 25200 | 25200 | 25200 | 25200 | 25200 | 25200 | 25200 | 25200 | 25200 | 25200 | 25200 | 25200 | 25200 | 25200 | 25200 | 25200 | 25200 | 25200 | 25200 | 25200 | 25200 | 25200 | 25200 | 25200 | 25200 | 25200 | 25200 | 25200 | 25200 | 25200 | 25200 | 25200 | 25200 | 25200 | 25200 | 25200 | 25200 | 25200 | 25200 | 25200 | 25200 | 25200 | 25200 | 25200 | 25200 | 25200 | 25200 | 25200 | 25200 | 25200 | 25200 | 25200 | 25200 | 25200 | 25200 | 25200 | 25200 | 25200 | 25200 | 25200 | 25200 | 25200 | 25200 | 25200 | 25200 | 25200 | 25200 | 25200 | 25200 | 25200 | 25200 | 25200 | 25200 | 25200 | 25200 | 25200 | 25200 | 25200 | 25200 | 25200 | 25200 | 25200 | 25200 | 25200 | 25200 | 25200 | 25200 | 25200 | 25200 | 25200 | 25200 | 25200 | 25200 | 25200 | 25200 | 25200 | 25200 | 25200 | 25200 | 25200 | 25200 | 25200 | 25200 | 25200 | 25200 | 25200 | 25200 | 25200 | 25200 | 25200 | 25200 | 25200 | 25200 | 25200 | 25200 | 25200 | 25200 | 25200 | 25200 | 25200 | 25200 | 25200 | 25200 | 25200 | 25200 | 25200 | 25200 | 25200 | 25200 | 25200 | 25200 | 25200 | 25200 | 25200 | 25200 | 25200 | 25200 | 25200 | 25200 | 25200 | 25200 | 25200 | 25200 | 25200 | 25200 | 25200 | 25200 | 25200 | 25200 | 25200 | 25200 | 25200 | 25200 | 25200 | 25200 | 25200 | 25200 | 25200 | 25200 | 25200 | 25200 | 25200 | 25200 | 25200 | 25200 | 25200 | 25200 | 25200 | 25200 | 25200 | 25200 | 25200 | 25200 | 25200 | 25200 | 25200 | 25200 | 25200 | 25200 | 25200 | 25200 | 25200 | 25200 | 25200 | 25200 | 25200 | 25200 | 25200 | 25200 | 25200 | 25200 | 25200 | 25200 | 25200 | 25200 | 25200 | 25200 | 25200 | 25200 | 25200 | 25200 | 25200 | 25200 | 25200 | 25200 | 25200 | 25200 | 25200 | 25200 | 25200 | 25200 | 25200 | 25200 | 25200 | 25200 | 25200 | 25200 | 25200 | 25200 | 25200 | 25200 | 25200 | 25200 | 25200 | 25200 | 25200 | 25200 | 25200 | 25200 | 25200 | 25200 | 25200 | 25200 | 25200 | 25200 | 25200 | 25200 | 25200 | 25200 | 25200 | 25200 | 25200 | 25200 | 25200 | 25200 | 25200 | 25200 | 25200 | 25200 | 25200 | 25200 | 25200 | 25200 | 25200 | 25200 | 25200 | 25200 | 25200 | 25200 | 25200 | 25200 | 25200 | 25200 | 25200 | 25200 | 25200 | 25200 | 25200 | 25200 | 25200 | 25200 | 25200 | 25200 | 25200 | 25200 | 25200 | 25200 | 25200 | 25200 | 25200 | 25200 | 25200 | 25200 | 25200 | 25200 | 25200 | 25200 | 25200 | 25200 | 25200 | 25200 | 25200 | 25200 | 25200 | 25200 | 25200 | 25200 | 25200 | 25200 | 25200 | 25200 | 25200 | 25200 | 25200 | 25200 | 25200 | 25200 | 25200 | 25200 | 25200 | 25200 | 25200 | 25200 | 25200 | 25200 | 25200 | 25200 | 25200 | 25200 | 25200 | 25200 | 25200 | 25200 | 25200 | 25200 | 25200 | 25200 | 25200 | 25200 | 25200 | 25200 | 25200 | 25200 | 25200 | 25200 | 25200 | 25200 | 25200 | 25200 | 25200 | 25200 | 25200 | 25200 | 25200 | 25200 | 25200 | 25200 | 25200 | 25200 | 25200 | 25200 | 25200 | 25200 | 25200 | 25200 | 25200 | 25200 | 25200 | 25200 | 25200 | 25200 | 25200 | 25200 | 25200 | 25200 | 25200 | 25200 | 25200 | 25200 | 25200 | 25200 | 25200 | 25200 | 25200 | 25200 | 25200 | 25200 | 25200 | 25200 | 25200 | 25200 | 25200 | 25200 | 25200 | 25200 | 25200 | 25200 | 25200 | 25200 | 25200 | 25200 | 25200 | 25200 | 25200 | 25200 | 25200 | 25200 | 25200 | 25200 | 25200 | 25200 | 25200 | 25200 | 25200 | 25200 | 25200 | 25200 | 25200 | 25200 | 25200 | 25200 | 25200 | 25200 | 25200 | 25200 | 25200 | 25200 | 25200 | 25200 | 25200 | 25200 | 25200 | 25200 | 25200 | 25200 | 25200 | 25200 | 25200 | 25200 | 25200 | 25200 | 25200 | 25200 | 25200 | 25200 | 25200 | 25200 | 25200 | 25200 | 25200 | 25200 | 25200 | 25200 | 25200 | 25200 | 25200 | 25200 | 25200 | 25200 | 25200 | 25200 | 25200 | 25200 | 25200 | 25200 | 25200 | 25200 | 25200 | 25200 | 25200 | 25200 | 25200 | 25200 | 25200 | 25200 | 25200 | 25200 | 25200 | 25200 | 25200 | 25200 | 25200 | 25200 | 25200 | 25200 | 25200 | 25200 | 25200 | 25200 | 25200 | 25200 | 25200 | 25200 | 25200 | 25200 | 25200 | 25200 | 25200 | 25200 | 25200 | 25200 | 25200 | 25200 | 25200 | 25200 | 25200 | 25200 | 25200 | 25200 | 25200 | 25200 | 25200 | 25200 | 25200 | 25200 | 25200 | 25200 | 25200 | 25200 | 25200 | 25200 | 25200 | 25200 | 25200 | 25200 | 25200 | 25200 | 25200 | 25200 | 25200 | 25200 | 25200 | 25200 | 25200 | 25200 | 25200 | 25200 | 25200 | 25200 | 25200 | 25200 | 25200 | 25200 | 25200 | 25200 | 25200 | 25200 | 25200 | 25200 | 25200 | 25200 | 25200 | 25200 | 25200 | 25200 | 25200 | 25200 | 25200 | 25200 | 25200 | 25200 | 25200 | 25200 | 25200 | 25200 | 25200 | 25200 | 25200 | 25200 | 25200 | 25200 | 25200 | 25200 | 25200 | 25200 | 25200 | 25200 | 25200 | 25200 | 25200 | 25200 | 25200 | 25200 | 25200 | 25200 | 25200 | 25200 | 25200 | 25200 | 25200 | 25200 | 25200 | 25200 | 25200 | 25200 | 25200 | 25200 | 25200 | 25200 | 25200 | 25200 | 25200 | 25200 | 25200 | 25200 | 25200 | 25200 | 25200 | 25200 | 25200 | 25200 | 25200 | 25200 | 25200 | 25200 | 25200 | 25200 | 25200 | 25200 | 25200 | 25200 | 25200 | 25200 | 25200 | 25200 | 25200 | 25200 | 25200 | 25200 | 25200 | 25200 | 25200 | 25200 | 25200 | 25200 | 25200 | 25200 | 25200 | 25200 | 25200 | 25200 | 25200 | 25200 | 25200 | 25200 | 25200 | 25200
Time since infected person left the space | T_D | constant | 0 |  | s | These values are not used by this model | T_D | 0 | 0 | 0 | 0 | 0 | 0 | 0 | 0 | 0 | 0 | 0 | 0 | 0 | 0 | 0 | 0 | 0 | 0 | 0 | 0 | 0 | 0 | 0 | 0 | 0 | 0 | 0 | 0 | 0 | 0 | 0 | 0 | 0 | 0 | 0 | 0 | 0 | 0 | 0 | 0 | 0 | 0 | 0 | 0 | 0 | 0 | 0 | 0 | 0 | 0 | 0 | 0 | 0 | 0 | 0 | 0 | 0 | 0 | 0 | 0 | 0 | 0 | 0 | 0 | 0 | 0 | 0 | 0 | 0 | 0 | 0 | 0 | 0 | 0 | 0 | 0 | 0 | 0 | 0 | 0 | 0 | 0 | 0 | 0 | 0 | 0 | 0 | 0 | 0 | 0 | 0 | 0 | 0 | 0 | 0 | 0 | 0 | 0 | 0 | 0 | 0 | 0 | 0 | 0 | 0 | 0 | 0 | 0 | 0 | 0 | 0 | 0 | 0 | 0 | 0 | 0 | 0 | 0 | 0 | 0 | 0 | 0 | 0 | 0 | 0 | 0 | 0 | 0 | 0 | 0 | 0 | 0 | 0 | 0 | 0 | 0 | 0 | 0 | 0 | 0 | 0 | 0 | 0 | 0 | 0 | 0 | 0 | 0 | 0 | 0 | 0 | 0 | 0 | 0 | 0 | 0 | 0 | 0 | 0 | 0 | 0 | 0 | 0 | 0 | 0 | 0 | 0 | 0 | 0 | 0 | 0 | 0 | 0 | 0 | 0 | 0 | 0 | 0 | 0 | 0 | 0 | 0 | 0 | 0 | 0 | 0 | 0 | 0 | 0 | 0 | 0 | 0 | 0 | 0 | 0 | 0 | 0 | 0 | 0 | 0 | 0 | 0 | 0 | 0 | 0 | 0 | 0 | 0 | 0 | 0 | 0 | 0 | 0 | 0 | 0 | 0 | 0 | 0 | 0 | 0 | 0 | 0 | 0 | 0 | 0 | 0 | 0 | 0 | 0 | 0 | 0 | 0 | 0 | 0 | 0 | 0 | 0 | 0 | 0 | 0 | 0 | 0 | 0 | 0 | 0 | 0 | 0 | 0 | 0 | 0 | 0 | 0 | 0 | 0 | 0 | 0 | 0 | 0 | 0 | 0 | 0 | 0 | 0 | 0 | 0 | 0 | 0 | 0 | 0 | 0 | 0 | 0 | 0 | 0 | 0 | 0 | 0 | 0 | 0 | 0 | 0 | 0 | 0 | 0 | 0 | 0 | 0 | 0 | 0 | 0 | 0 | 0 | 0 | 0 | 0 | 0 | 0 | 0 | 0 | 0 | 0 | 0 | 0 | 0 | 0 | 0 | 0 | 0 | 0 | 0 | 0 | 0 | 0 | 0 | 0 | 0 | 0 | 0 | 0 | 0 | 0 | 0 | 0 | 0 | 0 | 0 | 0 | 0 | 0 | 0 | 0 | 0 | 0 | 0 | 0 | 0 | 0 | 0 | 0 | 0 | 0 | 0 | 0 | 0 | 0 | 0 | 0 | 0 | 0 | 0 | 0 | 0 | 0 | 0 | 0 | 0 | 0 | 0 | 0 | 0 | 0 | 0 | 0 | 0 | 0 | 0 | 0 | 0 | 0 | 0 | 0 | 0 | 0 | 0 | 0 | 0 | 0 | 0 | 0 | 0 | 0 | 0 | 0 | 0 | 0 | 0 | 0 | 0 | 0 | 0 | 0 | 0 | 0 | 0 | 0 | 0 | 0 | 0 | 0 | 0 | 0 | 0 | 0 | 0 | 0 | 0 | 0 | 0 | 0 | 0 | 0 | 0 | 0 | 0 | 0 | 0 | 0 | 0 | 0 | 0 | 0 | 0 | 0 | 0 | 0 | 0 | 0 | 0 | 0 | 0 | 0 | 0 | 0 | 0 | 0 | 0 | 0 | 0 | 0 | 0 | 0 | 0 | 0 | 0 | 0 | 0 | 0 | 0 | 0 | 0 | 0 | 0 | 0 | 0 | 0 | 0 | 0 | 0 | 0 | 0 | 0 | 0 | 0 | 0 | 0 | 0 | 0 | 0 | 0 | 0 | 0 | 0 | 0 | 0 | 0 | 0 | 0 | 0 | 0 | 0 | 0 | 0 | 0 | 0 | 0 | 0 | 0 | 0 | 0 | 0 | 0 | 0 | 0 | 0 | 0 | 0 | 0 | 0 | 0 | 0 | 0 | 0 | 0 | 0 | 0 | 0 | 0 | 0 | 0 | 0 | 0 | 0 | 0 | 0 | 0 | 0 | 0 | 0 | 0 | 0 | 0 | 0 | 0 | 0 | 0 | 0 | 0 | 0 | 0 | 0 | 0 | 0 | 0 | 0 | 0 | 0 | 0 | 0 | 0 | 0 | 0 | 0 | 0 | 0 | 0 | 0 | 0 | 0 | 0 | 0 | 0 | 0 | 0 | 0 | 0 | 0 | 0 | 0 | 0 | 0 | 0 | 0 | 0 | 0 | 0 | 0 | 0 | 0 | 0 | 0 | 0 | 0 | 0 | 0 | 0 | 0 | 0 | 0 | 0 | 0 | 0 | 0 | 0 | 0 | 0 | 0 | 0 | 0 | 0 | 0 | 0 | 0 | 0 | 0 | 0 | 0 | 0 | 0 | 0 | 0 | 0 | 0 | 0 | 0 | 0 | 0 | 0 | 0 | 0 | 0 | 0 | 0 | 0 | 0 | 0 | 0 | 0 | 0 | 0 | 0 | 0 | 0 | 0 | 0 | 0 | 0 | 0 | 0 | 0 | 0 | 0 | 0 | 0 | 0 | 0 | 0 | 0 | 0 | 0 | 0 | 0 | 0 | 0 | 0 | 0 | 0 | 0 | 0 | 0 | 0 | 0 | 0 | 0 | 0 | 0 | 0 | 0 | 0 | 0 | 0 | 0 | 0 | 0 | 0 | 0 | 0 | 0 | 0 | 0 | 0 | 0 | 0 | 0 | 0 | 0 | 0 | 0 | 0 | 0 | 0 | 0 | 0 | 0 | 0 | 0 | 0 | 0 | 0 | 0 | 0 | 0 | 0 | 0 | 0 | 0 | 0 | 0 | 0 | 0 | 0 | 0 | 0 | 0 | 0 | 0 | 0 | 0 | 0 | 0 | 0 | 0 | 0 | 0 | 0 | 0 | 0 | 0 | 0 | 0 | 0 | 0 | 0 | 0 | 0 | 0 | 0 | 0 | 0 | 0 | 0 | 0 | 0 | 0 | 0 | 0 | 0 | 0 | 0 | 0 | 0 | 0 | 0 | 0 | 0 | 0 | 0 | 0 | 0 | 0 | 0 | 0 | 0 | 0 | 0 | 0 | 0 | 0 | 0 | 0 | 0 | 0 | 0 | 0 | 0 | 0 | 0 | 0 | 0 | 0 | 0 | 0 | 0 | 0 | 0 | 0 | 0 | 0 | 0 | 0 | 0 | 0 | 0 | 0 | 0 | 0 | 0 | 0 | 0 | 0 | 0 | 0 | 0 | 0 | 0 | 0 | 0 | 0 | 0 | 0 | 0 | 0 | 0 | 0 | 0 | 0 | 0 | 0 | 0 | 0 | 0 | 0 | 0 | 0 | 0 | 0 | 0 | 0 | 0 | 0 | 0 | 0 | 0 | 0 | 0 | 0 | 0 | 0 | 0 | 0 | 0 | 0 | 0 | 0 | 0 | 0 | 0 | 0 | 0 | 0 | 0 | 0 | 0 | 0 | 0 | 0 | 0 | 0 | 0 | 0 | 0 | 0 | 0 | 0 | 0 | 0 | 0 | 0 | 0 | 0 | 0 | 0 | 0 | 0 | 0 | 0 | 0 | 0 | 0 | 0 | 0 | 0 | 0 | 0 | 0 | 0 | 0 | 0 | 0 | 0 | 0 | 0 | 0 | 0 | 0 | 0 | 0 | 0 | 0 | 0 | 0 | 0 | 0 | 0 | 0 | 0 | 0 | 0 | 0 | 0 | 0 | 0 | 0 | 0 | 0 | 0 | 0 | 0 | 0 | 0 | 0 | 0 | 0 | 0 | 0 | 0 | 0 | 0 | 0 | 0 | 0 | 0 | 0 | 0 | 0 | 0 | 0 | 0 | 0 | 0 | 0 | 0 | 0 | 0 | 0 | 0 | 0 | 0 | 0 | 0 | 0 | 0 | 0 | 0 | 0 | 0 | 0 | 0 | 0 | 0 | 0 | 0 | 0 | 0 | 0 | 0 | 0 | 0 | 0 | 0 | 0 | 0 | 0 | 0 | 0 | 0 | 0 | 0 | 0 | 0 | 0 | 0 | 0 | 0 | 0 | 0 | 0 | 0 | 0 | 0 | 0 | 0 | 0 | 0 | 0 | 0 | 0 | 0 | 0 | 0 | 0 | 0 | 0 | 0 | 0 | 0 | 0 | 0 | 0 | 0 | 0 | 0 | 0 | 0 | 0 | 0 | 0 | 0 | 0 | 0 | 0 | 0 | 0 | 0 | 0 | 0 | 0 | 0 | 0 | 0 | 0 | 0 | 0 | 0 | 0 | 0 | 0 | 0 | 0 | 0 | 0 | 0 | 0 | 0 | 0 | 0 | 0 | 0 | 0 | 0 | 0 | 0 | 0 | 0 | 0 | 0 | 0 | 0 | 0 | 0 | 0 | 0 | 0 | 0 | 0 | 0 | 0 | 0 | 0 | 0 | 0 | 0 | 0 | 0 | 0 | 0 | 0 | 0 | 0 | 0 | 0 | 0 | 0 | 0 | 0 | 0 | 0 | 0 | 0 | 0 | 0 | 0 | 0 | 0 | 0 | 0 | 0 | 0 | 0 | 0 | 0 | 0 | 0 | 0 | 0 | 0 | 0 | 0 | 0 | 0 | 0 | 0 | 0 | 0 | 0 | 0 | 0 | 0 | 0 | 0 | 0 | 0 | 0 | 0 | 0 | 0 | 0 | 0 | 0 | 0 | 0 | 0 | 0 | 0 | 0 | 0 | 0 | 0 | 0 | 0 | 0 | 0 | 0 | 0 | 0 | 0 | 0 | 0 | 0 | 0 | 0 | 0 | 0 | 0 | 0 | 0 | 0 | 0 | 0 | 0 | 0 | 0 | 0 | 0 | 0 | 0 | 0 | 0 | 0 | 0 | 0 | 0 | 0 | 0 | 0 | 0 | 0 | 0 | 0 | 0 | 0 | 0 | 0 | 0 | 0 | 0 | 0 | 0 | 0 | 0 | 0 | 0 | 0 | 0 | 0 | 0 | 0 | 0 | 0 | 0 | 0 | 0 | 0 | 0 | 0 | 0 | 0 | 0 | 0 | 0 | 0 | 0 | 0 | 0 | 0 | 0 | 0 | 0 | 0 | 0 | 0 | 0 | 0 | 0 | 0 | 0 | 0 | 0 | 0 | 0 | 0 | 0 | 0 | 0 | 0 | 0 | 0 | 0 | 0 | 0 | 0 | 0 | 0 | 0 | 0 | 0 | 0 | 0 | 0 | 0 | 0 | 0 | 0 | 0 | 0 | 0 | 0 | 0 | 0 | 0 | 0 | 0 | 0 | 0 | 0 | 0 | 0 | 0 | 0 | 0 | 0 | 0 | 0 | 0 | 0 | 0 | 0 | 0 | 0 | 0 | 0 | 0 | 0 | 0 | 0 | 0 | 0 | 0 | 0 | 0 | 0 | 0 | 0 | 0 | 0 | 0 | 0 | 0 | 0 | 0 | 0 | 0 | 0 | 0 | 0 | 0 | 0 | 0 | 0 | 0 | 0 | 0 | 0 | 0 | 0 | 0 | 0 | 0 | 0 | 0 | 0 | 0 | 0 | 0 | 0 | 0 | 0 | 0 | 0 | 0 | 0 | 0 | 0 | 0 | 0 | 0 | 0 | 0 | 0 | 0 | 0 | 0 | 0 | 0 | 0 | 0 | 0 | 0 | 0 | 0 | 0 | 0 | 0 | 0 | 0 | 0 | 0 | 0 | 0 | 0 | 0 | 0 | 0 | 0 | 0 | 0 | 0 | 0 | 0 | 0 | 0 | 0 | 0 | 0 | 0 | 0 | 0 | 0 | 0 | 0 | 0 | 0 | 0 | 0 | 0 | 0 | 0 | 0 | 0 | 0 | 0 | 0 | 0 | 0 | 0 | 0 | 0 | 0 | 0 | 0 | 0 | 0 | 0 | 0 | 0 | 0 | 0 | 0 | 0 | 0 | 0 | 0 | 0 | 0 | 0 | 0 | 0 | 0 | 0 | 0 | 0 | 0 | 0 | 0 | 0 | 0 | 0 | 0 | 0 | 0 | 0 | 0 | 0 | 0 | 0 | 0 | 0 | 0 | 0 | 0 | 0 | 0 | 0 | 0 | 0 | 0 | 0 | 0 | 0 | 0 | 0 | 0 | 0 | 0 | 0 | 0 | 0 | 0 | 0 | 0 | 0 | 0 | 0 | 0 | 0 | 0 | 0 | 0 | 0 | 0 | 0 | 0 | 0 | 0 | 0 | 0 | 0 | 0 | 0 | 0 | 0 | 0 | 0 | 0 | 0 | 0 | 0 | 0 | 0 | 0 | 0 | 0 | 0 | 0 | 0 | 0 | 0 | 0 | 0 | 0 | 0 | 0 | 0 | 0 | 0 | 0 | 0 | 0 | 0 | 0 | 0 | 0 | 0 | 0 | 0 | 0 | 0 | 0 | 0 | 0 | 0 | 0 | 0 | 0 | 0 | 0 | 0 | 0 | 0 | 0 | 0 | 0 | 0 | 0 | 0 | 0 | 0 | 0 | 0 | 0 | 0 | 0 | 0 | 0 | 0 | 0 | 0 | 0 | 0 | 0 | 0 | 0 | 0 | 0 | 0 | 0 | 0 | 0 | 0 | 0 | 0 | 0 | 0 | 0 | 0 | 0 | 0 | 0 | 0 | 0 | 0 | 0 | 0 | 0 | 0 | 0 | 0 | 0 | 0 | 0 | 0 | 0 | 0 | 0 | 0 | 0 | 0 | 0 | 0 | 0 | 0 | 0 | 0 | 0 | 0 | 0 | 0 | 0 | 0 | 0 | 0 | 0 | 0 | 0 | 0 | 0 | 0 | 0 | 0 | 0 | 0 | 0 | 0 | 0 | 0 | 0 | 0 | 0 | 0 | 0 | 0 | 0 | 0 | 0 | 0 | 0 | 0 | 0 | 0 | 0 | 0 | 0 | 0 | 0 | 0 | 0 | 0 | 0 | 0 | 0 | 0 | 0 | 0 | 0 | 0 | 0 | 0 | 0 | 0 | 0 | 0 | 0 | 0 | 0 | 0 | 0 | 0 | 0 | 0 | 0 | 0 | 0 | 0 | 0 | 0 | 0 | 0 | 0 | 0 | 0 | 0 | 0 | 0 | 0 | 0 | 0 | 0 | 0 | 0 | 0 | 0 | 0 | 0 | 0 | 0 | 0 | 0 | 0 | 0 | 0 | 0 | 0 | 0 | 0 | 0 | 0 | 0 | 0 | 0 | 0 | 0 | 0 | 0 | 0 | 0 | 0 | 0 | 0 | 0 | 0 | 0 | 0 | 0 | 0 | 0 | 0 | 0 | 0 | 0 | 0 | 0 | 0 | 0 | 0 | 0 | 0 | 0 | 0 | 0 | 0 | 0 | 0 | 0 | 0 | 0 | 0 | 0 | 0 | 0 | 0 | 0 | 0 | 0 | 0 | 0 | 0 | 0 | 0 | 0 | 0 | 0 | 0 | 0 | 0 | 0 | 0 | 0 | 0 | 0 | 0 | 0 | 0 | 0 | 0 | 0 | 0 | 0 | 0 | 0 | 0 | 0 | 0 | 0 | 0 | 0 | 0 | 0 | 0 | 0 | 0 | 0 | 0 | 0 | 0 | 0 | 0 | 0 | 0 | 0 | 0 | 0 | 0 | 0 | 0 | 0 | 0 | 0 | 0 | 0 | 0 | 0 | 0 | 0 | 0 | 0 | 0 | 0 | 0 | 0 | 0 | 0 | 0 | 0 | 0 | 0 | 0 | 0 | 0 | 0 | 0 | 0 | 0 | 0 | 0 | 0 | 0 | 0 | 0 | 0 | 0 | 0 | 0 | 0 | 0 | 0 | 0 | 0 | 0 | 0 | 0 | 0 | 0 | 0 | 0 | 0 | 0 | 0 | 0 | 0 | 0 | 0 | 0 | 0 | 0 | 0 | 0 | 0 | 0 | 0 | 0 | 0 | 0 | 0 | 0 | 0 | 0 | 0 | 0 | 0 | 0 | 0 | 0 | 0 | 0 | 0 | 0 | 0 | 0 | 0 | 0 | 0 | 0 | 0 | 0 | 0 | 0 | 0 | 0 | 0 | 0 | 0 | 0 | 0 | 0 | 0 | 0 | 0 | 0 | 0 | 0 | 0 | 0 | 0 | 0 | 0 | 0 | 0 | 0 | 0 | 0 | 0 | 0 | 0 | 0 | 0 | 0 | 0 | 0 | 0 | 0 | 0 | 0 | 0 | 0 | 0 | 0 | 0 | 0 | 0 | 0 | 0 | 0 | 0 | 0 | 0 | 0 | 0 | 0 | 0 | 0 | 0 | 0 | 0 | 0 | 0 | 0 | 0 | 0 | 0 | 0 | 0 | 0 | 0 | 0 | 0 | 0 | 0 | 0 | 0 | 0 | 0 | 0 | 0 | 0 | 0 | 0 | 0 | 0 | 0 | 0 | 0 | 0 | 0 | 0 | 0 | 0 | 0 | 0 | 0 | 0 | 0 | 0 | 0 | 0 | 0 | 0 | 0 | 0 | 0 | 0 | 0 | 0 | 0 | 0 | 0 | 0 | 0 | 0 | 0 | 0 | 0 | 0 | 0 | 0 | 0 | 0 | 0 | 0 | 0 | 0 | 0 | 0 | 0 | 0 | 0 | 0 | 0 | 0 | 0 | 0 | 0 | 0 | 0 | 0 | 0 | 0 | 0 | 0 | 0 | 0 | 0 | 0 | 0 | 0 | 0 | 0 | 0 | 0 | 0 | 0 | 0 | 0 | 0 | 0 | 0 | 0 | 0 | 0 | 0 | 0 | 0 | 0 | 0 | 0 | 0 | 0 | 0 | 0 | 0 | 0 | 0 | 0 | 0 | 0 | 0 | 0 | 0 | 0 | 0 | 0 | 0 | 0 | 0 | 0 | 0 | 0 | 0 | 0 | 0 | 0 | 0 | 0 | 0 | 0 | 0 | 0 | 0 | 0 | 0 | 0 | 0 | 0 | 0 | 0 | 0 | 0 | 0 | 0 | 0 | 0 | 0 | 0 | 0 | 0 | 0 | 0 | 0 | 0 | 0 | 0 | 0 | 0 | 0 | 0 | 0 | 0 | 0 | 0 | 0 | 0 | 0 | 0 | 0 | 0 | 0 | 0 | 0 | 0 | 0 | 0 | 0 | 0 | 0 | 0 | 0 | 0 | 0 | 0 | 0 | 0 | 0 | 0 | 0 | 0 | 0 | 0 | 0 | 0 | 0 | 0 | 0 | 0 | 0 | 0 | 0 | 0 | 0 | 0 | 0 | 0 | 0 | 0 | 0 | 0 | 0 | 0 | 0 | 0 | 0 | 0 | 0 | 0 | 0 | 0 | 0 | 0 | 0 | 0 | 0 | 0 | 0 | 0 | 0 | 0 | 0 | 0 | 0 | 0 | 0 | 0 | 0 | 0 | 0 | 0 | 0 | 0 | 0 | 0 | 0 | 0 | 0 | 0 | 0 | 0 | 0 | 0 | 0 | 0 | 0 | 0 | 0 | 0 | 0 | 0 | 0 | 0 | 0 | 0 | 0 | 0 | 0 | 0 | 0 | 0 | 0 | 0 | 0 | 0 | 0 | 0 | 0 | 0 | 0 | 0 | 0 | 0 | 0 | 0 | 0 | 0 | 0 | 0 | 0 | 0 | 0 | 0 | 0 | 0 | 0 | 0 | 0 | 0 | 0 | 0 | 0 | 0 | 0 | 0 | 0 | 0 | 0 | 0 | 0 | 0 | 0 | 0 | 0 | 0 | 0 | 0 | 0 | 0 | 0 | 0 | 0 | 0 | 0 | 0 | 0 | 0 | 0 | 0 | 0 | 0 | 0 | 0 | 0 | 0 | 0 | 0 | 0 | 0 | 0 | 0 | 0 | 0 | 0 | 0 | 0 | 0 | 0 | 0 | 0 | 0 | 0 | 0 | 0 | 0 | 0 | 0 | 0 | 0 | 0 | 0 | 0 | 0 | 0 | 0 | 0 | 0 | 0 | 0 | 0 | 0 | 0 | 0 | 0 | 0 | 0 | 0 | 0 | 0 | 0 | 0 | 0 | 0 | 0 | 0 | 0 | 0 | 0 | 0 | 0 | 0 | 0 | 0 | 0 | 0 | 0 | 0 | 0 | 0 | 0 | 0 | 0 | 0 | 0 | 0 | 0 | 0 | 0 | 0 | 0 | 0 | 0 | 0 | 0 | 0 | 0 | 0 | 0 | 0 | 0 | 0 | 0 | 0 | 0 | 0 | 0 | 0 | 0 | 0 | 0 | 0 | 0 | 0 | 0 | 0 | 0 | 0 | 0 | 0 | 0 | 0 | 0 | 0 | 0 | 0 | 0 | 0 | 0 | 0 | 0 | 0 | 0 | 0 | 0 | 0 | 0 | 0 | 0 | 0 | 0 | 0 | 0 | 0 | 0 | 0 | 0 | 0 | 0 | 0 | 0 | 0 | 0 | 0 | 0 | 0 | 0 | 0 | 0 | 0 | 0 | 0 | 0 | 0 | 0 | 0 | 0 | 0 | 0 | 0 | 0 | 0 | 0 | 0 | 0 | 0 | 0 | 0 | 0 | 0 | 0 | 0 | 0 | 0 | 0 | 0 | 0 | 0 | 0 | 0 | 0 | 0 | 0 | 0 | 0 | 0 | 0 | 0 | 0 | 0 | 0 | 0 | 0 | 0 | 0 | 0 | 0 | 0 | 0 | 0 | 0 | 0 | 0 | 0 | 0 | 0 | 0 | 0 | 0 | 0 | 0 | 0 | 0 | 0 | 0 | 0 | 0 | 0 | 0 | 0 | 0 | 0 | 0 | 0 | 0 | 0 | 0 | 0 | 0 | 0 | 0 | 0 | 0 | 0 | 0 | 0 | 0 | 0 | 0 | 0 | 0 | 0 | 0 | 0 | 0 | 0 | 0 | 0 | 0 | 0 | 0 | 0 | 0 | 0 | 0 | 0 | 0 | 0 | 0 | 0 | 0 | 0 | 0 | 0 | 0 | 0 | 0 | 0 | 0 | 0 | 0 | 0 | 0 | 0 | 0 | 0 | 0 | 0 | 0 | 0 | 0 | 0 | 0 | 0 | 0 | 0 | 0 | 0 | 0 | 0 | 0 | 0 | 0 | 0 | 0 | 0 | 0 | 0 | 0 | 0 | 0 | 0 | 0 | 0 | 0 | 0 | 0 | 0 | 0 | 0 | 0 | 0 | 0 | 0 | 0 | 0 | 0 | 0 | 0 | 0 | 0 | 0 | 0 | 0 | 0 | 0 | 0 | 0 | 0 | 0 | 0 | 0 | 0 | 0 | 0 | 0 | 0 | 0 | 0 | 0 | 0 | 0 | 0 | 0 | 0 | 0 | 0 | 0 | 0 | 0 | 0 | 0 | 0 | 0 | 0 | 0 | 0 | 0 | 0 | 0 | 0 | 0 | 0 | 0 | 0 | 0 | 0 | 0 | 0 | 0 | 0 | 0 | 0 | 0 | 0 | 0 | 0 | 0 | 0 | 0 | 0 | 0 | 0 | 0 | 0 | 0 | 0 | 0 | 0 | 0 | 0 | 0 | 0 | 0 | 0 | 0 | 0 | 0 | 0 | 0 | 0 | 0 | 0 | 0 | 0 | 0 | 0 | 0 | 0 | 0 | 0 | 0 | 0 | 0 | 0 | 0 | 0 | 0 | 0 | 0 | 0 | 0 | 0 | 0 | 0 | 0 | 0 | 0 | 0 | 0 | 0 | 0 | 0 | 0 | 0 | 0 | 0 | 0 | 0 | 0 | 0 | 0 | 0 | 0 | 0 | 0 | 0 | 0 | 0 | 0 | 0 | 0 | 0 | 0 | 0 | 0 | 0 | 0 | 0 | 0 | 0 | 0 | 0 | 0 | 0 | 0 | 0 | 0 | 0 | 0 | 0 | 0 | 0 | 0 | 0 | 0 | 0 | 0 | 0 | 0 | 0 | 0 | 0 | 0 | 0 | 0 | 0 | 0 | 0 | 0 | 0 | 0 | 0 | 0 | 0 | 0 | 0 | 0 | 0 | 0 | 0 | 0 | 0 | 0 | 0 | 0 | 0 | 0 | 0 | 0 | 0 | 0 | 0 | 0 | 0 | 0 | 0 | 0 | 0 | 0 | 0 | 0 | 0 | 0 | 0 | 0 | 0 | 0 | 0 | 0 | 0 | 0 | 0 | 0 | 0 | 0 | 0 | 0 | 0 | 0 | 0 | 0 | 0 | 0 | 0 | 0 | 0 | 0 | 0 | 0 | 0 | 0 | 0 | 0 | 0 | 0 | 0 | 0 | 0 | 0 | 0 | 0 | 0 | 0 | 0 | 0 | 0 | 0 | 0 | 0 | 0 | 0 | 0 | 0 | 0 | 0 | 0 | 0 | 0 | 0 | 0 | 0 | 0 | 0 | 0 | 0 | 0 | 0 | 0 | 0 | 0 | 0 | 0 | 0 | 0 | 0 | 0 | 0 | 0 | 0 | 0 | 0 | 0 | 0 | 0 | 0 | 0 | 0 | 0 | 0 | 0 | 0 | 0 | 0 | 0 | 0 | 0 | 0 | 0 | 0 | 0 | 0 | 0 | 0 | 0 | 0 | 0 | 0 | 0 | 0 | 0 | 0 | 0 | 0 | 0 | 0 | 0 | 0 | 0 | 0 | 0 | 0 | 0 | 0 | 0 | 0 | 0 | 0 | 0 | 0 | 0 | 0 | 0 | 0 | 0 | 0 | 0 | 0 | 0 | 0 | 0 | 0 | 0 | 0 | 0 | 0 | 0 | 0 | 0 | 0 | 0 | 0 | 0 | 0 | 0 | 0 | 0 | 0 | 0 | 0 | 0 | 0 | 0 | 0 | 0 | 0 | 0 | 0 | 0 | 0 | 0 | 0 | 0 | 0 | 0 | 0 | 0 | 0 | 0 | 0 | 0 | 0 | 0 | 0 | 0 | 0 | 0 | 0 | 0 | 0 | 0 | 0 | 0 | 0 | 0 | 0 | 0 | 0 | 0 | 0 | 0 | 0 | 0 | 0 | 0 | 0 | 0 | 0 | 0 | 0 | 0 | 0 | 0 | 0 | 0 | 0 | 0 | 0 | 0 | 0 | 0 | 0 | 0 | 0 | 0 | 0 | 0 | 0 | 0 | 0 | 0 | 0 | 0 | 0 | 0 | 0 | 0 | 0 | 0 | 0 | 0 | 0 | 0 | 0 | 0 | 0 | 0 | 0 | 0 | 0 | 0 | 0 | 0 | 0 | 0 | 0 | 0 | 0 | 0 | 0 | 0 | 0 | 0 | 0 | 0 | 0 | 0 | 0 | 0 | 0 | 0 | 0 | 0 | 0 | 0 | 0 | 0 | 0 | 0 | 0 | 0 | 0 | 0 | 0 | 0 | 0 | 0 | 0 | 0 | 0 | 0 | 0 | 0 | 0 | 0 | 0 | 0 | 0 | 0 | 0 | 0 | 0 | 0 | 0 | 0 | 0 | 0 | 0 | 0 | 0 | 0 | 0 | 0 | 0 | 0 | 0 | 0 | 0 | 0 | 0 | 0 | 0 | 0 | 0 | 0 | 0 | 0 | 0 | 0 | 0 | 0 | 0 | 0 | 0 | 0 | 0 | 0 | 0 | 0 | 0 | 0 | 0 | 0 | 0 | 0 | 0 | 0 | 0 | 0 | 0 | 0 | 0 | 0 | 0 | 0 | 0 | 0 | 0 | 0 | 0 | 0 | 0 | 0 | 0 | 0 | 0 | 0 | 0 | 0 | 0 | 0 | 0 | 0 | 0 | 0 | 0 | 0 | 0 | 0 | 0 | 0 | 0 | 0 | 0 | 0 | 0 | 0 | 0 | 0 | 0 | 0 | 0 | 0 | 0 | 0 | 0 | 0 | 0 | 0 | 0 | 0 | 0 | 0 | 0 | 0 | 0 | 0 | 0 | 0 | 0 | 0 | 0 | 0 | 0 | 0 | 0 | 0 | 0 | 0 | 0 | 0 | 0 | 0 | 0 | 0 | 0 | 0 | 0 | 0 | 0 | 0 | 0 | 0 | 0 | 0 | 0 | 0 | 0 | 0 | 0 | 0 | 0 | 0 | 0 | 0 | 0 | 0 | 0 | 0 | 0 | 0 | 0 | 0 | 0 | 0 | 0 | 0 | 0 | 0 | 0 | 0 | 0 | 0 | 0 | 0 | 0 | 0 | 0 | 0 | 0 | 0 | 0 | 0 | 0 | 0 | 0 | 0 | 0 | 0 | 0 | 0 | 0 | 0 | 0 | 0 | 0 | 0 | 0 | 0 | 0 | 0 | 0 | 0 | 0 | 0 | 0 | 0 | 0 | 0 | 0 | 0 | 0 | 0 | 0 | 0 | 0 | 0 | 0 | 0 | 0 | 0 | 0 | 0 | 0 | 0 | 0 | 0 | 0 | 0 | 0 | 0 | 0 | 0 | 0 | 0 | 0 | 0 | 0 | 0 | 0 | 0 | 0 | 0 | 0 | 0 | 0 | 0 | 0 | 0 | 0 | 0 | 0 | 0 | 0 | 0 | 0 | 0 | 0 | 0 | 0 | 0 | 0 | 0 | 0 | 0 | 0 | 0 | 0 | 0 | 0 | 0 | 0 | 0 | 0 | 0 | 0 | 0 | 0 | 0 | 0 | 0 | 0 | 0 | 0 | 0 | 0 | 0 | 0 | 0 | 0 | 0 | 0 | 0 | 0 | 0 | 0 | 0 | 0 | 0 | 0 | 0 | 0 | 0 | 0 | 0 | 0 | 0 | 0 | 0 | 0 | 0 | 0 | 0 | 0 | 0 | 0 | 0 | 0 | 0 | 0 | 0 | 0 | 0 | 0 | 0 | 0 | 0 | 0 | 0 | 0 | 0 | 0 | 0 | 0 | 0 | 0 | 0 | 0 | 0 | 0 | 0 | 0 | 0 | 0 | 0 | 0 | 0 | 0 | 0 | 0 | 0 | 0 | 0 | 0 | 0 | 0 | 0 | 0 | 0 | 0 | 0 | 0 | 0 | 0 | 0 | 0 | 0 | 0 | 0 | 0 | 0 | 0 | 0 | 0 | 0 | 0 | 0 | 0 | 0 | 0 | 0 | 0 | 0 | 0 | 0 | 0 | 0 | 0 | 0 | 0 | 0 | 0 | 0 | 0 | 0 | 0 | 0 | 0 | 0 | 0 | 0 | 0 | 0 | 0 | 0 | 0 | 0 | 0 | 0 | 0 | 0 | 0 | 0 | 0 | 0 | 0 | 0 | 0 | 0 | 0 | 0 | 0 | 0 | 0 | 0 | 0 | 0 | 0 | 0 | 0 | 0 | 0 | 0 | 0 | 0 | 0 | 0 | 0 | 0 | 0 | 0 | 0 | 0 | 0 | 0 | 0 | 0 | 0 | 0 | 0 | 0 | 0 | 0 | 0 | 0 | 0 | 0 | 0 | 0 | 0 | 0 | 0 | 0 | 0 | 0 | 0 | 0 | 0 | 0 | 0 | 0 | 0 | 0 | 0 | 0 | 0 | 0 | 0 | 0 | 0 | 0 | 0 | 0 | 0 | 0 | 0 | 0 | 0 | 0 | 0 | 0 | 0 | 0 | 0 | 0 | 0 | 0 | 0 | 0 | 0 | 0 | 0 | 0 | 0 | 0 | 0 | 0 | 0 | 0 | 0 | 0 | 0 | 0 | 0 | 0 | 0 | 0 | 0 | 0 | 0 | 0 | 0 | 0 | 0 | 0 | 0 | 0 | 0 | 0 | 0 | 0 | 0 | 0 | 0 | 0 | 0 | 0 | 0 | 0 | 0 | 0 | 0 | 0 | 0 | 0 | 0 | 0 | 0 | 0 | 0 | 0 | 0 | 0 | 0 | 0 | 0 | 0 | 0 | 0 | 0 | 0 | 0 | 0 | 0 | 0 | 0 | 0 | 0 | 0 | 0 | 0 | 0 | 0 | 0 | 0 | 0 | 0 | 0 | 0 | 0 | 0 | 0 | 0 | 0 | 0 | 0 | 0 | 0 | 0 | 0 | 0 | 0 | 0 | 0 | 0 | 0 | 0 | 0 | 0 | 0 | 0 | 0 | 0 | 0 | 0 | 0 | 0 | 0 | 0 | 0 | 0 | 0 | 0 | 0 | 0 | 0 | 0 | 0 | 0 | 0 | 0 | 0 | 0 | 0 | 0 | 0 | 0 | 0 | 0 | 0 | 0 | 0 | 0 | 0 | 0 | 0 | 0 | 0 | 0 | 0 | 0 | 0 | 0 | 0 | 0 | 0 | 0 | 0 | 0 | 0 | 0 | 0 | 0 | 0 | 0 | 0 | 0 | 0 | 0 | 0 | 0 | 0 | 0 | 0 | 0 | 0 | 0 | 0 | 0 | 0 | 0 | 0 | 0 | 0 | 0 | 0 | 0 | 0 | 0 | 0 | 0 | 0 | 0 | 0 | 0 | 0 | 0 | 0 | 0 | 0 | 0 | 0 | 0 | 0 | 0 | 0 | 0 | 0 | 0 | 0 | 0 | 0 | 0 | 0 | 0 | 0 | 0 | 0 | 0 | 0 | 0 | 0 | 0 | 0 | 0 | 0 | 0 | 0 | 0 | 0 | 0 | 0 | 0 | 0 | 0 | 0 | 0 | 0 | 0 | 0 | 0 | 0 | 0 | 0 | 0 | 0 | 0 | 0 | 0 | 0 | 0 | 0 | 0 | 0 | 0 | 0 | 0 | 0 | 0 | 0 | 0 | 0 | 0 | 0 | 0 | 0 | 0 | 0 | 0 | 0 | 0 | 0 | 0 | 0 | 0 | 0 | 0 | 0 | 0 | 0 | 0 | 0 | 0 | 0 | 0 | 0 | 0 | 0 | 0 | 0 | 0 | 0 | 0 | 0 | 0 | 0 | 0 | 0 | 0 | 0 | 0 | 0 | 0 | 0 | 0 | 0 | 0 | 0 | 0 | 0 | 0 | 0 | 0 | 0 | 0 | 0 | 0 | 0 | 0 | 0 | 0 | 0 | 0 | 0 | 0 | 0 | 0 | 0 | 0 | 0 | 0 | 0 | 0 | 0 | 0 | 0 | 0 | 0 | 0 | 0 | 0 | 0 | 0 | 0 | 0 | 0 | 0 | 0 | 0 | 0 | 0 | 0 | 0 | 0 | 0 | 0 | 0 | 0 | 0 | 0 | 0 | 0 | 0 | 0 | 0 | 0 | 0 | 0 | 0 | 0 | 0 | 0 | 0 | 0 | 0 | 0 | 0 | 0 | 0 | 0 | 0 | 0 | 0 | 0 | 0 | 0 | 0 | 0 | 0 | 0 | 0 | 0 | 0 | 0 | 0 | 0 | 0 | 0 | 0 | 0 | 0 | 0 | 0 | 0 | 0 | 0 | 0 | 0 | 0 | 0 | 0 | 0 | 0 | 0 | 0 | 0 | 0 | 0 | 0 | 0 | 0 | 0 | 0 | 0 | 0 | 0 | 0 | 0 | 0 | 0 | 0 | 0 | 0 | 0 | 0 | 0 | 0 | 0 | 0 | 0 | 0 | 0 | 0 | 0 | 0 | 0 | 0 | 0 | 0 | 0 | 0 | 0 | 0 | 0 | 0 | 0 | 0 | 0 | 0 | 0 | 0 | 0 | 0 | 0 | 0 | 0 | 0 | 0 | 0 | 0 | 0 | 0 | 0 | 0 | 0 | 0 | 0 | 0 | 0 | 0 | 0 | 0 | 0 | 0 | 0 | 0 | 0 | 0 | 0 | 0 | 0 | 0 | 0 | 0 | 0 | 0 | 0 | 0 | 0 | 0 | 0 | 0 | 0 | 0 | 0 | 0 | 0 | 0 | 0 | 0 | 0 | 0 | 0 | 0 | 0 | 0 | 0 | 0 | 0 | 0 | 0 | 0 | 0 | 0 | 0 | 0 | 0 | 0 | 0 | 0 | 0 | 0 | 0 | 0 | 0 | 0 | 0 | 0 | 0 | 0 | 0 | 0 | 0 | 0 | 0 | 0 | 0 | 0 | 0 | 0 | 0 | 0 | 0 | 0 | 0 | 0 | 0 | 0 | 0 | 0 | 0 | 0 | 0 | 0 | 0 | 0 | 0 | 0 | 0 | 0 | 0 | 0 | 0 | 0 | 0 | 0 | 0 | 0 | 0 | 0 | 0 | 0 | 0 | 0 | 0 | 0 | 0 | 0 | 0 | 0 | 0 | 0 | 0 | 0 | 0 | 0 | 0 | 0 | 0 | 0 | 0 | 0 | 0 | 0 | 0 | 0 | 0 | 0 | 0 | 0 | 0 | 0 | 0 | 0 | 0 | 0 | 0 | 0 | 0 | 0 | 0 | 0 | 0 | 0 | 0 | 0 | 0 | 0 | 0 | 0 | 0 | 0 | 0 | 0 | 0 | 0 | 0 | 0 | 0 | 0 | 0 | 0 | 0 | 0 | 0 | 0 | 0 | 0 | 0 | 0 | 0 | 0 | 0 | 0 | 0 | 0 | 0 | 0 | 0 | 0 | 0 | 0 | 0 | 0 | 0 | 0 | 0 | 0 | 0 | 0 | 0 | 0 | 0 | 0 | 0 | 0 | 0 | 0 | 0 | 0 | 0 | 0 | 0 | 0 | 0 | 0 | 0 | 0 | 0 | 0 | 0 | 0 | 0 | 0 | 0 | 0 | 0 | 0 | 0 | 0 | 0 | 0 | 0 | 0 | 0 | 0 | 0 | 0 | 0 | 0 | 0 | 0 | 0 | 0 | 0 | 0 | 0 | 0 | 0 | 0 | 0 | 0 | 0 | 0 | 0 | 0 | 0 | 0 | 0 | 0 | 0 | 0 | 0 | 0 | 0 | 0 | 0 | 0 | 0 | 0 | 0 | 0 | 0 | 0 | 0 | 0 | 0 | 0 | 0 | 0 | 0 | 0 | 0 | 0 | 0 | 0 | 0 | 0 | 0 | 0 | 0 | 0 | 0 | 0 | 0 | 0 | 0 | 0 | 0 | 0 | 0 | 0 | 0 | 0 | 0 | 0 | 0 | 0 | 0 | 0 | 0 | 0 | 0 | 0 | 0 | 0 | 0 | 0 | 0 | 0 | 0 | 0 | 0 | 0 | 0 | 0 | 0 | 0 | 0 | 0 | 0 | 0 | 0 | 0 | 0 | 0 | 0 | 0 | 0 | 0 | 0 | 0 | 0 | 0 | 0 | 0 | 0 | 0 | 0 | 0 | 0 | 0 | 0 | 0 | 0 | 0 | 0 | 0 | 0 | 0 | 0 | 0 | 0 | 0 | 0 | 0 | 0 | 0 | 0 | 0 | 0 | 0 | 0 | 0 | 0 | 0 | 0 | 0 | 0 | 0 | 0 | 0 | 0 | 0 | 0 | 0 | 0 | 0 | 0 | 0 | 0 | 0 | 0 | 0 | 0 | 0 | 0 | 0 | 0 | 0 | 0 | 0 | 0 | 0 | 0 | 0 | 0 | 0 | 0 | 0 | 0 | 0 | 0 | 0 | 0 | 0 | 0 | 0 | 0 | 0 | 0 | 0 | 0 | 0 | 0 | 0 | 0 | 0 | 0 | 0 | 0 | 0 | 0 | 0 | 0 | 0 | 0 | 0 | 0 | 0 | 0 | 0 | 0 | 0 | 0 | 0 | 0 | 0 | 0 | 0 | 0 | 0 | 0 | 0 | 0 | 0 | 0 | 0 | 0 | 0 | 0 | 0 | 0 | 0 | 0 | 0 | 0 | 0 | 0 | 0 | 0 | 0 | 0 | 0 | 0 | 0 | 0 | 0 | 0 | 0 | 0 | 0 | 0 | 0 | 0 | 0 | 0 | 0 | 0 | 0 | 0 | 0 | 0 | 0 | 0 | 0 | 0 | 0 | 0 | 0 | 0 | 0 | 0 | 0 | 0 | 0 | 0 | 0 | 0 | 0 | 0 | 0 | 0 | 0 | 0 | 0 | 0 | 0 | 0 | 0 | 0 | 0 | 0 | 0 | 0 | 0 | 0 | 0 | 0 | 0 | 0 | 0 | 0 | 0 | 0 | 0 | 0 | 0 | 0 | 0 | 0 | 0 | 0 | 0 | 0 | 0 | 0 | 0 | 0 | 0 | 0 | 0 | 0 | 0 | 0 | 0 | 0 | 0 | 0 | 0 | 0 | 0 | 0 | 0 | 0 | 0 | 0 | 0 | 0 | 0 | 0 | 0 | 0 | 0 | 0 | 0 | 0 | 0 | 0 | 0 | 0 | 0 | 0 | 0 | 0 | 0 | 0 | 0 | 0 | 0 | 0 | 0 | 0 | 0 | 0 | 0 | 0 | 0 | 0 | 0 | 0 | 0 | 0 | 0 | 0 | 0 | 0 | 0 | 0 | 0 | 0 | 0 | 0 | 0 | 0 | 0 | 0 | 0 | 0 | 0 | 0 | 0 | 0 | 0 | 0 | 0 | 0 | 0 | 0 | 0 | 0 | 0 | 0 | 0 | 0 | 0 | 0 | 0 | 0 | 0 | 0 | 0 | 0 | 0 | 0 | 0 | 0 | 0 | 0 | 0 | 0 | 0 | 0 | 0 | 0 | 0 | 0 | 0 | 0 | 0 | 0 | 0 | 0 | 0 | 0 | 0 | 0 | 0 | 0 | 0 | 0 | 0 | 0 | 0 | 0 | 0 | 0 | 0 | 0 | 0 | 0 | 0 | 0 | 0 | 0 | 0 | 0 | 0 | 0 | 0 | 0 | 0 | 0 | 0 | 0 | 0 | 0 | 0 | 0 | 0 | 0 | 0 | 0 | 0 | 0 | 0 | 0 | 0 | 0 | 0 | 0 | 0 | 0 | 0 | 0 | 0 | 0 | 0 | 0 | 0 | 0 | 0 | 0 | 0 | 0 | 0 | 0 | 0 | 0 | 0 | 0 | 0 | 0 | 0 | 0 | 0 | 0 | 0 | 0 | 0 | 0 | 0 | 0 | 0 | 0 | 0 | 0 | 0 | 0 | 0 | 0 | 0 | 0 | 0 | 0 | 0 | 0 | 0 | 0 | 0 | 0 | 0 | 0 | 0 | 0 | 0 | 0 | 0 | 0 | 0 | 0 | 0 | 0 | 0 | 0 | 0 | 0 | 0 | 0 | 0 | 0 | 0 | 0 | 0 | 0 | 0 | 0 | 0 | 0 | 0 | 0 | 0 | 0 | 0 | 0 | 0 | 0 | 0 | 0 | 0 | 0 | 0 | 0 | 0 | 0 | 0 | 0 | 0 | 0 | 0 | 0 | 0 | 0 | 0 | 0 | 0 | 0 | 0 | 0 | 0 | 0 | 0 | 0 | 0 | 0 | 0 | 0 | 0 | 0 | 0 | 0 | 0 | 0 | 0 | 0 | 0 | 0 | 0 | 0 | 0 | 0 | 0 | 0 | 0 | 0 | 0 | 0 | 0 | 0 | 0 | 0 | 0 | 0 | 0 | 0 | 0 | 0 | 0 | 0 | 0 | 0 | 0 | 0 | 0 | 0 | 0 | 0 | 0 | 0 | 0 | 0 | 0 | 0 | 0 | 0 | 0 | 0 | 0 | 0 | 0 | 0 | 0 | 0 | 0 | 0 | 0 | 0 | 0 | 0 | 0 | 0 | 0 | 0 | 0 | 0 | 0 | 0 | 0 | 0 | 0 | 0 | 0 | 0 | 0 | 0 | 0 | 0 | 0 | 0 | 0 | 0 | 0 | 0 | 0 | 0 | 0 | 0 | 0 | 0 | 0 | 0 | 0 | 0 | 0 | 0 | 0 | 0 | 0 | 0 | 0 | 0 | 0 | 0 | 0 | 0 | 0 | 0 | 0 | 0 | 0 | 0 | 0 | 0 | 0 | 0 | 0 | 0 | 0 | 0 | 0 | 0 | 0 | 0 | 0 | 0 | 0 | 0 | 0 | 0 | 0 | 0 | 0 | 0 | 0 | 0 | 0 | 0 | 0 | 0 | 0 | 0 | 0 | 0 | 0 | 0 | 0 | 0 | 0 | 0 | 0 | 0 | 0 | 0 | 0 | 0 | 0 | 0 | 0 | 0 | 0 | 0 | 0 | 0 | 0 | 0 | 0 | 0 | 0 | 0 | 0 | 0 | 0 | 0 | 0 | 0 | 0 | 0 | 0 | 0 | 0 | 0 | 0 | 0 | 0 | 0 | 0 | 0 | 0 | 0 | 0 | 0 | 0 | 0 | 0 | 0 | 0 | 0 | 0 | 0 | 0 | 0 | 0 | 0 | 0 | 0 | 0 | 0 | 0 | 0 | 0 | 0 | 0 | 0 | 0 | 0 | 0 | 0 | 0 | 0 | 0 | 0 | 0 | 0 | 0 | 0 | 0 | 0 | 0 | 0 | 0 | 0 | 0 | 0 | 0 | 0 | 0 | 0 | 0 | 0 | 0 | 0 | 0 | 0 | 0 | 0 | 0 | 0 | 0 | 0 | 0 | 0 | 0 | 0 | 0 | 0 | 0 | 0 | 0 | 0 | 0 | 0 | 0 | 0 | 0 | 0 | 0 | 0 | 0 | 0 | 0 | 0 | 0 | 0 | 0 | 0 | 0 | 0 | 0 | 0 | 0 | 0 | 0 | 0 | 0 | 0 | 0 | 0 | 0 | 0 | 0 | 0 | 0 | 0 | 0 | 0 | 0 | 0 | 0 | 0 | 0 | 0 | 0 | 0 | 0 | 0 | 0 | 0 | 0 | 0 | 0 | 0 | 0 | 0 | 0 | 0 | 0 | 0 | 0 | 0 | 0 | 0 | 0 | 0 | 0 | 0 | 0 | 0 | 0 | 0 | 0 | 0 | 0 | 0 | 0 | 0 | 0 | 0 | 0 | 0 | 0 | 0 | 0 | 0 | 0 | 0 | 0 | 0 | 0 | 0 | 0 | 0 | 0 | 0 | 0 | 0 | 0 | 0 | 0 | 0 | 0 | 0 | 0 | 0 | 0 | 0 | 0 | 0 | 0 | 0 | 0 | 0 | 0 | 0 | 0 | 0 | 0 | 0 | 0 | 0 | 0 | 0 | 0 | 0 | 0 | 0 | 0 | 0 | 0 | 0 | 0 | 0 | 0 | 0 | 0 | 0 | 0 | 0 | 0 | 0 | 0 | 0 | 0 | 0 | 0 | 0 | 0 | 0 | 0 | 0 | 0 | 0 | 0 | 0 | 0 | 0 | 0 | 0 | 0 | 0 | 0 | 0 | 0 | 0 | 0 | 0 | 0 | 0 | 0 | 0 | 0 | 0 | 0 | 0 | 0 | 0 | 0 | 0 | 0 | 0 | 0 | 0 | 0 | 0 | 0 | 0 | 0 | 0 | 0 | 0 | 0 | 0 | 0 | 0 | 0 | 0 | 0 | 0 | 0 | 0 | 0 | 0 | 0 | 0 | 0 | 0 | 0 | 0 | 0 | 0 | 0 | 0 | 0 | 0 | 0 | 0 | 0 | 0 | 0 | 0 | 0 | 0 | 0 | 0 | 0 | 0 | 0 | 0 | 0 | 0 | 0 | 0 | 0 | 0 | 0 | 0 | 0 | 0 | 0 | 0 | 0 | 0 | 0 | 0 | 0 | 0 | 0 | 0 | 0 | 0 | 0 | 0 | 0 | 0 | 0 | 0 | 0 | 0 | 0 | 0 | 0 | 0 | 0 | 0 | 0 | 0 | 0 | 0 | 0 | 0 | 0 | 0 | 0 | 0 | 0 | 0 | 0 | 0 | 0 | 0 | 0 | 0 | 0 | 0 | 0 | 0 | 0 | 0 | 0 | 0 | 0 | 0 | 0 | 0 | 0 | 0 | 0 | 0 | 0 | 0 | 0 | 0 | 0 | 0 | 0 | 0 | 0 | 0 | 0 | 0 | 0 | 0 | 0 | 0 | 0 | 0 | 0 | 0 | 0 | 0 | 0 | 0 | 0 | 0 | 0 | 0 | 0 | 0 | 0 | 0 | 0 | 0 | 0 | 0 | 0 | 0 | 0 | 0 | 0 | 0 | 0 | 0 | 0 | 0 | 0 | 0 | 0 | 0 | 0 | 0 | 0 | 0 | 0 | 0 | 0 | 0 | 0 | 0 | 0 | 0 | 0 | 0 | 0 | 0 | 0 | 0 | 0 | 0 | 0 | 0 | 0 | 0 | 0 | 0 | 0 | 0 | 0 | 0 | 0 | 0 | 0 | 0 | 0 | 0 | 0 | 0 | 0 | 0 | 0 | 0 | 0 | 0 | 0 | 0 | 0 | 0 | 0 | 0 | 0 | 0 | 0 | 0 | 0 | 0 | 0 | 0 | 0 | 0 | 0 | 0 | 0 | 0 | 0 | 0 | 0 | 0 | 0 | 0 | 0 | 0 | 0 | 0 | 0 | 0 | 0 | 0 | 0 | 0 | 0 | 0 | 0 | 0 | 0 | 0 | 0 | 0 | 0 | 0 | 0 | 0 | 0 | 0 | 0 | 0 | 0 | 0 | 0 | 0 | 0 | 0 | 0 | 0 | 0 | 0 | 0 | 0 | 0 | 0 | 0 | 0 | 0 | 0 | 0 | 0 | 0 | 0 | 0 | 0 | 0 | 0 | 0 | 0 | 0 | 0 | 0 | 0 | 0 | 0 | 0 | 0 | 0 | 0 | 0 | 0 | 0 | 0 | 0 | 0 | 0 | 0 | 0 | 0 | 0 | 0 | 0 | 0 | 0 | 0 | 0 | 0 | 0 | 0 | 0 | 0 | 0 | 0 | 0 | 0 | 0 | 0 | 0 | 0 | 0 | 0 | 0 | 0 | 0 | 0 | 0 | 0 | 0 | 0 | 0 | 0 | 0 | 0 | 0 | 0 | 0 | 0 | 0 | 0 | 0 | 0 | 0 | 0 | 0 | 0 | 0 | 0 | 0 | 0 | 0 | 0 | 0 | 0 | 0 | 0 | 0 | 0 | 0 | 0 | 0 | 0 | 0 | 0 | 0 | 0 | 0 | 0 | 0 | 0 | 0 | 0 | 0 | 0 | 0 | 0 | 0 | 0 | 0 | 0 | 0 | 0 | 0 | 0 | 0 | 0 | 0 | 0 | 0 | 0 | 0 | 0 | 0 | 0 | 0 | 0 | 0 | 0 | 0 | 0 | 0 | 0 | 0 | 0 | 0 | 0 | 0 | 0 | 0 | 0 | 0 | 0 | 0 | 0 | 0 | 0 | 0 | 0 | 0 | 0 | 0 | 0 | 0 | 0 | 0 | 0 | 0 | 0 | 0 | 0 | 0 | 0 | 0 | 0 | 0 | 0 | 0 | 0 | 0 | 0 | 0 | 0 | 0 | 0 | 0 | 0 | 0 | 0 | 0 | 0 | 0 | 0 | 0 | 0 | 0 | 0 | 0 | 0 | 0 | 0 | 0 | 0 | 0 | 0 | 0 | 0 | 0 | 0 | 0 | 0 | 0 | 0 | 0 | 0 | 0 | 0 | 0 | 0 | 0 | 0 | 0 | 0 | 0 | 0 | 0 | 0 | 0 | 0 | 0 | 0 | 0 | 0 | 0 | 0 | 0 | 0 | 0 | 0 | 0 | 0 | 0 | 0 | 0 | 0 | 0 | 0 | 0 | 0 | 0 | 0 | 0 | 0 | 0 | 0 | 0 | 0 | 0 | 0 | 0 | 0 | 0 | 0 | 0 | 0 | 0 | 0 | 0 | 0 | 0 | 0 | 0 | 0 | 0 | 0 | 0 | 0 | 0 | 0 | 0 | 0 | 0 | 0 | 0 | 0 | 0 | 0 | 0 | 0 | 0 | 0 | 0 | 0 | 0 | 0 | 0 | 0 | 0 | 0 | 0 | 0 | 0 | 0 | 0 | 0 | 0 | 0 | 0 | 0 | 0 | 0 | 0 | 0 | 0 | 0 | 0 | 0 | 0 | 0 | 0 | 0 | 0 | 0 | 0 | 0 | 0 | 0 | 0 | 0 | 0 | 0 | 0 | 0 | 0 | 0 | 0 | 0 | 0 | 0 | 0 | 0 | 0 | 0 | 0 | 0 | 0 | 0 | 0 | 0 | 0 | 0 | 0 | 0 | 0 | 0 | 0 | 0 | 0 | 0 | 0 | 0 | 0 | 0 | 0 | 0 | 0 | 0 | 0 | 0 | 0 | 0 | 0 | 0 | 0 | 0 | 0 | 0 | 0 | 0 | 0 | 0 | 0 | 0 | 0 | 0 | 0 | 0 | 0 | 0 | 0 | 0 | 0 | 0 | 0 | 0 | 0 | 0 | 0 | 0 | 0 | 0 | 0 | 0 | 0 | 0 | 0 | 0 | 0 | 0 | 0 | 0 | 0 | 0 | 0 | 0 | 0 | 0 | 0 | 0 | 0 | 0 | 0 | 0 | 0 | 0 | 0 | 0 | 0 | 0 | 0 | 0 | 0 | 0 | 0 | 0 | 0 | 0 | 0 | 0 | 0 | 0 | 0 | 0 | 0 | 0 | 0 | 0 | 0 | 0 | 0 | 0 | 0 | 0 | 0 | 0 | 0 | 0 | 0 | 0 | 0 | 0 | 0 | 0 | 0 | 0 | 0 | 0 | 0 | 0 | 0 | 0 | 0 | 0 | 0 | 0 | 0 | 0 | 0 | 0 | 0 | 0 | 0 | 0 | 0 | 0 | 0 | 0 | 0 | 0 | 0 | 0 | 0 | 0 | 0 | 0 | 0 | 0 | 0 | 0 | 0 | 0 | 0 | 0 | 0 | 0 | 0 | 0 | 0 | 0 | 0 | 0 | 0 | 0 | 0 | 0 | 0 | 0 | 0 | 0 | 0 | 0 | 0 | 0 | 0 | 0 | 0 | 0 | 0 | 0 | 0 | 0 | 0 | 0 | 0 | 0 | 0 | 0 | 0 | 0 | 0 | 0 | 0 | 0 | 0 | 0 | 0 | 0 | 0 | 0 | 0 | 0 | 0 | 0 | 0 | 0 | 0 | 0 | 0 | 0 | 0 | 0 | 0 | 0 | 0 | 0 | 0 | 0 | 0 | 0 | 0 | 0 | 0 | 0 | 0 | 0 | 0 | 0 | 0 | 0 | 0 | 0 | 0 | 0 | 0 | 0 | 0 | 0 | 0 | 0 | 0 | 0 | 0 | 0 | 0 | 0 | 0 | 0 | 0 | 0 | 0 | 0 | 0 | 0 | 0 | 0 | 0 | 0 | 0 | 0 | 0 | 0 | 0 | 0 | 0 | 0 | 0 | 0 | 0 | 0 | 0 | 0 | 0 | 0 | 0 | 0 | 0 | 0 | 0 | 0 | 0 | 0 | 0 | 0 | 0 | 0 | 0 | 0 | 0 | 0 | 0 | 0 | 0 | 0 | 0 | 0 | 0 | 0 | 0 | 0 | 0 | 0 | 0 | 0 | 0 | 0 | 0 | 0 | 0 | 0 | 0 | 0 | 0 | 0 | 0 | 0 | 0 | 0 | 0 | 0 | 0 | 0 | 0 | 0 | 0 | 0 | 0 | 0 | 0 | 0 | 0 | 0 | 0 | 0 | 0 | 0 | 0 | 0 | 0 | 0 | 0 | 0 | 0 | 0 | 0 | 0 | 0 | 0 | 0 | 0 | 0 | 0 | 0 | 0 | 0 | 0 | 0 | 0 | 0 | 0 | 0 | 0 | 0 | 0 | 0 | 0 | 0 | 0 | 0 | 0 | 0 | 0 | 0 | 0 | 0 | 0 | 0 | 0 | 0 | 0 | 0 | 0 | 0 | 0 | 0 | 0 | 0 | 0 | 0 | 0 | 0 | 0 | 0 | 0 | 0 | 0 | 0 | 0 | 0 | 0 | 0 | 0 | 0 | 0 | 0 | 0 | 0 | 0 | 0 | 0 | 0 | 0 | 0 | 0 | 0 | 0 | 0 | 0 | 0 | 0 | 0 | 0 | 0 | 0 | 0 | 0 | 0 | 0 | 0 | 0 | 0 | 0 | 0 | 0 | 0 | 0 | 0 | 0 | 0 | 0 | 0 | 0 | 0 | 0 | 0 | 0 | 0 | 0 | 0 | 0 | 0 | 0 | 0 | 0 | 0 | 0 | 0 | 0 | 0 | 0 | 0 | 0 | 0 | 0 | 0 | 0 | 0 | 0 | 0 | 0 | 0 | 0 | 0 | 0 | 0 | 0 | 0 | 0 | 0 | 0 | 0 | 0 | 0 | 0 | 0 | 0 | 0 | 0 | 0 | 0 | 0 | 0 | 0 | 0 | 0 | 0 | 0 | 0 | 0 | 0 | 0 | 0 | 0 | 0 | 0 | 0 | 0 | 0 | 0 | 0 | 0 | 0 | 0 | 0 | 0 | 0 | 0 | 0 | 0 | 0 | 0 | 0 | 0 | 0 | 0 | 0 | 0 | 0 | 0 | 0 | 0 | 0 | 0 | 0 | 0 | 0 | 0 | 0 | 0 | 0 | 0 | 0 | 0 | 0 | 0 | 0 | 0 | 0 | 0 | 0 | 0 | 0 | 0 | 0 | 0 | 0 | 0 | 0 | 0 | 0 | 0 | 0 | 0 | 0 | 0 | 0 | 0 | 0 | 0 | 0 | 0 | 0 | 0 | 0 | 0 | 0 | 0 | 0 | 0 | 0 | 0 | 0 | 0 | 0 | 0 | 0 | 0 | 0 | 0 | 0 | 0 | 0 | 0 | 0 | 0 | 0 | 0 | 0 | 0 | 0 | 0 | 0 | 0 | 0 | 0 | 0 | 0 | 0 | 0 | 0 | 0 | 0 | 0 | 0 | 0 | 0 | 0 | 0 | 0 | 0 | 0 | 0 | 0 | 0 | 0 | 0 | 0 | 0 | 0 | 0 | 0 | 0 | 0 | 0 | 0 | 0 | 0 | 0 | 0 | 0 | 0 | 0 | 0 | 0 | 0 | 0 | 0 | 0 | 0 | 0 | 0 | 0 | 0 | 0 | 0 | 0 | 0 | 0 | 0 | 0 | 0 | 0 | 0 | 0 | 0 | 0 | 0 | 0 | 0 | 0 | 0 | 0 | 0 | 0 | 0 | 0 | 0 | 0 | 0 | 0 | 0 | 0 | 0 | 0 | 0 | 0 | 0 | 0 | 0 | 0 | 0 | 0 | 0 | 0 | 0 | 0 | 0 | 0 | 0 | 0 | 0 | 0 | 0 | 0 | 0 | 0 | 0 | 0 | 0 | 0 | 0 | 0 | 0 | 0 | 0 | 0 | 0 | 0 | 0 | 0 | 0 | 0 | 0 | 0 | 0 | 0 | 0 | 0 | 0 | 0 | 0 | 0 | 0 | 0 | 0 | 0 | 0 | 0 | 0 | 0 | 0 | 0 | 0 | 0 | 0 | 0 | 0 | 0 | 0 | 0 | 0 | 0 | 0 | 0 | 0 | 0 | 0 | 0 | 0 | 0 | 0 | 0 | 0 | 0 | 0 | 0 | 0 | 0 | 0 | 0 | 0 | 0 | 0 | 0 | 0 | 0 | 0 | 0 | 0 | 0 | 0 | 0 | 0 | 0 | 0 | 0 | 0 | 0 | 0 | 0 | 0 | 0 | 0 | 0 | 0 | 0 | 0 | 0 | 0 | 0 | 0 | 0 | 0 | 0 | 0 | 0 | 0 | 0 | 0 | 0 | 0 | 0 | 0 | 0 | 0 | 0 | 0 | 0 | 0 | 0 | 0 | 0 | 0 | 0 | 0 | 0 | 0 | 0 | 0 | 0 | 0 | 0 | 0 | 0 | 0 | 0 | 0 | 0 | 0 | 0 | 0 | 0 | 0 | 0 | 0 | 0 | 0 | 0 | 0 | 0 | 0 | 0 | 0 | 0 | 0 | 0 | 0 | 0 | 0 | 0 | 0 | 0 | 0 | 0 | 0 | 0 | 0 | 0 | 0 | 0 | 0 | 0 | 0 | 0 | 0 | 0 | 0 | 0 | 0 | 0 | 0 | 0 | 0 | 0 | 0 | 0 | 0 | 0 | 0 | 0 | 0 | 0 | 0 | 0 | 0 | 0 | 0 | 0 | 0 | 0 | 0 | 0 | 0 | 0 | 0 | 0 | 0 | 0 | 0 | 0 | 0 | 0 | 0 | 0 | 0 | 0 | 0 | 0 | 0 | 0 | 0 | 0 | 0 | 0 | 0 | 0 | 0 | 0 | 0 | 0 | 0 | 0 | 0 | 0 | 0 | 0 | 0 | 0 | 0 | 0 | 0 | 0 | 0 | 0 | 0 | 0 | 0 | 0 | 0 | 0 | 0 | 0 | 0 | 0 | 0 | 0 | 0 | 0 | 0 | 0 | 0 | 0 | 0 | 0 | 0 | 0 | 0 | 0 | 0 | 0 | 0 | 0 | 0 | 0 | 0 | 0 | 0 | 0 | 0 | 0 | 0 | 0 | 0 | 0 | 0 | 0 | 0 | 0 | 0 | 0 | 0 | 0 | 0 | 0 | 0 | 0 | 0 | 0 | 0 | 0 | 0 | 0 | 0 | 0 | 0 | 0 | 0 | 0 | 0 | 0 | 0 | 0 | 0 | 0 | 0 | 0 | 0 | 0 | 0 | 0 | 0 | 0 | 0 | 0 | 0 | 0 | 0 | 0 | 0 | 0 | 0 | 0 | 0 | 0 | 0 | 0 | 0 | 0 | 0 | 0 | 0 | 0 | 0 | 0 | 0 | 0 | 0 | 0 | 0 | 0 | 0 | 0 | 0 | 0 | 0 | 0 | 0 | 0 | 0 | 0 | 0 | 0 | 0 | 0 | 0 | 0 | 0 | 0 | 0 | 0 | 0 | 0 | 0 | 0 | 0 | 0 | 0 | 0 | 0 | 0 | 0 | 0 | 0 | 0 | 0 | 0 | 0 | 0 | 0 | 0 | 0 | 0 | 0 | 0 | 0 | 0 | 0 | 0 | 0 | 0 | 0 | 0 | 0 | 0 | 0 | 0 | 0 | 0 | 0 | 0 | 0 | 0 | 0 | 0 | 0 | 0 | 0 | 0 | 0 | 0 | 0 | 0 | 0 | 0 | 0 | 0 | 0 | 0 | 0 | 0 | 0 | 0 | 0 | 0 | 0 | 0 | 0 | 0 | 0 | 0 | 0 | 0 | 0 | 0 | 0 | 0 | 0 | 0 | 0 | 0 | 0 | 0 | 0 | 0 | 0 | 0 | 0 | 0 | 0 | 0 | 0 | 0 | 0 | 0 | 0 | 0 | 0 | 0 | 0 | 0 | 0 | 0 | 0 | 0 | 0 | 0 | 0 | 0 | 0 | 0 | 0 | 0 | 0 | 0 | 0 | 0 | 0 | 0 | 0 | 0 | 0 | 0 | 0 | 0 | 0 | 0 | 0 | 0 | 0 | 0 | 0 | 0 | 0 | 0 | 0 | 0 | 0 | 0 | 0 | 0 | 0 | 0 | 0 | 0 | 0 | 0 | 0 | 0 | 0 | 0 | 0 | 0 | 0 | 0 | 0 | 0 | 0 | 0 | 0 | 0 | 0 | 0 | 0 | 0 | 0 | 0 | 0 | 0 | 0 | 0 | 0 | 0 | 0 | 0 | 0 | 0 | 0 | 0 | 0 | 0 | 0 | 0 | 0 | 0 | 0 | 0 | 0 | 0 | 0 | 0 | 0 | 0 | 0 | 0 | 0 | 0 | 0 | 0 | 0 | 0 | 0 | 0 | 0 | 0 | 0 | 0 | 0 | 0 | 0 | 0 | 0 | 0 | 0 | 0 | 0 | 0 | 0 | 0 | 0 | 0 | 0 | 0 | 0 | 0 | 0 | 0 | 0 | 0 | 0 | 0 | 0 | 0 | 0 | 0 | 0 | 0 | 0 | 0 | 0 | 0 | 0 | 0 | 0 | 0 | 0 | 0 | 0 | 0 | 0 | 0 | 0 | 0 | 0 | 0 | 0 | 0 | 0 | 0 | 0 | 0 | 0 | 0 | 0 | 0 | 0 | 0 | 0 | 0 | 0 | 0 | 0 | 0 | 0 | 0 | 0 | 0 | 0 | 0 | 0 | 0 | 0 | 0 | 0 | 0 | 0 | 0 | 0 | 0 | 0 | 0 | 0 | 0 | 0 | 0 | 0 | 0 | 0 | 0 | 0 | 0 | 0 | 0 | 0 | 0 | 0 | 0 | 0 | 0 | 0 | 0 | 0 | 0 | 0 | 0 | 0 | 0 | 0 | 0 | 0 | 0 | 0 | 0 | 0 | 0 | 0 | 0 | 0 | 0 | 0 | 0 | 0 | 0 | 0 | 0 | 0 | 0 | 0 | 0 | 0 | 0 | 0 | 0 | 0 | 0 | 0 | 0 | 0 | 0 | 0 | 0 | 0 | 0 | 0 | 0 | 0 | 0 | 0 | 0 | 0 | 0 | 0 | 0 | 0 | 0 | 0 | 0 | 0 | 0 | 0 | 0 | 0 | 0 | 0 | 0 | 0 | 0 | 0 | 0 | 0 | 0 | 0 | 0 | 0 | 0 | 0 | 0 | 0 | 0 | 0 | 0 | 0 | 0 | 0 | 0 | 0 | 0 | 0 | 0 | 0 | 0 | 0 | 0 | 0 | 0 | 0 | 0 | 0 | 0 | 0 | 0 | 0 | 0 | 0 | 0 | 0 | 0 | 0 | 0 | 0 | 0 | 0 | 0 | 0 | 0 | 0 | 0 | 0 | 0 | 0 | 0 | 0 | 0 | 0 | 0 | 0 | 0 | 0 | 0 | 0 | 0 | 0 | 0 | 0 | 0 | 0 | 0 | 0 | 0 | 0 | 0 | 0 | 0 | 0 | 0 | 0 | 0 | 0 | 0 | 0 | 0 | 0 | 0 | 0 | 0 | 0 | 0 | 0 | 0 | 0 | 0 | 0 | 0 | 0 | 0 | 0 | 0 | 0 | 0 | 0 | 0 | 0 | 0 | 0 | 0 | 0 | 0 | 0 | 0 | 0 | 0 | 0 | 0 | 0 | 0 | 0 | 0 | 0 | 0 | 0 | 0 | 0 | 0 | 0 | 0 | 0 | 0 | 0 | 0 | 0 | 0 | 0 | 0 | 0 | 0 | 0 | 0 | 0 | 0 | 0 | 0 | 0 | 0 | 0 | 0 | 0 | 0 | 0 | 0 | 0 | 0 | 0 | 0 | 0 | 0 | 0 | 0 | 0 | 0 | 0 | 0 | 0 | 0 | 0 | 0 | 0 | 0 | 0 | 0 | 0 | 0 | 0 | 0 | 0 | 0 | 0 | 0 | 0 | 0 | 0 | 0 | 0 | 0 | 0 | 0 | 0 | 0 | 0 | 0 | 0 | 0 | 0 | 0 | 0 | 0 | 0 | 0 | 0 | 0 | 0 | 0 | 0 | 0 | 0 | 0 | 0 | 0 | 0 | 0 | 0 | 0 | 0 | 0 | 0 | 0 | 0 | 0 | 0 | 0 | 0 | 0 | 0 | 0 | 0 | 0 | 0 | 0 | 0 | 0 | 0 | 0 | 0 | 0 | 0 | 0 | 0 | 0 | 0 | 0 | 0 | 0 | 0 | 0 | 0 | 0 | 0 | 0 | 0 | 0 | 0 | 0 | 0 | 0 | 0 | 0 | 0 | 0 | 0 | 0 | 0 | 0 | 0 | 0 | 0 | 0 | 0 | 0 | 0 | 0 | 0 | 0 | 0 | 0 | 0 | 0 | 0 | 0 | 0 | 0 | 0 | 0 | 0 | 0 | 0 | 0 | 0 | 0 | 0 | 0 | 0 | 0 | 0 | 0 | 0 | 0 | 0 | 0 | 0 | 0 | 0 | 0 | 0 | 0 | 0 | 0 | 0 | 0 | 0 | 0 | 0 | 0 | 0 | 0 | 0 | 0 | 0 | 0 | 0 | 0 | 0 | 0 | 0 | 0 | 0 | 0 | 0 | 0 | 0 | 0 | 0 | 0 | 0 | 0 | 0 | 0 | 0 | 0 | 0 | 0 | 0 | 0 | 0 | 0 | 0 | 0 | 0 | 0 | 0 | 0 | 0 | 0 | 0 | 0 | 0 | 0 | 0 | 0 | 0 | 0 | 0 | 0 | 0 | 0 | 0 | 0 | 0 | 0 | 0 | 0 | 0 | 0 | 0 | 0 | 0 | 0 | 0 | 0 | 0 | 0 | 0 | 0 | 0 | 0 | 0 | 0 | 0 | 0 | 0 | 0 | 0 | 0 | 0 | 0 | 0 | 0 | 0 | 0 | 0 | 0 | 0 | 0 | 0 | 0 | 0 | 0 | 0 | 0 | 0 | 0 | 0 | 0 | 0 | 0 | 0 | 0 | 0 | 0 | 0 | 0 | 0 | 0 | 0 | 0 | 0 | 0 | 0 | 0 | 0 | 0 | 0 | 0 | 0 | 0 | 0 | 0 | 0 | 0 | 0 | 0 | 0 | 0 | 0 | 0 | 0 | 0 | 0 | 0 | 0 | 0 | 0 | 0 | 0 | 0 | 0 | 0 | 0 | 0 | 0 | 0 | 0 | 0 | 0 | 0 | 0 | 0 | 0 | 0 | 0 | 0 | 0 | 0 | 0 | 0 | 0 | 0 | 0 | 0 | 0 | 0 | 0 | 0 | 0 | 0 | 0 | 0 | 0 | 0 | 0 | 0 | 0 | 0 | 0 | 0 | 0 | 0 | 0 | 0 | 0 | 0 | 0 | 0 | 0 | 0 | 0 | 0 | 0 | 0 | 0 | 0 | 0 | 0 | 0 | 0 | 0 | 0 | 0 | 0 | 0 | 0 | 0 | 0 | 0 | 0 | 0 | 0 | 0 | 0 | 0 | 0 | 0 | 0 | 0 | 0 | 0 | 0 | 0 | 0 | 0 | 0 | 0 | 0 | 0 | 0 | 0 | 0 | 0 | 0 | 0 | 0 | 0 | 0 | 0 | 0 | 0 | 0 | 0 | 0 | 0 | 0 | 0 | 0 | 0 | 0 | 0 | 0 | 0 | 0 | 0 | 0 | 0 | 0 | 0 | 0 | 0 | 0 | 0 | 0 | 0 | 0 | 0 | 0 | 0 | 0 | 0 | 0 | 0 | 0 | 0 | 0 | 0 | 0 | 0 | 0 | 0 | 0 | 0 | 0 | 0 | 0 | 0 | 0 | 0 | 0 | 0 | 0 | 0 | 0 | 0 | 0 | 0 | 0 | 0 | 0 | 0 | 0 | 0 | 0 | 0 | 0 | 0 | 0 | 0 | 0 | 0 | 0 | 0 | 0 | 0 | 0 | 0 | 0 | 0 | 0 | 0 | 0 | 0 | 0 | 0 | 0 | 0 | 0 | 0 | 0 | 0 | 0 | 0 | 0 | 0 | 0 | 0 | 0 | 0 | 0 | 0 | 0 | 0 | 0 | 0 | 0 | 0 | 0 | 0 | 0 | 0 | 0 | 0 | 0 | 0 | 0 | 0 | 0 | 0 | 0 | 0 | 0 | 0 | 0 | 0 | 0 | 0 | 0 | 0 | 0 | 0 | 0 | 0 | 0 | 0 | 0 | 0 | 0 | 0 | 0 | 0 | 0 | 0 | 0 | 0 | 0 | 0 | 0 | 0 | 0 | 0 | 0 | 0 | 0 | 0 | 0 | 0 | 0 | 0 | 0 | 0 | 0 | 0 | 0 | 0 | 0 | 0 | 0 | 0 | 0 | 0 | 0 | 0 | 0 | 0 | 0 | 0 | 0 | 0 | 0 | 0 | 0 | 0 | 0 | 0 | 0 | 0 | 0 | 0 | 0 | 0 | 0 | 0 | 0 | 0 | 0 | 0 | 0 | 0 | 0 | 0 | 0 | 0 | 0 | 0 | 0 | 0 | 0 | 0 | 0 | 0 | 0 | 0 | 0 | 0 | 0 | 0 | 0 | 0 | 0 | 0 | 0 | 0 | 0 | 0 | 0 | 0 | 0 | 0 | 0 | 0 | 0 | 0 | 0 | 0 | 0 | 0 | 0 | 0 | 0 | 0 | 0 | 0 | 0 | 0 | 0 | 0 | 0 | 0 | 0 | 0 | 0 | 0 | 0 | 0 | 0 | 0 | 0 | 0 | 0 | 0 | 0 | 0 | 0 | 0 | 0 | 0 | 0 | 0 | 0 | 0 | 0 | 0 | 0 | 0 | 0 | 0 | 0 | 0 | 0 | 0 | 0 | 0 | 0 | 0 | 0 | 0 | 0 | 0 | 0 | 0 | 0 | 0 | 0 | 0 | 0 | 0 | 0 | 0 | 0 | 0 | 0 | 0 | 0 | 0 | 0 | 0 | 0 | 0 | 0 | 0 | 0 | 0 | 0 | 0 | 0 | 0 | 0 | 0 | 0 | 0 | 0 | 0 | 0 | 0 | 0 | 0 | 0 | 0 | 0 | 0 | 0 | 0 | 0 | 0 | 0 | 0 | 0 | 0 | 0 | 0 | 0 | 0 | 0 | 0 | 0 | 0 | 0 | 0 | 0 | 0 | 0 | 0 | 0 | 0 | 0 | 0 | 0 | 0 | 0 | 0 | 0 | 0 | 0 | 0 | 0 | 0 | 0 | 0 | 0 | 0 | 0 | 0 | 0 | 0 | 0 | 0 | 0 | 0 | 0 | 0 | 0 | 0 | 0 | 0 | 0 | 0 | 0 | 0 | 0 | 0 | 0 | 0 | 0 | 0 | 0 | 0 | 0 | 0 | 0 | 0 | 0 | 0 | 0 | 0 | 0 | 0 | 0 | 0 | 0 | 0 | 0 | 0 | 0 | 0 | 0 | 0 | 0 | 0 | 0 | 0 | 0 | 0 | 0 | 0 | 0 | 0 | 0 | 0 | 0 | 0 | 0 | 0 | 0 | 0 | 0 | 0 | 0 | 0 | 0 | 0 | 0 | 0 | 0 | 0 | 0 | 0 | 0 | 0 | 0 | 0 | 0 | 0 | 0 | 0 | 0 | 0 | 0 | 0 | 0 | 0 | 0 | 0 | 0 | 0 | 0 | 0 | 0 | 0 | 0 | 0 | 0 | 0 | 0 | 0 | 0 | 0 | 0 | 0 | 0 | 0 | 0 | 0 | 0 | 0 | 0 | 0 | 0 | 0 | 0 | 0 | 0 | 0 | 0 | 0 | 0 | 0 | 0 | 0 | 0 | 0 | 0 | 0 | 0 | 0 | 0 | 0 | 0 | 0 | 0 | 0 | 0 | 0 | 0 | 0 | 0 | 0 | 0 | 0 | 0 | 0 | 0 | 0 | 0 | 0 | 0 | 0 | 0 | 0 | 0 | 0 | 0 | 0 | 0 | 0 | 0 | 0 | 0 | 0 | 0 | 0 | 0 | 0 | 0 | 0 | 0 | 0 | 0 | 0 | 0 | 0 | 0 | 0 | 0 | 0 | 0 | 0 | 0 | 0 | 0 | 0 | 0 | 0 | 0 | 0 | 0 | 0 | 0 | 0 | 0 | 0 | 0 | 0 | 0 | 0 | 0 | 0 | 0 | 0 | 0 | 0 | 0 | 0 | 0 | 0 | 0 | 0 | 0 | 0 | 0 | 0 | 0 | 0 | 0 | 0 | 0 | 0 | 0 | 0 | 0 | 0 | 0 | 0 | 0 | 0 | 0 | 0 | 0 | 0 | 0 | 0 | 0 | 0 | 0 | 0 | 0 | 0 | 0 | 0 | 0 | 0 | 0 | 0 | 0 | 0 | 0 | 0 | 0 | 0 | 0 | 0 | 0 | 0 | 0 | 0 | 0 | 0 | 0 | 0 | 0 | 0 | 0 | 0 | 0 | 0 | 0 | 0 | 0 | 0 | 0 | 0 | 0 | 0 | 0 | 0 | 0 | 0 | 0 | 0 | 0 | 0 | 0 | 0 | 0 | 0 | 0 | 0 | 0 | 0 | 0 | 0 | 0 | 0 | 0 | 0 | 0 | 0 | 0 | 0 | 0 | 0 | 0 | 0 | 0 | 0 | 0 | 0 | 0 | 0 | 0 | 0 | 0 | 0 | 0 | 0 | 0 | 0 | 0 | 0 | 0 | 0 | 0 | 0 | 0 | 0 | 0 | 0 | 0 | 0 | 0 | 0 | 0 | 0 | 0 | 0 | 0 | 0 | 0 | 0 | 0 | 0 | 0 | 0 | 0 | 0 | 0 | 0 | 0 | 0 | 0 | 0 | 0 | 0 | 0 | 0 | 0 | 0 | 0 | 0 | 0 | 0 | 0 | 0 | 0 | 0 | 0 | 0 | 0 | 0 | 0 | 0 | 0 | 0 | 0 | 0 | 0 | 0 | 0 | 0 | 0 | 0 | 0 | 0 | 0 | 0 | 0 | 0 | 0 | 0 | 0 | 0 | 0 | 0 | 0 | 0 | 0 | 0 | 0 | 0 | 0 | 0 | 0 | 0 | 0 | 0 | 0 | 0 | 0 | 0 | 0 | 0 | 0 | 0 | 0 | 0 | 0 | 0 | 0 | 0 | 0 | 0 | 0 | 0 | 0 | 0 | 0 | 0 | 0 | 0 | 0 | 0 | 0 | 0 | 0 | 0 | 0 | 0 | 0 | 0 | 0 | 0 | 0 | 0 | 0 | 0 | 0 | 0 | 0 | 0 | 0 | 0 | 0 | 0 | 0 | 0 | 0 | 0 | 0 | 0 | 0 | 0 | 0 | 0 | 0 | 0 | 0 | 0 | 0 | 0 | 0 | 0 | 0 | 0 | 0 | 0 | 0 | 0 | 0 | 0 | 0 | 0 | 0 | 0 | 0 | 0 | 0 | 0 | 0 | 0 | 0 | 0 | 0 | 0 | 0 | 0 | 0 | 0 | 0 | 0 | 0 | 0 | 0 | 0 | 0 | 0 | 0 | 0 | 0 | 0 | 0 | 0 | 0 | 0 | 0 | 0 | 0 | 0 | 0 | 0 | 0 | 0 | 0 | 0 | 0 | 0 | 0 | 0 | 0 | 0 | 0 | 0 | 0 | 0 | 0 | 0 | 0 | 0 | 0 | 0 | 0 | 0 | 0 | 0 | 0 | 0 | 0 | 0 | 0 | 0 | 0 | 0 | 0 | 0 | 0 | 0 | 0 | 0 | 0 | 0 | 0 | 0 | 0 | 0 | 0 | 0 | 0 | 0 | 0 | 0 | 0 | 0 | 0 | 0 | 0 | 0 | 0 | 0 | 0 | 0 | 0 | 0 | 0 | 0 | 0 | 0 | 0 | 0 | 0 | 0 | 0 | 0 | 0 | 0 | 0 | 0 | 0 | 0 | 0 | 0 | 0 | 0 | 0 | 0 | 0 | 0 | 0 | 0 | 0 | 0 | 0 | 0 | 0 | 0 | 0 | 0 | 0 | 0 | 0 | 0 | 0 | 0 | 0 | 0 | 0 | 0 | 0 | 0 | 0 | 0 | 0 | 0 | 0 | 0 | 0 | 0 | 0 | 0 | 0 | 0 | 0 | 0 | 0 | 0 | 0 | 0 | 0 | 0 | 0 | 0 | 0 | 0 | 0 | 0 | 0 | 0 | 0 | 0 | 0 | 0 | 0 | 0 | 0 | 0 | 0 | 0 | 0 | 0 | 0 | 0 | 0 | 0 | 0 | 0 | 0 | 0 | 0 | 0 | 0 | 0 | 0 | 0 | 0 | 0 | 0 | 0 | 0 | 0 | 0 | 0 | 0 | 0 | 0 | 0 | 0 | 0 | 0 | 0 | 0 | 0 | 0 | 0 | 0 | 0 | 0 | 0 | 0 | 0 | 0 | 0 | 0 | 0 | 0 | 0 | 0 | 0 | 0 | 0 | 0 | 0 | 0 | 0 | 0 | 0 | 0 | 0 | 0 | 0 | 0 | 0 | 0 | 0 | 0 | 0 | 0 | 0 | 0 | 0 | 0 | 0 | 0 | 0 | 0 | 0 | 0 | 0 | 0 | 0 | 0 | 0 | 0 | 0 | 0 | 0 | 0 | 0 | 0 | 0 | 0 | 0 | 0 | 0 | 0 | 0 | 0 | 0 | 0 | 0 | 0 | 0 | 0 | 0 | 0 | 0 | 0 | 0 | 0 | 0 | 0 | 0 | 0 | 0 | 0 | 0 | 0 | 0 | 0 | 0 | 0 | 0 | 0 | 0 | 0 | 0 | 0 | 0 | 0 | 0 | 0 | 0 | 0 | 0 | 0 | 0 | 0 | 0 | 0 | 0 | 0 | 0 | 0 | 0 | 0 | 0 | 0 | 0 | 0 | 0 | 0 | 0 | 0 | 0 | 0 | 0 | 0 | 0 | 0 | 0 | 0 | 0 | 0 | 0 | 0 | 0 | 0 | 0 | 0 | 0 | 0 | 0 | 0 | 0 | 0 | 0 | 0 | 0 | 0 | 0 | 0 | 0 | 0 | 0 | 0 | 0 | 0 | 0 | 0 | 0 | 0 | 0 | 0 | 0 | 0 | 0 | 0 | 0 | 0 | 0 | 0 | 0 | 0 | 0 | 0 | 0 | 0 | 0 | 0 | 0 | 0 | 0 | 0 | 0 | 0 | 0 | 0 | 0 | 0 | 0 | 0 | 0 | 0 | 0 | 0 | 0 | 0 | 0 | 0 | 0 | 0 | 0 | 0 | 0 | 0 | 0 | 0 | 0 | 0 | 0 | 0 | 0 | 0 | 0 | 0 | 0 | 0 | 0 | 0 | 0 | 0 | 0 | 0 | 0 | 0 | 0 | 0 | 0 | 0 | 0 | 0 | 0 | 0 | 0 | 0 | 0 | 0 | 0 | 0 | 0 | 0 | 0 | 0 | 0 | 0 | 0 | 0 | 0 | 0 | 0 | 0 | 0 | 0 | 0 | 0 | 0 | 0 | 0 | 0 | 0 | 0 | 0 | 0 | 0 | 0 | 0 | 0 | 0 | 0 | 0 | 0 | 0 | 0 | 0 | 0 | 0 | 0 | 0 | 0 | 0 | 0 | 0 | 0 | 0 | 0 | 0 | 0 | 0 | 0 | 0 | 0 | 0 | 0 | 0 | 0 | 0 | 0 | 0 | 0 | 0 | 0 | 0 | 0 | 0 | 0 | 0 | 0 | 0 | 0 | 0 | 0 | 0 | 0 | 0 | 0 | 0 | 0 | 0 | 0 | 0 | 0 | 0 | 0 | 0 | 0 | 0 | 0 | 0 | 0 | 0 | 0 | 0 | 0 | 0 | 0 | 0 | 0 | 0 | 0 | 0 | 0 | 0 | 0 | 0 | 0 | 0 | 0 | 0 | 0 | 0 | 0 | 0 | 0 | 0 | 0 | 0 | 0 | 0 | 0 | 0 | 0 | 0 | 0 | 0 | 0 | 0 | 0 | 0 | 0 | 0 | 0 | 0 | 0 | 0 | 0 | 0 | 0 | 0 | 0 | 0 | 0 | 0 | 0 | 0 | 0 | 0 | 0 | 0 | 0 | 0 | 0 | 0 | 0 | 0 | 0 | 0 | 0 | 0 | 0 | 0 | 0 | 0 | 0 | 0 | 0 | 0 | 0 | 0 | 0 | 0 | 0 | 0 | 0 | 0 | 0 | 0 | 0 | 0 | 0 | 0 | 0 | 0 | 0 | 0 | 0 | 0 | 0 | 0 | 0 | 0 | 0 | 0 | 0 | 0 | 0 | 0 | 0 | 0 | 0 | 0 | 0 | 0 | 0 | 0 | 0 | 0 | 0 | 0 | 0 | 0 | 0 | 0 | 0 | 0 | 0 | 0 | 0 | 0 | 0 | 0 | 0 | 0 | 0 | 0 | 0 | 0 | 0 | 0 | 0 | 0 | 0 | 0 | 0 | 0 | 0 | 0 | 0 | 0 | 0 | 0 | 0 | 0 | 0 | 0 | 0 | 0 | 0 | 0 | 0 | 0 | 0 | 0 | 0 | 0 | 0 | 0 | 0 | 0 | 0 | 0 | 0 | 0 | 0 | 0 | 0 | 0 | 0 | 0 | 0 | 0 | 0 | 0 | 0 | 0 | 0 | 0 | 0 | 0 | 0 | 0 | 0 | 0 | 0 | 0 | 0 | 0 | 0 | 0 | 0 | 0 | 0 | 0 | 0 | 0 | 0 | 0 | 0 | 0 | 0 | 0 | 0 | 0 | 0 | 0 | 0 | 0 | 0 | 0 | 0 | 0 | 0 | 0 | 0 | 0 | 0 | 0 | 0 | 0 | 0 | 0 | 0 | 0 | 0 | 0 | 0 | 0 | 0 | 0 | 0 | 0 | 0 | 0 | 0 | 0 | 0 | 0 | 0 | 0 | 0 | 0 | 0 | 0 | 0 | 0 | 0 | 0 | 0 | 0 | 0 | 0 | 0 | 0 | 0 | 0 | 0 | 0 | 0 | 0 | 0 | 0 | 0 | 0 | 0 | 0 | 0 | 0 | 0 | 0 | 0 | 0 | 0 | 0 | 0 | 0 | 0 | 0 | 0 | 0 | 0 | 0 | 0 | 0 | 0 | 0 | 0 | 0 | 0 | 0 | 0 | 0 | 0 | 0 | 0 | 0 | 0 | 0 | 0 | 0 | 0 | 0 | 0 | 0 | 0 | 0 | 0 | 0 | 0 | 0 | 0 | 0 | 0 | 0 | 0 | 0 | 0 | 0 | 0 | 0 | 0 | 0 | 0 | 0 | 0 | 0 | 0 | 0 | 0 | 0 | 0 | 0 | 0 | 0 | 0 | 0 | 0 | 0 | 0 | 0 | 0 | 0 | 0 | 0 | 0 | 0 | 0 | 0 | 0 | 0 | 0 | 0 | 0 | 0 | 0 | 0 | 0 | 0 | 0 | 0 | 0 | 0 | 0 | 0 | 0 | 0 | 0 | 0 | 0 | 0 | 0 | 0 | 0 | 0 | 0 | 0 | 0 | 0 | 0 | 0 | 0 | 0 | 0 | 0 | 0 | 0 | 0 | 0 | 0 | 0 | 0 | 0 | 0 | 0 | 0 | 0 | 0 | 0 | 0 | 0 | 0 | 0 | 0 | 0 | 0 | 0 | 0 | 0 | 0 | 0 | 0 | 0 | 0 | 0 | 0 | 0 | 0 | 0 | 0 | 0 | 0 | 0 | 0 | 0 | 0 | 0 | 0 | 0 | 0 | 0 | 0 | 0 | 0 | 0 | 0 | 0 | 0 | 0 | 0 | 0 | 0 | 0 | 0 | 0 | 0 | 0 | 0 | 0 | 0 | 0 | 0 | 0 | 0 | 0 | 0 | 0 | 0 | 0 | 0 | 0 | 0 | 0 | 0 | 0 | 0 | 0 | 0 | 0 | 0 | 0 | 0 | 0 | 0 | 0 | 0 | 0 | 0 | 0 | 0 | 0 | 0 | 0 | 0 | 0 | 0 | 0 | 0 | 0 | 0 | 0 | 0 | 0 | 0 | 0 | 0 | 0 | 0 | 0 | 0 | 0 | 0 | 0 | 0 | 0 | 0 | 0 | 0 | 0 | 0 | 0 | 0 | 0 | 0 | 0 | 0 | 0 | 0 | 0 | 0 | 0 | 0 | 0 | 0 | 0 | 0 | 0 | 0 | 0 | 0 | 0 | 0 | 0 | 0 | 0 | 0 | 0 | 0 | 0 | 0 | 0 | 0 | 0 | 0 | 0 | 0 | 0 | 0 | 0 | 0 | 0 | 0 | 0 | 0 | 0 | 0 | 0 | 0 | 0 | 0 | 0 | 0 | 0 | 0 | 0 | 0 | 0 | 0 | 0 | 0 | 0 | 0 | 0 | 0 | 0 | 0 | 0 | 0 | 0 | 0 | 0 | 0 | 0 | 0 | 0 | 0 | 0 | 0 | 0 | 0 | 0 | 0 | 0 | 0 | 0 | 0 | 0 | 0 | 0 | 0 | 0 | 0 | 0 | 0 | 0 | 0 | 0 | 0 | 0 | 0 | 0 | 0 | 0 | 0 | 0 | 0 | 0 | 0 | 0 | 0 | 0 | 0 | 0 | 0 | 0 | 0 | 0 | 0 | 0 | 0 | 0 | 0 | 0 | 0 | 0 | 0 | 0 | 0 | 0 | 0 | 0 | 0 | 0 | 0 | 0 | 0 | 0 | 0 | 0 | 0 | 0 | 0 | 0 | 0
lung deposition fraction k | k | uniform | 0.43 | 0.65 | - | The fraction of inhaled aerosols that deposit in the respiratory tract of a susceptible individual | k | 0.44186 | 0.4987 | 0.49058 | 0.48495 | 0.5605 | 0.4305 | 0.55839 | 0.47615 | 0.54669 | 0.61164 | 0.59576 | 0.53795 | 0.50773 | 0.50722 | 0.6293 | 0.46375 | 0.53438 | 0.63686 | 0.4984 | 0.50404 | 0.59962 | 0.43053 | 0.59291 | 0.52487 | 0.5962 | 0.45766 | 0.61646 | 0.6205 | 0.47893 | 0.55245 | 0.54782 | 0.43379 | 0.58995 | 0.62933 | 0.62843 | 0.64353 | 0.59942 | 0.63208 | 0.55938 | 0.45384 | 0.50341 | 0.55931 | 0.62019 | 0.44306 | 0.56291 | 0.58699 | 0.53611 | 0.63892 | 0.48016 | 0.53576 | 0.53635 | 0.49033 | 0.57235 | 0.50247 | 0.46027 | 0.62631 | 0.58243 | 0.58229 | 0.54194 | 0.59154 | 0.49778 | 0.48449 | 0.51533 | 0.56906 | 0.49535 | 0.5591 | 0.63035 | 0.60252 | 0.43254 | 0.57585 | 0.4629 | 0.61054 | 0.48356 | 0.4961 | 0.53617 | 0.51781 | 0.47472 | 0.56252 | 0.58002 | 0.56009 | 0.60678 | 0.5558 | 0.51199 | 0.60371 | 0.51788 | 0.63292 | 0.53398 | 0.60054 | 0.4832 | 0.43191 | 0.486 | 0.52516 | 0.60685 | 0.49584 | 0.57542 | 0.64023 | 0.47373 | 0.6241 | 0.50904 | 0.44893 | 0.54502 | 0.58633 | 0.55264 | 0.43961 | 0.64905 | 0.62281 | 0.45253 | 0.58415 | 0.52113 | 0.55727 | 0.56894 | 0.50193 | 0.63208 | 0.48852 | 0.51149 | 0.49017 | 0.62016 | 0.51466 | 0.58744 | 0.59765 | 0.46475 | 0.49675 | 0.55139 | 0.59226 | 0.46624 | 0.57882 | 0.48842 | 0.59025 | 0.43114 | 0.53554 | 0.57338 | 0.64647 | 0.50956 | 0.50426 | 0.53504 | 0.53685 | 0.50161 | 0.5295 | 0.4747 | 0.63333 | 0.53887 | 0.43722 | 0.59411 | 0.59094 | 0.47931 | 0.58557 | 0.55386 | 0.60676 | 0.57646 | 0.61303 | 0.49839 | 0.62251 | 0.52651 | 0.46456 | 0.55495 | 0.52852 | 0.54553 | 0.58634 | 0.61396 | 0.56325 | 0.49698 | 0.43359 | 0.56653 | 0.51774 | 0.47828 | 0.56284 | 0.47949 | 0.64337 | 0.64235 | 0.50267 | 0.51602 | 0.55934 | 0.49278 | 0.45345 | 0.50958 | 0.52366 | 0.51954 | 0.64954 | 0.46371 | 0.60854 | 0.56559 | 0.53512 | 0.54212 | 0.59269 | 0.57374 | 0.60189 | 0.53112 | 0.48977 | 0.48153 | 0.61634 | 0.61884 | 0.43918 | 0.46357 | 0.54298 | 0.43087 | 0.512 | 0.5157 | 0.62485 | 0.55775 | 0.47649 | 0.49887 | 0.56456 | 0.45511 | 0.50485 | 0.52904 | 0.60431 | 0.46531 | 0.54411 | 0.59863 | 0.58085 | 0.55535 | 0.43976 | 0.54316 | 0.54908 | 0.44497 | 0.60821 | 0.63109 | 0.52134 | 0.61185 | 0.47376 | 0.59999 | 0.64737 | 0.54653 | 0.46514 | 0.50566 | 0.56692 | 0.45876 | 0.63719 | 0.49537 | 0.43551 | 0.48208 | 0.48442 | 0.53706 | 0.48402 | 0.51176 | 0.43134 | 0.57868 | 0.60355 | 0.48732 | 0.55691 | 0.63187 | 0.45356 | 0.60352 | 0.56337 | 0.58926 | 0.43958 | 0.57877 | 0.47656 | 0.52584 | 0.60609 | 0.45887 | 0.56004 | 0.56469 | 0.54478 | 0.62116 | 0.45389 | 0.63215 | 0.52718 | 0.47388 | 0.58874 | 0.61152 | 0.54691 | 0.4339 | 0.56886 | 0.62168 | 0.45816 | 0.58404 | 0.59898 | 0.48632 | 0.51502 | 0.59365 | 0.58746 | 0.45627 | 0.55067 | 0.47242 | 0.63406 | 0.51557 | 0.51885 | 0.55558 | 0.48716 | 0.58635 | 0.50499 | 0.4587 | 0.62115 | 0.45689 | 0.581 | 0.53252 | 0.57565 | 0.60194 | 0.60067 | 0.5164 | 0.43139 | 0.5672 | 0.6289 | 0.46771 | 0.46459 | 0.47221 | 0.58283 | 0.55112 | 0.49586 | 0.55405 | 0.58299 | 0.53478 | 0.53742 | 0.50024 | 0.61006 | 0.6237 | 0.59663 | 0.64578 | 0.52629 | 0.49056 | 0.54652 | 0.55783 | 0.44631 | 0.4825 | 0.58509 | 0.57838 | 0.53737 | 0.64316 | 0.46629 | 0.55555 | 0.49261 | 0.44732 | 0.46965 | 0.55669 | 0.5339 | 0.5999 | 0.45841 | 0.50269 | 0.44699 | 0.46735 | 0.60143 | 0.64691 | 0.64746 | 0.4598 | 0.64734 | 0.63522 | 0.56267 | 0.4723 | 0.48673 | 0.62165 | 0.56634 | 0.4922 | 0.59528 | 0.52281 | 0.59378 | 0.46217 | 0.54382 | 0.56001 | 0.56789 | 0.43744 | 0.55983 | 0.60503 | 0.4838 | 0.64498 | 0.43228 | 0.55408 | 0.48276 | 0.49522 | 0.56304 | 0.5341 | 0.57633 | 0.5433 | 0.61178 | 0.55803 | 0.55358 | 0.62478 | 0.46981 | 0.55866 | 0.55013 | 0.63013 | 0.5548 | 0.51233 | 0.44115 | 0.59525 | 0.61557 | 0.58713 | 0.603 | 0.44596 | 0.46879 | 0.59538 | 0.58473 | 0.43666 | 0.49706 | 0.5692 | 0.54495 | 0.55014 | 0.54941 | 0.62488 | 0.56523 | 0.62152 | 0.62831 | 0.59242 | 0.53535 | 0.5113 | 0.53333 | 0.49045 | 0.43084 | 0.60079 | 0.53993 | 0.45588 | 0.57492 | 0.62603 | 0.53573 | 0.49535 | 0.63865 | 0.52832 | 0.49078 | 0.45892 | 0.51981 | 0.59405 | 0.63517 | 0.60326 | 0.59468 | 0.46609 | 0.49176 | 0.47435 | 0.57123 | 0.5807 | 0.43859 | 0.59095 | 0.44618 | 0.57775 | 0.64288 | 0.43475 | 0.64572 | 0.49518 | 0.48976 | 0.4662 | 0.52413 | 0.54202 | 0.43727 | 0.54 | 0.60892 | 0.58807 | 0.59448 | 0.54617 | 0.64157 | 0.47477 | 0.52183 | 0.48943 | 0.48503 | 0.61645 | 0.52176 | 0.57411 | 0.59234 | 0.5315 | 0.53494 | 0.43688 | 0.50512 | 0.43503 | 0.5345 | 0.45153 | 0.44428 | 0.57838 | 0.63215 | 0.44849 | 0.50464 | 0.43612 | 0.52812 | 0.49328 | 0.61381 | 0.60358 | 0.49832 | 0.45597 | 0.61784 | 0.52597 | 0.63482 | 0.61829 | 0.56791 | 0.45363 | 0.49322 | 0.45022 | 0.5793 | 0.60086 | 0.55898 | 0.62297 | 0.54889 | 0.45582 | 0.50151 | 0.47409 | 0.52668 | 0.49591 | 0.58341 | 0.54991 | 0.54556 | 0.64508 | 0.54276 | 0.59642 | 0.48027 | 0.64232 | 0.48442 | 0.62813 | 0.56622 | 0.56971 | 0.54053 | 0.55988 | 0.58246 | 0.53824 | 0.58568 | 0.60207 | 0.63105 | 0.57438 | 0.44964 | 0.64597 | 0.59289 | 0.56141 | 0.54334 | 0.52845 | 0.59285 | 0.57581 | 0.57671 | 0.47243 | 0.64614 | 0.48047 | 0.47545 | 0.57717 | 0.47991 | 0.43688 | 0.54686 | 0.43322 | 0.64139 | 0.58876 | 0.44852 | 0.54526 | 0.48737 | 0.62835 | 0.59801 | 0.46305 | 0.62112 | 0.53672 | 0.43422 | 0.58582 | 0.5253 | 0.6057 | 0.58485 | 0.4339 | 0.50587 | 0.54425 | 0.44124 | 0.52964 | 0.6225 | 0.46426 | 0.58247 | 0.43967 | 0.51959 | 0.52154 | 0.56673 | 0.63905 | 0.49455 | 0.62949 | 0.56725 | 0.44365 | 0.49643 | 0.55995 | 0.50615 | 0.47835 | 0.57229 | 0.5296 | 0.50067 | 0.63823 | 0.44101 | 0.43676 | 0.62009 | 0.49463 | 0.63639 | 0.4727 | 0.61945 | 0.5737 | 0.47287 | 0.49415 | 0.48869 | 0.49544 | 0.48744 | 0.51448 | 0.57616 | 0.61196 | 0.5693 | 0.43071 | 0.52225 | 0.43683 | 0.56835 | 0.60905 | 0.59695 | 0.59849 | 0.64203 | 0.51163 | 0.51302 | 0.48135 | 0.52881 | 0.44769 | 0.62685 | 0.56337 | 0.52293 | 0.47796 | 0.61654 | 0.52786 | 0.52204 | 0.55919 | 0.58366 | 0.45321 | 0.6403 | 0.60317 | 0.5274 | 0.45614 | 0.46789 | 0.61209 | 0.44117 | 0.50516 | 0.53986 | 0.45151 | 0.52759 | 0.5516 | 0.55525 | 0.43759 | 0.50452 | 0.50735 | 0.45354 | 0.61591 | 0.49105 | 0.43846 | 0.44838 | 0.61011 | 0.45389 | 0.57533 | 0.58174 | 0.63859 | 0.59379 | 0.4643 | 0.55092 | 0.4406 | 0.57349 | 0.51542 | 0.4723 | 0.57145 | 0.47764 | 0.60318 | 0.523 | 0.58971 | 0.62819 | 0.4835 | 0.63819 | 0.55385 | 0.5678 | 0.49453 | 0.45817 | 0.63226 | 0.44599 | 0.53061 | 0.57759 | 0.55708 | 0.51613 | 0.53109 | 0.51573 | 0.58262 | 0.6421 | 0.50593 | 0.4533 | 0.54627 | 0.46256 | 0.53642 | 0.44845 | 0.54385 | 0.54814 | 0.59244 | 0.45492 | 0.62194 | 0.54245 | 0.4501 | 0.49349 | 0.46658 | 0.62792 | 0.57926 | 0.60426 | 0.438 | 0.49985 | 0.55575 | 0.55914 | 0.49755 | 0.62829 | 0.4419 | 0.56795 | 0.63915 | 0.54368 | 0.53105 | 0.55896 | 0.45458 | 0.61472 | 0.46152 | 0.6016 | 0.52718 | 0.4437 | 0.49739 | 0.61017 | 0.43385 | 0.62368 | 0.46379 | 0.4638 | 0.57365 | 0.46464 | 0.50169 | 0.57036 | 0.43087 | 0.58942 | 0.60219 | 0.53687 | 0.5594 | 0.43345 | 0.63402 | 0.58016 | 0.51205 | 0.56245 | 0.64128 | 0.43608 | 0.61652 | 0.61663 | 0.57847 | 0.57066 | 0.46951 | 0.54759 | 0.612 | 0.53122 | 0.56668 | 0.62534 | 0.55573 | 0.58317 | 0.44348 | 0.49088 | 0.45357 | 0.61632 | 0.44718 | 0.54133 | 0.55663 | 0.46466 | 0.44665 | 0.60601 | 0.56629 | 0.57964 | 0.60254 | 0.50429 | 0.5997 | 0.49908 | 0.46385 | 0.46784 | 0.63694 | 0.47272 | 0.49161 | 0.48512 | 0.5797 | 0.60868 | 0.49315 | 0.47586 | 0.4987 | 0.55584 | 0.51392 | 0.59553 | 0.63315 | 0.50726 | 0.52003 | 0.48446 | 0.56753 | 0.47655 | 0.49401 | 0.63121 | 0.56774 | 0.54494 | 0.47804 | 0.4459 | 0.60935 | 0.50442 | 0.541 | 0.43342 | 0.59615 | 0.43154 | 0.5542 | 0.51375 | 0.63277 | 0.50928 | 0.44925 | 0.57819 | 0.62649 | 0.43884 | 0.47246 | 0.50924 | 0.43274 | 0.5614 | 0.56804 | 0.44787 | 0.57483 | 0.45725 | 0.4512 | 0.47907 | 0.5098 | 0.63497 | 0.56988 | 0.59736 | 0.62942 | 0.54858 | 0.53476 | 0.60704 | 0.46888 | 0.61683 | 0.50778 | 0.53679 | 0.61928 | 0.49861 | 0.59236 | 0.47637 | 0.46483 | 0.56182 | 0.55742 | 0.47928 | 0.4619 | 0.53975 | 0.5217 | 0.54819 | 0.60213 | 0.64666 | 0.60161 | 0.63675 | 0.61093 | 0.58332 | 0.49699 | 0.53332 | 0.5351 | 0.5454 | 0.51657 | 0.46719 | 0.59052 | 0.57423 | 0.45369 | 0.47062 | 0.58173 | 0.51865 | 0.54931 | 0.5334 | 0.4762 | 0.47404 | 0.63007 | 0.44614 | 0.58994 | 0.44943 | 0.57745 | 0.64474 | 0.4957 | 0.64245 | 0.63689 | 0.49273 | 0.64994 | 0.46792 | 0.61865 | 0.60955 | 0.62256 | 0.45795 | 0.46346 | 0.63843 | 0.59042 | 0.54717 | 0.53748 | 0.58343 | 0.57869 | 0.61517 | 0.63824 | 0.49278 | 0.53625 | 0.51675 | 0.63261 | 0.61842 | 0.52591 | 0.62267 | 0.57037 | 0.515 | 0.45183 | 0.59392 | 0.59664 | 0.5218 | 0.51754 | 0.54643 | 0.45479 | 0.63103 | 0.47419 | 0.46758 | 0.59652 | 0.58217 | 0.59001 | 0.50233 | 0.62034 | 0.45916 | 0.61141 | 0.56956 | 0.52565 | 0.59158 | 0.45025 | 0.43782 | 0.50058 | 0.63468 | 0.57406 | 0.49279 | 0.55146 | 0.56174 | 0.48634 | 0.53684 | 0.59543 | 0.49564 | 0.56953 | 0.48127 | 0.52729 | 0.64063 | 0.56308 | 0.58671 | 0.45219 | 0.62526 | 0.43572 | 0.50077 | 0.62339 | 0.43015 | 0.54662 | 0.46535 | 0.566 | 0.61037 | 0.55252 | 0.50462 | 0.61224 | 0.49329 | 0.57272 | 0.47041 | 0.50823 | 0.4913 | 0.58869 | 0.49382 | 0.58695 | 0.44968 | 0.53747 | 0.62638 | 0.55267 | 0.44313 | 0.63035 | 0.60323 | 0.53463 | 0.4627 | 0.51243 | 0.61436 | 0.53771 | 0.63131 | 0.64836 | 0.51412 | 0.46019 | 0.64895 | 0.45543 | 0.61371 | 0.54435 | 0.43626 | 0.48612 | 0.58752 | 0.57184 | 0.59631 | 0.50523 | 0.4889 | 0.59294 | 0.58462 | 0.56504 | 0.6029 | 0.46157 | 0.45782 | 0.60933 | 0.53971 | 0.64922 | 0.45847 | 0.62555 | 0.5813 | 0.52941 | 0.61315 | 0.64503 | 0.61748 | 0.5657 | 0.44686 | 0.57364 | 0.59673 | 0.46737 | 0.55143 | 0.59765 | 0.59488 | 0.63689 | 0.51556 | 0.43581 | 0.49641 | 0.48444 | 0.62065 | 0.64745 | 0.641 | 0.57999 | 0.5563 | 0.64804 | 0.63573 | 0.4469 | 0.5414 | 0.46854 | 0.55608 | 0.52184 | 0.43869 | 0.53942 | 0.63651 | 0.61898 | 0.43669 | 0.54755 | 0.51893 | 0.49783 | 0.44323 | 0.48378 | 0.58836 | 0.62369 | 0.54584 | 0.63831 | 0.62609 | 0.58129 | 0.61219 | 0.61308 | 0.43112 | 0.54098 | 0.48675 | 0.49771 | 0.58004 | 0.64085 | 0.50804 | 0.58682 | 0.49064 | 0.54385 | 0.44094 | 0.61773 | 0.46774 | 0.60706 | 0.48523 | 0.59618 | 0.46752 | 0.55564 | 0.50606 | 0.61069 | 0.53546 | 0.51256 | 0.62566 | 0.61864 | 0.51467 | 0.64888 | 0.53771 | 0.63077 | 0.52887 | 0.53358 | 0.47971 | 0.54067 | 0.4891 | 0.51122 | 0.45819 | 0.46769 | 0.49545 | 0.43623 | 0.59766 | 0.46726 | 0.52329 | 0.63558 | 0.48708 | 0.52884 | 0.50918 | 0.52597 | 0.59935 | 0.44315 | 0.47921 | 0.53627 | 0.51087 | 0.52334 | 0.5225 | 0.61518 | 0.44725 | 0.53244 | 0.52381 | 0.61624 | 0.50273 | 0.64331 | 0.48847 | 0.60153 | 0.47062 | 0.62664 | 0.50889 | 0.60112 | 0.46991 | 0.47794 | 0.62743 | 0.4855 | 0.54983 | 0.6319 | 0.63543 | 0.60743 | 0.54541 | 0.56675 | 0.57234 | 0.44201 | 0.63766 | 0.63254 | 0.43021 | 0.46902 | 0.48354 | 0.43518 | 0.43132 | 0.48029 | 0.602 | 0.57226 | 0.5395 | 0.56256 | 0.55931 | 0.44185 | 0.56775 | 0.62619 | 0.57367 | 0.57959 | 0.5002 | 0.45414 | 0.63564 | 0.44245 | 0.50793 | 0.538 | 0.64523 | 0.44308 | 0.5935 | 0.59073 | 0.59136 | 0.50832 | 0.45011 | 0.50124 | 0.63263 | 0.50996 | 0.55324 | 0.45162 | 0.48553 | 0.43024 | 0.49966 | 0.61629 | 0.43864 | 0.56717 | 0.6499 | 0.5337 | 0.45354 | 0.52917 | 0.48437 | 0.50972 | 0.58818 | 0.43782 | 0.47519 | 0.56546 | 0.46959 | 0.48665 | 0.59318 | 0.49295 | 0.60541 | 0.4747 | 0.54209 | 0.60844 | 0.59892 | 0.57384 | 0.50168 | 0.51849 | 0.58601 | 0.4947 | 0.43623 | 0.61037 | 0.5936 | 0.51052 | 0.46406 | 0.62671 | 0.5303 | 0.45958 | 0.62041 | 0.58526 | 0.43596 | 0.51362 | 0.57646 | 0.54925 | 0.46413 | 0.47424 | 0.46456 | 0.48756 | 0.53275 | 0.55677 | 0.58043 | 0.58995 | 0.48507 | 0.60011 | 0.56895 | 0.63152 | 0.63646 | 0.5849 | 0.56439 | 0.57709 | 0.54963 | 0.47652 | 0.4856 | 0.64637 | 0.50545 | 0.44709 | 0.59906 | 0.46475 | 0.61958 | 0.59611 | 0.4323 | 0.64036 | 0.59805 | 0.48003 | 0.51775 | 0.498 | 0.64656 | 0.47847 | 0.48371 | 0.47659 | 0.57921 | 0.43622 | 0.48691 | 0.59449 | 0.55935 | 0.56985 | 0.59566 | 0.54001 | 0.47994 | 0.58395 | 0.61048 | 0.49486 | 0.58653 | 0.64488 | 0.43445 | 0.6323 | 0.59745 | 0.62522 | 0.61913 | 0.60041 | 0.54198 | 0.63601 | 0.61596 | 0.52771 | 0.59817 | 0.46932 | 0.61843 | 0.57424 | 0.45902 | 0.4884 | 0.64248 | 0.5149 | 0.47241 | 0.45518 | 0.54618 | 0.52689 | 0.571 | 0.44636 | 0.46213 | 0.48415 | 0.50885 | 0.61499 | 0.58627 | 0.60548 | 0.59814 | 0.59091 | 0.58879 | 0.52534 | 0.59827 | 0.54687 | 0.49738 | 0.63752 | 0.52633 | 0.55749 | 0.48059 | 0.52852 | 0.49465 | 0.48707 | 0.51451 | 0.53535 | 0.62576 | 0.60825 | 0.47391 | 0.4664 | 0.44049 | 0.45829 | 0.57703 | 0.53916 | 0.5362 | 0.61422 | 0.5635 | 0.64963 | 0.54864 | 0.52171 | 0.45649 | 0.48229 | 0.64145 | 0.58634 | 0.47389 | 0.6358 | 0.45394 | 0.47021 | 0.54093 | 0.60283 | 0.60683 | 0.4646 | 0.47328 | 0.54048 | 0.63203 | 0.44089 | 0.62902 | 0.60897 | 0.47616 | 0.49978 | 0.47565 | 0.52787 | 0.49855 | 0.6345 | 0.59326 | 0.5793 | 0.48749 | 0.61543 | 0.64855 | 0.5918 | 0.47218 | 0.52688 | 0.53361 | 0.54606 | 0.57463 | 0.49254 | 0.45018 | 0.52094 | 0.594 | 0.59238 | 0.55699 | 0.46663 | 0.43311 | 0.63152 | 0.49343 | 0.43396 | 0.56126 | 0.59097 | 0.62047 | 0.62865 | 0.59271 | 0.52798 | 0.64344 | 0.44318 | 0.51388 | 0.55428 | 0.57486 | 0.63035 | 0.58643 | 0.5466 | 0.45219 | 0.64172 | 0.60483 | 0.52945 | 0.59045 | 0.58108 | 0.44615 | 0.43784 | 0.52335 | 0.60934 | 0.56045 | 0.50703 | 0.50546 | 0.51393 | 0.55218 | 0.58097 | 0.46503 | 0.52873 | 0.47961 | 0.57332 | 0.466 | 0.55141 | 0.51643 | 0.63786 | 0.60867 | 0.56115 | 0.62462 | 0.46333 | 0.52253 | 0.48959 | 0.50822 | 0.56381 | 0.48519 | 0.55197 | 0.51254 | 0.45637 | 0.64103 | 0.52045 | 0.62316 | 0.62053 | 0.45445 | 0.53986 | 0.47008 | 0.572 | 0.50166 | 0.4805 | 0.52034 | 0.54216 | 0.6127 | 0.44059 | 0.55986 | 0.48553 | 0.47355 | 0.62216 | 0.62237 | 0.59463 | 0.497 | 0.6146 | 0.64 | 0.46228 | 0.47503 | 0.51088 | 0.52106 | 0.50123 | 0.47056 | 0.49272 | 0.60058 | 0.51315 | 0.43123 | 0.62159 | 0.4951 | 0.49351 | 0.49601 | 0.46619 | 0.49971 | 0.44941 | 0.498 | 0.54063 | 0.54736 | 0.52409 | 0.63345 | 0.48099 | 0.51945 | 0.43519 | 0.43684 | 0.47392 | 0.54316 | 0.43953 | 0.56419 | 0.47103 | 0.50393 | 0.50964 | 0.56244 | 0.55731 | 0.59212 | 0.62313 | 0.43082 | 0.53267 | 0.46104 | 0.49469 | 0.46402 | 0.62281 | 0.45982 | 0.58162 | 0.45291 | 0.56123 | 0.49919 | 0.50225 | 0.56974 | 0.52935 | 0.58522 | 0.46865 | 0.6253 | 0.45592 | 0.47734 | 0.54885 | 0.52813 | 0.58185 | 0.57516 | 0.62917 | 0.59985 | 0.45516 | 0.4426 | 0.49393 | 0.61195 | 0.52209 | 0.4828 | 0.59434 | 0.46249 | 0.43534 | 0.48164 | 0.43806 | 0.59522 | 0.55436 | 0.60462 | 0.58161 | 0.54563 | 0.61467 | 0.53228 | 0.61858 | 0.52728 | 0.43385 | 0.5517 | 0.45832 | 0.52712 | 0.56662 | 0.44624 | 0.51843 | 0.5145 | 0.61495 | 0.4406 | 0.57716 | 0.57546 | 0.52276 | 0.59026 | 0.53769 | 0.52283 | 0.54146 | 0.56384 | 0.61556 | 0.64 | 0.59503 | 0.51048 | 0.62476 | 0.51033 | 0.43545 | 0.47569 | 0.53842 | 0.5948 | 0.54193 | 0.45342 | 0.58357 | 0.57706 | 0.46706 | 0.47924 | 0.5145 | 0.59973 | 0.46022 | 0.44228 | 0.64381 | 0.53078 | 0.62419 | 0.49048 | 0.55681 | 0.51887 | 0.46661 | 0.55966 | 0.45319 | 0.60837 | 0.63283 | 0.45635 | 0.4847 | 0.54178 | 0.44778 | 0.56705 | 0.46437 | 0.60199 | 0.55269 | 0.57315 | 0.54533 | 0.49711 | 0.56826 | 0.45977 | 0.59173 | 0.62834 | 0.50631 | 0.45766 | 0.5807 | 0.64675 | 0.61503 | 0.54212 | 0.60601 | 0.55492 | 0.5554 | 0.58804 | 0.48264 | 0.56997 | 0.58461 | 0.54319 | 0.51822 | 0.48594 | 0.57779 | 0.61844 | 0.51092 | 0.62153 | 0.56131 | 0.60229 | 0.51227 | 0.45287 | 0.46908 | 0.50377 | 0.54074 | 0.44028 | 0.47778 | 0.49279 | 0.53755 | 0.48238 | 0.55067 | 0.43661 | 0.5263 | 0.46948 | 0.54053 | 0.63393 | 0.54706 | 0.48745 | 0.63434 | 0.56393 | 0.48091 | 0.49659 | 0.61156 | 0.45081 | 0.63099 | 0.52033 | 0.45125 | 0.62458 | 0.64441 | 0.47816 | 0.50338 | 0.45801 | 0.47181 | 0.49798 | 0.52001 | 0.51603 | 0.59898 | 0.5228 | 0.58745 | 0.64307 | 0.63674 | 0.56187 | 0.55707 | 0.62804 | 0.48199 | 0.64515 | 0.48746 | 0.54112 | 0.49136 | 0.54023 | 0.62873 | 0.43274 | 0.59558 | 0.45608 | 0.45394 | 0.60923 | 0.62727 | 0.54734 | 0.56451 | 0.58077 | 0.62308 | 0.43894 | 0.50313 | 0.6497 | 0.433 | 0.58538 | 0.55125 | 0.60146 | 0.49701 | 0.56915 | 0.62469 | 0.63407 | 0.59904 | 0.52412 | 0.51235 | 0.64138 | 0.46063 | 0.51477 | 0.44878 | 0.5816 | 0.46918 | 0.49406 | 0.47804 | 0.52672 | 0.60085 | 0.47181 | 0.56472 | 0.60739 | 0.54298 | 0.54188 | 0.60637 | 0.53393 | 0.64497 | 0.48853 | 0.55982 | 0.64074 | 0.50954 | 0.63892 | 0.56666 | 0.53237 | 0.44429 | 0.48093 | 0.58266 | 0.53919 | 0.56384 | 0.64466 | 0.43554 | 0.50542 | 0.56638 | 0.59065 | 0.63247 | 0.53674 | 0.5123 | 0.55052 | 0.54061 | 0.61361 | 0.50529 | 0.61617 | 0.55138 | 0.55976 | 0.56752 | 0.48561 | 0.61727 | 0.46592 | 0.47576 | 0.46778 | 0.60474 | 0.43347 | 0.64914 | 0.45655 | 0.53628 | 0.5346 | 0.56787 | 0.50253 | 0.64298 | 0.58669 | 0.48741 | 0.46764 | 0.4752 | 0.47905 | 0.48129 | 0.49106 | 0.51687 | 0.53446 | 0.61913 | 0.58598 | 0.54717 | 0.62818 | 0.57648 | 0.61327 | 0.63589 | 0.51444 | 0.53633 | 0.57852 | 0.50489 | 0.61619 | 0.55657 | 0.48805 | 0.57218 | 0.6108 | 0.48036 | 0.51573 | 0.63504 | 0.53747 | 0.45233 | 0.45568 | 0.54101 | 0.48082 | 0.43057 | 0.50248 | 0.62987 | 0.55556 | 0.53399 | 0.64051 | 0.49547 | 0.61093 | 0.64993 | 0.50586 | 0.50353 | 0.53248 | 0.62128 | 0.53258 | 0.49449 | 0.61443 | 0.55114 | 0.5195 | 0.45794 | 0.55815 | 0.53558 | 0.4437 | 0.51011 | 0.45955 | 0.53342 | 0.60687 | 0.44801 | 0.60288 | 0.52866 | 0.57605 | 0.5884 | 0.46529 | 0.49974 | 0.44935 | 0.5348 | 0.63265 | 0.44181 | 0.57485 | 0.43493 | 0.5977 | 0.47012 | 0.50501 | 0.63755 | 0.4837 | 0.63203 | 0.61541 | 0.60157 | 0.49253 | 0.61881 | 0.59723 | 0.62807 | 0.43514 | 0.61126 | 0.44437 | 0.63262 | 0.52078 | 0.54131 | 0.48001 | 0.52283 | 0.46537 | 0.5584 | 0.60162 | 0.63779 | 0.61263 | 0.57341 | 0.6103 | 0.43489 | 0.59833 | 0.5552 | 0.53796 | 0.60123 | 0.52071 | 0.56023 | 0.49485 | 0.58515 | 0.53785 | 0.44507 | 0.6068 | 0.55876 | 0.60603 | 0.5973 | 0.47767 | 0.63089 | 0.55348 | 0.49995 | 0.47411 | 0.6387 | 0.44675 | 0.60939 | 0.4689 | 0.56392 | 0.5908 | 0.49482 | 0.4774 | 0.60411 | 0.43143 | 0.60077 | 0.54163 | 0.51257 | 0.55749 | 0.52089 | 0.43867 | 0.50675 | 0.59815 | 0.44546 | 0.63705 | 0.63 | 0.59932 | 0.52303 | 0.48304 | 0.46403 | 0.43305 | 0.48267 | 0.64095 | 0.51159 | 0.60835 | 0.51692 | 0.63508 | 0.44086 | 0.46574 | 0.59152 | 0.4967 | 0.45696 | 0.45638 | 0.60854 | 0.53231 | 0.51458 | 0.5915 | 0.56191 | 0.48158 | 0.56794 | 0.54175 | 0.62604 | 0.46248 | 0.61467 | 0.51466 | 0.47294 | 0.47592 | 0.63538 | 0.629 | 0.6296 | 0.50368 | 0.61238 | 0.48106 | 0.48176 | 0.55981 | 0.49405 | 0.53185 | 0.47246 | 0.54932 | 0.54883 | 0.53069 | 0.61262 | 0.44723 | 0.6085 | 0.55274 | 0.50831 | 0.53974 | 0.56812 | 0.50639 | 0.52507 | 0.45367 | 0.4508 | 0.52092 | 0.5731 | 0.58347 | 0.59898 | 0.59285 | 0.51789 | 0.53296 | 0.6397 | 0.51162 | 0.47795 | 0.48671 | 0.52648 | 0.49894 | 0.43807 | 0.63776 | 0.57564 | 0.5981 | 0.56498 | 0.51413 | 0.51677 | 0.59273 | 0.53178 | 0.45521 | 0.46949 | 0.50867 | 0.58292 | 0.58518 | 0.57611 | 0.5689 | 0.58175 | 0.55885 | 0.59152 | 0.44694 | 0.54269 | 0.45334 | 0.63127 | 0.63866 | 0.5128 | 0.61947 | 0.50696 | 0.43359 | 0.60409 | 0.5526 | 0.58324 | 0.62402 | 0.48038 | 0.51285 | 0.5019 | 0.52142 | 0.44648 | 0.53639 | 0.48489 | 0.62689 | 0.43114 | 0.64388 | 0.48735 | 0.43481 | 0.56275 | 0.64379 | 0.4477 | 0.62876 | 0.56237 | 0.48385 | 0.57885 | 0.59652 | 0.51793 | 0.54455 | 0.48661 | 0.44746 | 0.51034 | 0.50445 | 0.55962 | 0.63018 | 0.43171 | 0.62991 | 0.53047 | 0.62787 | 0.58228 | 0.43883 | 0.53454 | 0.51646 | 0.62569 | 0.55482 | 0.6291 | 0.47693 | 0.46063 | 0.584 | 0.45924 | 0.54262 | 0.49524 | 0.44792 | 0.58666 | 0.48535 | 0.57142 | 0.51073 | 0.54127 | 0.48294 | 0.47434 | 0.53738 | 0.62084 | 0.45136 | 0.61996 | 0.61082 | 0.61702 | 0.48486 | 0.53564 | 0.44425 | 0.5118 | 0.62283 | 0.64159 | 0.63677 | 0.61846 | 0.54084 | 0.46304 | 0.52088 | 0.4577 | 0.58606 | 0.53215 | 0.45444 | 0.61258 | 0.47694 | 0.57803 | 0.50493 | 0.483 | 0.50098 | 0.49694 | 0.4477 | 0.46203 | 0.53153 | 0.53047 | 0.62426 | 0.5908 | 0.46392 | 0.49359 | 0.43122 | 0.63187 | 0.60047 | 0.59089 | 0.63064 | 0.58475 | 0.52031 | 0.46706 | 0.57238 | 0.58257 | 0.63508 | 0.54914 | 0.49688 | 0.58797 | 0.47187 | 0.54076 | 0.45248 | 0.43553 | 0.43401 | 0.50336 | 0.52917 | 0.46658 | 0.43026 | 0.48236 | 0.61001 | 0.47875 | 0.53705 | 0.61815 | 0.47776 | 0.48013 | 0.59529 | 0.63637 | 0.51847 | 0.53552 | 0.48522 | 0.55873 | 0.50955 | 0.50626 | 0.55563 | 0.44457 | 0.57745 | 0.52571 | 0.58234 | 0.44842 | 0.47318 | 0.59687 | 0.57761 | 0.51679 | 0.56402 | 0.50164 | 0.6434 | 0.56004 | 0.58421 | 0.5701 | 0.46243 | 0.5457 | 0.63763 | 0.55286 | 0.4427 | 0.52632 | 0.56752 | 0.61511 | 0.43039 | 0.53364 | 0.49319 | 0.56209 | 0.60663 | 0.5514 | 0.53405 | 0.61004 | 0.56312 | 0.47366 | 0.60051 | 0.63189 | 0.61392 | 0.52139 | 0.45397 | 0.5328 | 0.52876 | 0.58492 | 0.64801 | 0.55047 | 0.57336 | 0.64237 | 0.59485 | 0.53518 | 0.58363 | 0.44626 | 0.4449 | 0.44059 | 0.47123 | 0.44327 | 0.47503 | 0.57379 | 0.6196 | 0.55987 | 0.44287 | 0.53514 | 0.55701 | 0.4963 | 0.53299 | 0.63754 | 0.44248 | 0.62953 | 0.43853 | 0.48108 | 0.51179 | 0.45202 | 0.63348 | 0.60172 | 0.59965 | 0.44262 | 0.4806 | 0.49984 | 0.46292 | 0.44134 | 0.48443 | 0.46014 | 0.52019 | 0.59936 | 0.5804 | 0.61389 | 0.58694 | 0.44015 | 0.44147 | 0.43536 | 0.58189 | 0.64563 | 0.52077 | 0.59197 | 0.53051 | 0.43367 | 0.60177 | 0.51219 | 0.49825 | 0.5049 | 0.5096 | 0.51606 | 0.57318 | 0.47713 | 0.43209 | 0.62315 | 0.60223 | 0.58041 | 0.49699 | 0.44578 | 0.5223 | 0.55398 | 0.54097 | 0.43296 | 0.62883 | 0.61235 | 0.57187 | 0.64209 | 0.51541 | 0.45374 | 0.46106 | 0.57174 | 0.54435 | 0.57051 | 0.63284 | 0.55179 | 0.62696 | 0.60073 | 0.63411 | 0.50762 | 0.57871 | 0.64627 | 0.55999 | 0.62098 | 0.57985 | 0.47941 | 0.44548 | 0.59102 | 0.61541 | 0.62389 | 0.44632 | 0.56765 | 0.61015 | 0.53982 | 0.54202 | 0.62592 | 0.6196 | 0.62405 | 0.54376 | 0.4992 | 0.55004 | 0.62304 | 0.47399 | 0.51689 | 0.47391 | 0.47371 | 0.55591 | 0.51333 | 0.54414 | 0.45171 | 0.44104 | 0.47209 | 0.61289 | 0.54118 | 0.54193 | 0.60181 | 0.53269 | 0.56365 | 0.47242 | 0.51467 | 0.44652 | 0.5504 | 0.46581 | 0.43355 | 0.59346 | 0.58683 | 0.53171 | 0.51257 | 0.57437 | 0.43291 | 0.46171 | 0.59113 | 0.63764 | 0.44185 | 0.58995 | 0.64351 | 0.58706 | 0.50142 | 0.59722 | 0.56942 | 0.43449 | 0.52508 | 0.43649 | 0.48902 | 0.57561 | 0.49978 | 0.5144 | 0.58076 | 0.55885 | 0.54584 | 0.51975 | 0.64545 | 0.44044 | 0.54107 | 0.60103 | 0.45485 | 0.58626 | 0.44571 | 0.6129 | 0.47775 | 0.6145 | 0.64377 | 0.5505 | 0.48679 | 0.64558 | 0.62814 | 0.47847 | 0.45256 | 0.49407 | 0.64542 | 0.45986 | 0.5678 | 0.62603 | 0.50263 | 0.43067 | 0.46586 | 0.62084 | 0.53275 | 0.56626 | 0.50734 | 0.61801 | 0.50019 | 0.63115 | 0.64514 | 0.44636 | 0.48625 | 0.46642 | 0.6225 | 0.64715 | 0.55571 | 0.58563 | 0.59107 | 0.53291 | 0.59389 | 0.59364 | 0.63478 | 0.44781 | 0.58301 | 0.53931 | 0.43296 | 0.56259 | 0.46326 | 0.64683 | 0.49842 | 0.4955 | 0.48335 | 0.53315 | 0.63042 | 0.56232 | 0.63973 | 0.52469 | 0.55711 | 0.45066 | 0.5332 | 0.54092 | 0.52159 | 0.49408 | 0.43302 | 0.50043 | 0.43893 | 0.63009 | 0.56898 | 0.54667 | 0.6152 | 0.61148 | 0.51192 | 0.62886 | 0.61034 | 0.46612 | 0.62593 | 0.56798 | 0.52705 | 0.49596 | 0.55103 | 0.62944 | 0.62029 | 0.57419 | 0.46017 | 0.48302 | 0.43157 | 0.45877 | 0.64696 | 0.62602 | 0.63161 | 0.61445 | 0.60628 | 0.54947 | 0.48515 | 0.52941 | 0.49958 | 0.54403 | 0.51064 | 0.61728 | 0.55339 | 0.4379 | 0.57689 | 0.44954 | 0.47037 | 0.47374 | 0.60543 | 0.47379 | 0.53364 | 0.47026 | 0.54949 | 0.48234 | 0.64153 | 0.44128 | 0.46459 | 0.46961 | 0.43867 | 0.44102 | 0.61141 | 0.49855 | 0.51069 | 0.51701 | 0.48592 | 0.46488 | 0.56231 | 0.5693 | 0.58194 | 0.51223 | 0.55984 | 0.53452 | 0.62237 | 0.59658 | 0.55242 | 0.62282 | 0.5815 | 0.63654 | 0.55361 | 0.5354 | 0.55442 | 0.43483 | 0.47046 | 0.43132 | 0.5632 | 0.5276 | 0.45321 | 0.6084 | 0.44816 | 0.59313 | 0.46548 | 0.61339 | 0.64916 | 0.5784 | 0.61408 | 0.57733 | 0.48304 | 0.54262 | 0.45785 | 0.55473 | 0.50381 | 0.59338 | 0.51991 | 0.50951 | 0.64371 | 0.59585 | 0.64162 | 0.53355 | 0.57689 | 0.4935 | 0.50494 | 0.49385 | 0.58654 | 0.45768 | 0.54965 | 0.5423 | 0.53285 | 0.4334 | 0.58043 | 0.61767 | 0.4933 | 0.52702 | 0.60177 | 0.62631 | 0.51881 | 0.54825 | 0.54925 | 0.56565 | 0.62444 | 0.58239 | 0.52966 | 0.52419 | 0.50868 | 0.64102 | 0.57392 | 0.45815 | 0.59274 | 0.52009 | 0.44226 | 0.58852 | 0.45646 | 0.60163 | 0.45159 | 0.50095 | 0.43979 | 0.44271 | 0.48488 | 0.52728 | 0.62737 | 0.64505 | 0.62503 | 0.52716 | 0.53497 | 0.49921 | 0.61752 | 0.59644 | 0.43241 | 0.53348 | 0.62516 | 0.60122 | 0.47082 | 0.54891 | 0.51699 | 0.44506 | 0.61985 | 0.57076 | 0.64162 | 0.56966 | 0.56364 | 0.4871 | 0.58698 | 0.60842 | 0.62432 | 0.51624 | 0.55805 | 0.48702 | 0.6164 | 0.62041 | 0.5311 | 0.43972 | 0.48727 | 0.64442 | 0.44462 | 0.54797 | 0.61062 | 0.50663 | 0.6166 | 0.55962 | 0.45091 | 0.59201 | 0.58064 | 0.52619 | 0.44966 | 0.48653 | 0.45903 | 0.59296 | 0.58476 | 0.5705 | 0.58684 | 0.53366 | 0.6426 | 0.54966 | 0.47958 | 0.54826 | 0.56684 | 0.62146 | 0.5293 | 0.61986 | 0.47355 | 0.43562 | 0.61669 | 0.55971 | 0.49933 | 0.54122 | 0.63181 | 0.55719 | 0.62392 | 0.61869 | 0.54781 | 0.53602 | 0.49996 | 0.63819 | 0.61066 | 0.52148 | 0.62479 | 0.43746 | 0.49533 | 0.53613 | 0.4712 | 0.43068 | 0.6239 | 0.48564 | 0.59695 | 0.50191 | 0.49263 | 0.55286 | 0.44383 | 0.53568 | 0.60913 | 0.43443 | 0.50726 | 0.47707 | 0.60669 | 0.45943 | 0.51858 | 0.58923 | 0.58479 | 0.57608 | 0.62497 | 0.51272 | 0.52207 | 0.48057 | 0.61468 | 0.4413 | 0.47191 | 0.52876 | 0.61765 | 0.49016 | 0.50026 | 0.55142 | 0.4741 | 0.5507 | 0.60792 | 0.61972 | 0.50599 | 0.63772 | 0.60394 | 0.63271 | 0.44787 | 0.43041 | 0.56035 | 0.47044 | 0.47461 | 0.455 | 0.61465 | 0.54629 | 0.52664 | 0.48216 | 0.60184 | 0.52911 | 0.56646 | 0.626 | 0.63859 | 0.50112 | 0.45606 | 0.55287 | 0.48663 | 0.57363 | 0.4965 | 0.52919 | 0.63547 | 0.49745 | 0.43536 | 0.48544 | 0.53313 | 0.44436 | 0.52998 | 0.44624 | 0.46982 | 0.60944 | 0.48472 | 0.43294 | 0.51603 | 0.6279 | 0.52247 | 0.56191 | 0.60749 | 0.48557 | 0.5579 | 0.59159 | 0.49759 | 0.51026 | 0.62785 | 0.62083 | 0.54198 | 0.58287 | 0.61954 | 0.46254 | 0.4631 | 0.48803 | 0.57165 | 0.62068 | 0.6006 | 0.43484 | 0.43396 | 0.48255 | 0.47738 | 0.55755 | 0.61237 | 0.44424 | 0.54854 | 0.54985 | 0.46176 | 0.55678 | 0.56858 | 0.59647 | 0.50255 | 0.44855 | 0.55802 | 0.56008 | 0.47342 | 0.64417 | 0.59752 | 0.51275 | 0.47966 | 0.51353 | 0.60587 | 0.43366 | 0.52891 | 0.55561 | 0.50185 | 0.5094 | 0.51641 | 0.49599 | 0.58298 | 0.48274 | 0.64222 | 0.568 | 0.60149 | 0.48244 | 0.51486 | 0.4312 | 0.58929 | 0.55398 | 0.4773 | 0.5757 | 0.60752 | 0.45021 | 0.51996 | 0.56966 | 0.50492 | 0.54696 | 0.43402 | 0.55753 | 0.50168 | 0.53058 | 0.527 | 0.49363 | 0.64274 | 0.49623 | 0.49455 | 0.55193 | 0.61934 | 0.43638 | 0.51255 | 0.56067 | 0.56522 | 0.58469 | 0.49822 | 0.54343 | 0.62259 | 0.48523 | 0.4892 | 0.61536 | 0.64912 | 0.5822 | 0.52053 | 0.60508 | 0.62798 | 0.47103 | 0.49864 | 0.45287 | 0.58731 | 0.58413 | 0.47279 | 0.43971 | 0.54454 | 0.5728 | 0.45473 | 0.53524 | 0.54549 | 0.4415 | 0.63057 | 0.44744 | 0.49699 | 0.64231 | 0.50848 | 0.63803 | 0.57332 | 0.61357 | 0.51465 | 0.52461 | 0.4777 | 0.43569 | 0.62934 | 0.62461 | 0.54186 | 0.49183 | 0.48715 | 0.60565 | 0.63035 | 0.61795 | 0.59297 | 0.49319 | 0.606 | 0.51593 | 0.43696 | 0.60936 | 0.56705 | 0.59968 | 0.64683 | 0.56196 | 0.48539 | 0.63072 | 0.55254 | 0.60046 | 0.47207 | 0.47085 | 0.48606 | 0.57332 | 0.4473 | 0.45178 | 0.62686 | 0.5866 | 0.61558 | 0.46037 | 0.64155 | 0.46339 | 0.62796 | 0.43381 | 0.49884 | 0.51745 | 0.55863 | 0.44883 | 0.542 | 0.59433 | 0.48296 | 0.55672 | 0.5921 | 0.61991 | 0.44123 | 0.56743 | 0.56456 | 0.61172 | 0.55137 | 0.46452 | 0.6297 | 0.4569 | 0.5462 | 0.53322 | 0.59049 | 0.46151 | 0.51326 | 0.56481 | 0.54995 | 0.53799 | 0.45681 | 0.51358 | 0.53312 | 0.45237 | 0.46338 | 0.59187 | 0.47995 | 0.60211 | 0.55863 | 0.55718 | 0.44952 | 0.45306 | 0.45952 | 0.47966 | 0.51724 | 0.46122 | 0.58062 | 0.6279 | 0.6336 | 0.6362 | 0.55825 | 0.6008 | 0.58547 | 0.52215 | 0.64553 | 0.58707 | 0.44521 | 0.63518 | 0.56854 | 0.56492 | 0.48748 | 0.64472 | 0.45511 | 0.50042 | 0.57544 | 0.49755 | 0.52321 | 0.60781 | 0.43789 | 0.51983 | 0.58171 | 0.48664 | 0.59376 | 0.56245 | 0.61943 | 0.44917 | 0.63192 | 0.54128 | 0.45531 | 0.51219 | 0.55738 | 0.4892 | 0.56739 | 0.55047 | 0.49667 | 0.57862 | 0.51827 | 0.60917 | 0.59833 | 0.64875 | 0.64636 | 0.51215 | 0.58276 | 0.61268 | 0.59848 | 0.64675 | 0.59058 | 0.54533 | 0.55902 | 0.50868 | 0.46594 | 0.61425 | 0.59405 | 0.49406 | 0.64379 | 0.49182 | 0.56279 | 0.63867 | 0.49057 | 0.59291 | 0.51977 | 0.47091 | 0.52034 | 0.59281 | 0.55313 | 0.6189 | 0.4348 | 0.48791 | 0.6295 | 0.44934 | 0.43286 | 0.62436 | 0.60116 | 0.59549 | 0.61574 | 0.52984 | 0.54985 | 0.44435 | 0.57757 | 0.47572 | 0.4385 | 0.63813 | 0.55445 | 0.64966 | 0.61328 | 0.51358 | 0.57749 | 0.53337 | 0.6227 | 0.43443 | 0.48185 | 0.54808 | 0.57607 | 0.44963 | 0.54801 | 0.60506 | 0.56005 | 0.45273 | 0.47787 | 0.63084 | 0.51223 | 0.5618 | 0.49859 | 0.55934 | 0.43131 | 0.45906 | 0.46873 | 0.61865 | 0.60596 | 0.5196 | 0.43373 | 0.4952 | 0.43977 | 0.52988 | 0.47629 | 0.53784 | 0.56515 | 0.51861 | 0.6152 | 0.48057 | 0.61472 | 0.46249 | 0.62952 | 0.58361 | 0.5767 | 0.51412 | 0.45979 | 0.62005 | 0.61147 | 0.50371 | 0.56854 | 0.56368 | 0.47568 | 0.5361 | 0.43302 | 0.53719 | 0.64841 | 0.48632 | 0.44317 | 0.43602 | 0.63223 | 0.56583 | 0.46356 | 0.52027 | 0.45485 | 0.46498 | 0.61482 | 0.64611 | 0.51842 | 0.54943 | 0.54331 | 0.56783 | 0.51248 | 0.5139 | 0.45528 | 0.62085 | 0.62507 | 0.61132 | 0.53806 | 0.45181 | 0.58288 | 0.59558 | 0.47463 | 0.60692 | 0.57292 | 0.52712 | 0.43845 | 0.5696 | 0.62676 | 0.53612 | 0.46139 | 0.44205 | 0.44864 | 0.61959 | 0.59812 | 0.5666 | 0.56125 | 0.5876 | 0.58959 | 0.5131 | 0.62369 | 0.54297 | 0.60691 | 0.48863 | 0.59911 | 0.50878 | 0.50088 | 0.46168 | 0.64106 | 0.47608 | 0.61792 | 0.5612 | 0.50339 | 0.4948 | 0.5104 | 0.50347 | 0.6221 | 0.59388 | 0.433 | 0.54137 | 0.58409 | 0.44044 | 0.52584 | 0.61504 | 0.53317 | 0.49565 | 0.44307 | 0.58721 | 0.44265 | 0.59057 | 0.48319 | 0.54948 | 0.57057 | 0.49598 | 0.54861 | 0.47523 | 0.50435 | 0.50575 | 0.54904 | 0.63793 | 0.55074 | 0.4867 | 0.58261 | 0.62921 | 0.64571 | 0.58476 | 0.48518 | 0.4534 | 0.62885 | 0.52698 | 0.64795 | 0.51077 | 0.55579 | 0.45338 | 0.64983 | 0.55117 | 0.6285 | 0.45029 | 0.64932 | 0.55146 | 0.63359 | 0.55781 | 0.47863 | 0.47374 | 0.57409 | 0.46987 | 0.47573 | 0.54069 | 0.64647 | 0.45814 | 0.5627 | 0.5766 | 0.50623 | 0.52708 | 0.54148 | 0.6231 | 0.56306 | 0.47954 | 0.51715 | 0.63816 | 0.50157 | 0.62673 | 0.61098 | 0.46762 | 0.63233 | 0.57551 | 0.43601 | 0.58245 | 0.5583 | 0.51266 | 0.47155 | 0.60399 | 0.62461 | 0.57198 | 0.45146 | 0.44517 | 0.5856 | 0.50403 | 0.43239 | 0.57391 | 0.6159 | 0.54676 | 0.62631 | 0.46689 | 0.59863 | 0.44446 | 0.59464 | 0.47282 | 0.61639 | 0.63566 | 0.5812 | 0.45741 | 0.57597 | 0.56554 | 0.53215 | 0.48705 | 0.62694 | 0.54541 | 0.61352 | 0.61392 | 0.43473 | 0.51641 | 0.56371 | 0.58933 | 0.5455 | 0.52673 | 0.52087 | 0.59307 | 0.5333 | 0.63968 | 0.64465 | 0.45686 | 0.59562 | 0.54178 | 0.53446 | 0.47431 | 0.51747 | 0.46025 | 0.51858 | 0.57135 | 0.60776 | 0.51509 | 0.47252 | 0.45413 | 0.49153 | 0.44799 | 0.49175 | 0.62977 | 0.51156 | 0.43199 | 0.50614 | 0.51684 | 0.45272 | 0.44172 | 0.53835 | 0.57887 | 0.59498 | 0.47464 | 0.46009 | 0.52589 | 0.51685 | 0.63475 | 0.60821 | 0.64117 | 0.61193 | 0.56554 | 0.60092 | 0.45955 | 0.44616 | 0.55078 | 0.50725 | 0.58698 | 0.58398 | 0.46252 | 0.5264 | 0.4308 | 0.59833 | 0.60439 | 0.62179 | 0.48528 | 0.62973 | 0.54021 | 0.57201 | 0.53904 | 0.47747 | 0.48254 | 0.55551 | 0.62136 | 0.51619 | 0.60721 | 0.55902 | 0.50187 | 0.51813 | 0.58696 | 0.51062 | 0.55861 | 0.47705 | 0.62867 | 0.52092 | 0.51109 | 0.64366 | 0.63922 | 0.62589 | 0.55647 | 0.63131 | 0.56903 | 0.55242 | 0.5527 | 0.55579 | 0.57637 | 0.55212 | 0.49273 | 0.45949 | 0.4601 | 0.62094 | 0.60575 | 0.61764 | 0.5704 | 0.55369 | 0.46878 | 0.57273 | 0.58371 | 0.53019 | 0.56231 | 0.52082 | 0.57309 | 0.45928 | 0.58261 | 0.48556 | 0.57396 | 0.57884 | 0.49308 | 0.48932 | 0.58518 | 0.62183 | 0.60235 | 0.49771 | 0.54803 | 0.4997 | 0.49256 | 0.48731 | 0.51783 | 0.55024 | 0.53394 | 0.4627 | 0.63389 | 0.45054 | 0.47235 | 0.62298 | 0.6412 | 0.52926 | 0.53424 | 0.52174 | 0.47094 | 0.49875 | 0.60423 | 0.53734 | 0.59365 | 0.51808 | 0.48523 | 0.55911 | 0.44749 | 0.43318 | 0.48812 | 0.51113 | 0.54406 | 0.51434 | 0.48103 | 0.61382 | 0.44418 | 0.47404 | 0.6492 | 0.63514 | 0.55974 | 0.46629 | 0.61629 | 0.52274 | 0.43715 | 0.56081 | 0.45573 | 0.60148 | 0.55881 | 0.61656 | 0.55953 | 0.54298 | 0.53017 | 0.52631 | 0.46369 | 0.54277 | 0.53103 | 0.5903 | 0.57433 | 0.64223 | 0.52972 | 0.64319 | 0.47376 | 0.52212 | 0.59372 | 0.57307 | 0.55425 | 0.50863 | 0.49174 | 0.47286 | 0.45382 | 0.44175 | 0.52885 | 0.45634 | 0.49678 | 0.51711 | 0.44534 | 0.5243 | 0.63841 | 0.57928 | 0.53757 | 0.49539 | 0.50514 | 0.54231 | 0.63132 | 0.43895 | 0.45531 | 0.50314 | 0.54285 | 0.52541 | 0.53046 | 0.47161 | 0.63484 | 0.44255 | 0.59836 | 0.61028 | 0.609 | 0.64941 | 0.55983 | 0.48133 | 0.4859 | 0.4694 | 0.48849 | 0.44873 | 0.44525 | 0.5052 | 0.63913 | 0.48214 | 0.50161 | 0.5142 | 0.63582 | 0.59791 | 0.5549 | 0.43057 | 0.57203 | 0.62177 | 0.43576 | 0.62335 | 0.57702 | 0.44033 | 0.5914 | 0.4651 | 0.51705 | 0.53771 | 0.62127 | 0.54396 | 0.60767 | 0.52308 | 0.48998 | 0.45817 | 0.51555 | 0.48511 | 0.5917 | 0.53228 | 0.63459 | 0.62149 | 0.45401 | 0.52441 | 0.60017 | 0.58818 | 0.63815 | 0.44053 | 0.55534 | 0.6094 | 0.60124 | 0.58822 | 0.62683 | 0.45367 | 0.53871 | 0.43359 | 0.56155 | 0.47009 | 0.51418 | 0.6022 | 0.47723 | 0.54487 | 0.62351 | 0.57913 | 0.59126 | 0.51698 | 0.48756 | 0.51601 | 0.55955 | 0.63593 | 0.55116 | 0.51585 | 0.43593 | 0.52702 | 0.5906 | 0.51205 | 0.63831 | 0.59125 | 0.46345 | 0.55034 | 0.51611 | 0.55672 | 0.46155 | 0.60511 | 0.49134 | 0.47392 | 0.55443 | 0.62809 | 0.55693 | 0.56116 | 0.64978 | 0.5621 | 0.46555 | 0.61158 | 0.61264 | 0.4941 | 0.6375 | 0.50052 | 0.51556 | 0.63748 | 0.46836 | 0.47896 | 0.4462 | 0.62036 | 0.60078 | 0.5602 | 0.60624 | 0.44705 | 0.48007 | 0.44833 | 0.56284 | 0.51755 | 0.57438 | 0.46709 | 0.57508 | 0.5068 | 0.63692 | 0.49065 | 0.55878 | 0.6013 | 0.53665 | 0.54907 | 0.55327 | 0.50045 | 0.46266 | 0.61284 | 0.6212 | 0.55831 | 0.64582 | 0.49378 | 0.45063 | 0.54503 | 0.46503 | 0.53701 | 0.50184 | 0.53787 | 0.46565 | 0.60978 | 0.61874 | 0.60278 | 0.54288 | 0.47433 | 0.47849 | 0.48087 | 0.48547 | 0.49931 | 0.54054 | 0.58342 | 0.50268 | 0.56148 | 0.56411 | 0.54922 | 0.60079 | 0.54694 | 0.4849 | 0.55909 | 0.43461 | 0.46856 | 0.61939 | 0.54753 | 0.53375 | 0.64553 | 0.48641 | 0.60711 | 0.61073 | 0.59492 | 0.47246 | 0.61095 | 0.4327 | 0.54355 | 0.56555 | 0.5712 | 0.62985 | 0.44936 | 0.46039 | 0.50667 | 0.55961 | 0.45967 | 0.58779 | 0.47054 | 0.51432 | 0.54789 | 0.48949 | 0.58167 | 0.51946 | 0.63961 | 0.63814 | 0.58931 | 0.51843 | 0.43289 | 0.47134 | 0.53442 | 0.43932 | 0.6273 | 0.5244 | 0.5674 | 0.55038 | 0.56609 | 0.63044 | 0.54085 | 0.643 | 0.43128 | 0.54409 | 0.43105 | 0.63657 | 0.61762 | 0.6316 | 0.59246 | 0.4832 | 0.64783 | 0.62219 | 0.64333 | 0.5382 | 0.49058 | 0.4348 | 0.61289 | 0.62243 | 0.4848 | 0.62651 | 0.55197 | 0.52525 | 0.4736 | 0.60547 | 0.46457 | 0.43845 | 0.62796 | 0.5745 | 0.56977 | 0.55942 | 0.61444 | 0.44636 | 0.47378 | 0.62929 | 0.49222 | 0.5992 | 0.43055 | 0.54405 | 0.64388 | 0.51928 | 0.55951 | 0.46659 | 0.6014 | 0.60604 | 0.45554 | 0.46142 | 0.55986 | 0.4647 | 0.55172 | 0.51999 | 0.43673 | 0.55266 | 0.49472 | 0.55114 | 0.5842 | 0.56197 | 0.48046 | 0.50246 | 0.51716 | 0.47801 | 0.52762 | 0.50401 | 0.49397 | 0.44266 | 0.52919 | 0.60968 | 0.45487 | 0.61994 | 0.64468 | 0.47758 | 0.4812 | 0.44553 | 0.64003 | 0.53763 | 0.62347 | 0.43283 | 0.57946 | 0.59437 | 0.47929 | 0.53351 | 0.63358 | 0.54651 | 0.4318 | 0.51379 | 0.58277 | 0.49415 | 0.57496 | 0.64327 | 0.55319 | 0.56281 | 0.59486 | 0.57191 | 0.49206 | 0.46949 | 0.62308 | 0.44994 | 0.46995 | 0.57378 | 0.64624 | 0.62001 | 0.55138 | 0.61576 | 0.52024 | 0.63984 | 0.46984 | 0.47511 | 0.48221 | 0.61433 | 0.45567 | 0.57653 | 0.56402 | 0.58279 | 0.62321 | 0.62768 | 0.4992 | 0.61596 | 0.59185 | 0.56583 | 0.51233 | 0.4899 | 0.56601 | 0.62923 | 0.44723 | 0.50898 | 0.55743 | 0.43963 | 0.47155 | 0.63381 | 0.60781 | 0.6171 | 0.59658 | 0.61787 | 0.56571 | 0.60707 | 0.48563 | 0.49792 | 0.63944 | 0.43113 | 0.5493 | 0.53717 | 0.49248 | 0.6267 | 0.59596 | 0.4911 | 0.4441 | 0.52966 | 0.55788 | 0.61516 | 0.54627 | 0.54299 | 0.43615 | 0.62329 | 0.5315 | 0.47694 | 0.44995 | 0.58668 | 0.4886 | 0.51807 | 0.4944 | 0.51257 | 0.44894 | 0.53462 | 0.57518 | 0.45277 | 0.62368 | 0.53761 | 0.45996 | 0.49756 | 0.45971 | 0.52858 | 0.54055 | 0.59259 | 0.56344 | 0.56206 | 0.63217 | 0.45819 | 0.64825 | 0.51581 | 0.54783 | 0.52308 | 0.52854 | 0.57036 | 0.60189 | 0.60616 | 0.55274 | 0.48979 | 0.51671 | 0.4562 | 0.57682 | 0.62284 | 0.55531 | 0.53466 | 0.49201 | 0.4589 | 0.43289 | 0.5498 | 0.44292 | 0.59345 | 0.50104 | 0.54477 | 0.44339 | 0.44528 | 0.45929 | 0.51257 | 0.50769 | 0.45395 | 0.51715 | 0.62409 | 0.45753 | 0.45975 | 0.4562 | 0.52285 | 0.57326 | 0.49076 | 0.49935 | 0.53464 | 0.46417 | 0.43651 | 0.53709 | 0.64722 | 0.43284 | 0.50476 | 0.51723 | 0.49546 | 0.54427 | 0.62422 | 0.50953 | 0.4322 | 0.62536 | 0.58989 | 0.58441 | 0.53872 | 0.56431 | 0.44963 | 0.44438 | 0.45816 | 0.51874 | 0.61825 | 0.46689 | 0.44652 | 0.43167 | 0.52134 | 0.44404 | 0.46002 | 0.64104 | 0.47575 | 0.43449 | 0.50482 | 0.56001 | 0.44263 | 0.4549 | 0.46883 | 0.48491 | 0.61658 | 0.50383 | 0.46437 | 0.47911 | 0.54306 | 0.53801 | 0.53959 | 0.53881 | 0.48078 | 0.57392 | 0.57847 | 0.57894 | 0.59235 | 0.48107 | 0.62919 | 0.47615 | 0.53249 | 0.45 | 0.43154 | 0.46584 | 0.50086 | 0.53375 | 0.52804 | 0.43432 | 0.59839 | 0.5431 | 0.48619 | 0.50503 | 0.4736 | 0.63471 | 0.62523 | 0.51034 | 0.58438 | 0.51824 | 0.64842 | 0.43922 | 0.5003 | 0.52994 | 0.51694 | 0.51014 | 0.5256 | 0.58043 | 0.45078 | 0.55095 | 0.53324 | 0.51495 | 0.52109 | 0.46691 | 0.63098 | 0.55743 | 0.60266 | 0.5804 | 0.64571 | 0.53261 | 0.64409 | 0.56427 | 0.46764 | 0.43191 | 0.44621 | 0.55834 | 0.50657 | 0.43742 | 0.64206 | 0.43164 | 0.53737 | 0.46886 | 0.62471 | 0.47864 | 0.43489 | 0.47913 | 0.47938 | 0.43169 | 0.51228 | 0.47174 | 0.56606 | 0.60818 | 0.57439 | 0.47172 | 0.4398 | 0.44057 | 0.4779 | 0.61478 | 0.54711 | 0.54118 | 0.50303 | 0.63774 | 0.63508 | 0.49423 | 0.64994 | 0.5626 | 0.54606 | 0.54973 | 0.52122 | 0.56744 | 0.49815 | 0.55531 | 0.48279 | 0.62692 | 0.47201 | 0.47012 | 0.4647 | 0.60455 | 0.5759 | 0.46563 | 0.52386 | 0.55884 | 0.56593 | 0.57451 | 0.537 | 0.60185 | 0.55922 | 0.43315 | 0.50554 | 0.63322 | 0.53974 | 0.60027 | 0.53881 | 0.56764 | 0.64024 | 0.53422 | 0.58942 | 0.61042 | 0.4539 | 0.52578 | 0.55255 | 0.56572 | 0.46989 | 0.62702 | 0.56854 | 0.56224 | 0.49247 | 0.51345 | 0.5345 | 0.61732 | 0.48856 | 0.46387 | 0.44687 | 0.49544 | 0.48386 | 0.56017 | 0.47454 | 0.52841 | 0.5139 | 0.57808 | 0.62486 | 0.4311 | 0.44587 | 0.53608 | 0.62177 | 0.51775 | 0.48527 | 0.59418 | 0.51788 | 0.60079 | 0.50642 | 0.50148 | 0.56824 | 0.47214 | 0.63291 | 0.62758 | 0.47188 | 0.64626 | 0.53011 | 0.45324 | 0.4401 | 0.47149 | 0.61011 | 0.45931 | 0.44446 | 0.48292 | 0.55302 | 0.50038 | 0.62942 | 0.54075 | 0.49531 | 0.46586 | 0.45024 | 0.59099 | 0.55513 | 0.52001 | 0.52632 | 0.63846 | 0.63084 | 0.56476 | 0.43758 | 0.6113 | 0.49972 | 0.49555 | 0.64718 | 0.64784 | 0.47049 | 0.60866 | 0.48857 | 0.58792 | 0.46398 | 0.6387 | 0.57585 | 0.61901 | 0.54802 | 0.5256 | 0.52595 | 0.62367 | 0.4767 | 0.61338 | 0.4447 | 0.55905 | 0.49007 | 0.51286 | 0.59835 | 0.50527 | 0.63818 | 0.48898 | 0.57135 | 0.47147 | 0.44039 | 0.48911 | 0.49997 | 0.51986 | 0.57472 | 0.55038 | 0.47607 | 0.5914 | 0.59085 | 0.52083 | 0.62992 | 0.62005 | 0.61807 | 0.44006 | 0.61082 | 0.44442 | 0.46863 | 0.55165 | 0.43519 | 0.44606 | 0.63739 | 0.43656 | 0.52002 | 0.61433 | 0.57633 | 0.62752 | 0.52323 | 0.61365 | 0.5515 | 0.46052 | 0.63099 | 0.4365 | 0.53751 | 0.56722 | 0.63095 | 0.54197 | 0.46799 | 0.50921 | 0.44215 | 0.45629 | 0.44773 | 0.58087 | 0.47058 | 0.5126 | 0.46159 | 0.57574 | 0.43105 | 0.59985 | 0.61819 | 0.62395 | 0.46912 | 0.55253 | 0.50427 | 0.62746 | 0.58102 | 0.63133 | 0.61209 | 0.60535 | 0.58834 | 0.64649 | 0.62686 | 0.43865 | 0.56445 | 0.60358 | 0.57107 | 0.64706 | 0.57155 | 0.48615 | 0.45353 | 0.59223 | 0.63951 | 0.54847 | 0.4538 | 0.46203 | 0.43745 | 0.43101 | 0.53889 | 0.55803 | 0.51548 | 0.5779 | 0.51818 | 0.60071 | 0.61435 | 0.60731 | 0.62211 | 0.56745 | 0.55847 | 0.48283 | 0.43345 | 0.64698 | 0.62393 | 0.48893 | 0.58013 | 0.64293 | 0.54949 | 0.48543 | 0.56258 | 0.6297 | 0.57841 | 0.4824 | 0.46162 | 0.63478 | 0.5481 | 0.62146 | 0.62137 | 0.44897 | 0.55168 | 0.63334 | 0.54022 | 0.55564 | 0.58839 | 0.61894 | 0.57902 | 0.48443 | 0.45291 | 0.50598 | 0.4647 | 0.44176 | 0.62496 | 0.59806 | 0.50736 | 0.56654 | 0.55125 | 0.4983 | 0.48969 | 0.47447 | 0.64827 | 0.49658 | 0.52625 | 0.64946 | 0.48083 | 0.6014 | 0.5609 | 0.51768 | 0.63833 | 0.59772 | 0.59539 | 0.61678 | 0.48545 | 0.48468 | 0.53076 | 0.58816 | 0.55978 | 0.52705 | 0.50789 | 0.53717 | 0.6041 | 0.6452 | 0.52842 | 0.57568 | 0.44504 | 0.52544 | 0.57718 | 0.6245 | 0.4509 | 0.60746 | 0.48832 | 0.62965 | 0.51614 | 0.43545 | 0.5191 | 0.4351 | 0.49132 | 0.54013 | 0.47042 | 0.45953 | 0.43618 | 0.46839 | 0.48782 | 0.43135 | 0.615 | 0.4733 | 0.52326 | 0.49379 | 0.46495 | 0.50948 | 0.58578 | 0.64167 | 0.49943 | 0.59006 | 0.52143 | 0.61514 | 0.59451 | 0.48242 | 0.52918 | 0.59555 | 0.53277 | 0.60373 | 0.49354 | 0.57945 | 0.6256 | 0.46452 | 0.57576 | 0.58292 | 0.46371 | 0.5484 | 0.549 | 0.49123 | 0.46788 | 0.50589 | 0.56046 | 0.62375 | 0.61306 | 0.45905 | 0.60356 | 0.50276 | 0.44474 | 0.46643 | 0.48382 | 0.58238 | 0.45519 | 0.59292 | 0.48858 | 0.51868 | 0.48924 | 0.44934 | 0.45928 | 0.6005 | 0.54684 | 0.48337 | 0.62322 | 0.64588 | 0.54871 | 0.54501 | 0.57435 | 0.49374 | 0.62797 | 0.51205 | 0.59611 | 0.61356 | 0.44942 | 0.44709 | 0.50397 | 0.64275 | 0.59123 | 0.45278 | 0.46064 | 0.50139 | 0.62749 | 0.54403 | 0.53345 | 0.50027 | 0.49356 | 0.64698 | 0.49618 | 0.48163 | 0.44932 | 0.55663 | 0.51994 | 0.43651 | 0.46226 | 0.50682 | 0.64206 | 0.59455 | 0.53548 | 0.62374 | 0.63729 | 0.59756 | 0.51833 | 0.5815 | 0.54164 | 0.57709 | 0.4671 | 0.54241 | 0.43507 | 0.60611 | 0.45287 | 0.58752 | 0.44598 | 0.55885 | 0.62912 | 0.46131 | 0.45248 | 0.59115 | 0.4987 | 0.59206 | 0.43704 | 0.50473 | 0.63165 | 0.50489 | 0.48094 | 0.49499 | 0.59048 | 0.62817 | 0.44319 | 0.49679 | 0.62099 | 0.63195 | 0.61857 | 0.50454 | 0.5373 | 0.56822 | 0.51451 | 0.61441 | 0.6032 | 0.4312 | 0.58124 | 0.54784 | 0.55213 | 0.64971 | 0.48757 | 0.59954 | 0.58635 | 0.52182 | 0.51477 | 0.64003 | 0.6065 | 0.57598 | 0.53016 | 0.53614 | 0.52833 | 0.57388 | 0.4798 | 0.57204 | 0.54224 | 0.61547 | 0.44837 | 0.59999 | 0.4633 | 0.57891 | 0.4579 | 0.54809 | 0.60169 | 0.63442 | 0.52818 | 0.51835 | 0.59376 | 0.46372 | 0.58487 | 0.49828 | 0.49084 | 0.49519 | 0.51128 | 0.59742 | 0.57123 | 0.45486 | 0.55119 | 0.63103 | 0.58936 | 0.50855 | 0.48477 | 0.5043 | 0.57388 | 0.52817 | 0.52406 | 0.58826 | 0.45473 | 0.62411 | 0.4596 | 0.63977 | 0.64115 | 0.6375 | 0.43507 | 0.47997 | 0.57426 | 0.43794 | 0.471 | 0.57932 | 0.43268 | 0.64302 | 0.64307 | 0.57315 | 0.56758 | 0.58026 | 0.55541 | 0.57549 | 0.6469 | 0.57309 | 0.4661 | 0.44523 | 0.44417 | 0.64917 | 0.45605 | 0.51197 | 0.58123 | 0.53102 | 0.60923 | 0.59844 | 0.61756 | 0.44659 | 0.60574 | 0.45304 | 0.46119 | 0.45282 | 0.57759 | 0.62792 | 0.47969 | 0.55325 | 0.47425 | 0.64409 | 0.61629 | 0.50305 | 0.53318 | 0.44691 | 0.49967 | 0.57204 | 0.51097 | 0.59984 | 0.61317 | 0.55147 | 0.47968 | 0.45819 | 0.62378 | 0.46877 | 0.58076 | 0.49523 | 0.53392 | 0.4556 | 0.51007 | 0.61117 | 0.61995 | 0.46439 | 0.43879 | 0.64317 | 0.46538 | 0.54685 | 0.61006 | 0.45886 | 0.48518 | 0.6451 | 0.44967 | 0.438 | 0.50192 | 0.60672 | 0.62675 | 0.5524 | 0.49269 | 0.49026 | 0.63056 | 0.61944 | 0.44752 | 0.60406 | 0.60365 | 0.58645 | 0.49776 | 0.44843 | 0.4558 | 0.55834 | 0.56223 | 0.48862 | 0.51261 | 0.50866 | 0.44471 | 0.60704 | 0.52828 | 0.51158 | 0.53272 | 0.48144 | 0.53565 | 0.6417 | 0.60223 | 0.47586 | 0.46398 | 0.56796 | 0.54052 | 0.45923 | 0.64896 | 0.43202 | 0.62116 | 0.63825 | 0.63974 | 0.6071 | 0.58752 | 0.51874 | 0.51355 | 0.45686 | 0.53599 | 0.47811 | 0.59707 | 0.52737 | 0.4477 | 0.62525 | 0.62736 | 0.53337 | 0.45194 | 0.44922 | 0.43386 | 0.56866 | 0.61687 | 0.51164 | 0.44641 | 0.43921 | 0.4362 | 0.6127 | 0.64281 | 0.61021 | 0.54291 | 0.50556 | 0.50312 | 0.46581 | 0.6361 | 0.57333 | 0.61214 | 0.57547 | 0.59026 | 0.6386 | 0.45407 | 0.56394 | 0.4556 | 0.49653 | 0.64909 | 0.62871 | 0.56975 | 0.63944 | 0.56439 | 0.61415 | 0.55724 | 0.43636 | 0.64703 | 0.52532 | 0.62541 | 0.4767 | 0.50183 | 0.58268 | 0.49715 | 0.6135 | 0.46645 | 0.60397 | 0.55116 | 0.61219 | 0.44487 | 0.62114 | 0.5914 | 0.5928 | 0.50116 | 0.46166 | 0.64413 | 0.6296 | 0.44345 | 0.53413 | 0.57953 | 0.60103 | 0.49984 | 0.59296 | 0.48077 | 0.51811 | 0.6025 | 0.47294 | 0.48831 | 0.53994 | 0.54634 | 0.49363 | 0.46668 | 0.4928 | 0.6185 | 0.43183 | 0.62144 | 0.48473 | 0.64285 | 0.4625 | 0.45145 | 0.5693 | 0.46037 | 0.56694 | 0.52163 | 0.43631 | 0.45508 | 0.54262 | 0.51085 | 0.50495 | 0.58697 | 0.44204 | 0.46334 | 0.56919 | 0.43428 | 0.6172 | 0.48903 | 0.45308 | 0.47243 | 0.6086 | 0.52855 | 0.53453 | 0.4644 | 0.49884 | 0.59918 | 0.46492 | 0.55499 | 0.58401 | 0.48088 | 0.57968 | 0.58587 | 0.54326 | 0.50445 | 0.43324 | 0.45278 | 0.57349 | 0.60196 | 0.46153 | 0.58733 | 0.57829 | 0.62236 | 0.52335 | 0.53524 | 0.53993 | 0.48557 | 0.60655 | 0.49473 | 0.48811 | 0.45951 | 0.57551 | 0.45913 | 0.57122 | 0.48066 | 0.52461 | 0.61929 | 0.61586 | 0.57166 | 0.50191 | 0.51183 | 0.61518 | 0.51077 | 0.62182 | 0.61708 | 0.49597 | 0.45696 | 0.47069 | 0.57614 | 0.55777 | 0.47827 | 0.52244 | 0.47609 | 0.62272 | 0.623 | 0.56798 | 0.55428 | 0.43678 | 0.46064 | 0.49724 | 0.4843 | 0.56849 | 0.53074 | 0.63394 | 0.59183 | 0.63062 | 0.54684 | 0.44434 | 0.54794 | 0.63318 | 0.60319 | 0.59185 | 0.57692 | 0.60923 | 0.61735 | 0.4694 | 0.60151 | 0.55469 | 0.57457 | 0.45349 | 0.48842 | 0.4582 | 0.50645 | 0.44271 | 0.49086 | 0.62139 | 0.52741 | 0.57287 | 0.61359 | 0.63057 | 0.55442 | 0.49739 | 0.60439 | 0.57208 | 0.63061 | 0.63564 | 0.64739 | 0.49005 | 0.51427 | 0.52047 | 0.52301 | 0.55494 | 0.49704 | 0.58851 | 0.64932 | 0.49248 | 0.49789 | 0.599 | 0.529 | 0.59348 | 0.51492 | 0.56661 | 0.60416 | 0.4491 | 0.45035 | 0.56736 | 0.64651 | 0.53055 | 0.57313 | 0.52969 | 0.5085 | 0.62694 | 0.5665 | 0.59755 | 0.56462 | 0.50396 | 0.60602 | 0.54612 | 0.5477 | 0.58424 | 0.55105 | 0.57546 | 0.64942 | 0.62236 | 0.48649 | 0.46371 | 0.56536 | 0.49507 | 0.51168 | 0.49938 | 0.64878 | 0.57401 | 0.58971 | 0.56632 | 0.53749 | 0.5258 | 0.58585 | 0.48885 | 0.611 | 0.63214 | 0.58386 | 0.4721 | 0.63281 | 0.55473 | 0.5019 | 0.49857 | 0.50677 | 0.59793 | 0.56298 | 0.4779 | 0.58011 | 0.43073 | 0.57278 | 0.57381 | 0.46442 | 0.6164 | 0.60154 | 0.44939 | 0.45372 | 0.44869 | 0.51965 | 0.50721 | 0.60795 | 0.6322 | 0.56913 | 0.50888 | 0.61755 | 0.44441 | 0.55715 | 0.52305 | 0.52408 | 0.48897 | 0.60722 | 0.55632 | 0.49682 | 0.43531 | 0.51583 | 0.5957 | 0.63129 | 0.44674 | 0.51344 | 0.51625 | 0.49549 | 0.61202 | 0.63309 | 0.51223 | 0.63036 | 0.57215 | 0.55824 | 0.52879 | 0.64978 | 0.46712 | 0.47856 | 0.44384 | 0.45869 | 0.50031 | 0.49632 | 0.60923 | 0.4906 | 0.53474 | 0.5635 | 0.61515 | 0.43085 | 0.49151 | 0.49128 | 0.53132 | 0.60354 | 0.5206 | 0.54443 | 0.58217 | 0.46732 | 0.63863 | 0.54456 | 0.63527 | 0.54245 | 0.56581 | 0.53015 | 0.52426 | 0.62486 | 0.51097 | 0.49283 | 0.59672 | 0.59857 | 0.58949 | 0.54119 | 0.51614 | 0.64028 | 0.51612 | 0.52395 | 0.48669 | 0.48079 | 0.49927 | 0.47765 | 0.46645 | 0.61377 | 0.52235 | 0.53187 | 0.48016 | 0.61503 | 0.50497 | 0.43765 | 0.47727 | 0.63821 | 0.59384 | 0.57834 | 0.46931 | 0.59284 | 0.45338 | 0.48372 | 0.47728 | 0.50589 | 0.44855 | 0.49087 | 0.47543 | 0.59151 | 0.60028 | 0.55344 | 0.59119 | 0.61309 | 0.57686 | 0.53107 | 0.56305 | 0.46492 | 0.45404 | 0.51127 | 0.485 | 0.50712 | 0.47978 | 0.57585 | 0.46997 | 0.43293 | 0.50571 | 0.50918 | 0.55026 | 0.46102 | 0.51747 | 0.59563 | 0.64441 | 0.47011 | 0.51757 | 0.55541 | 0.50059 | 0.63025 | 0.47129 | 0.47832 | 0.58554 | 0.60995 | 0.54915 | 0.64104 | 0.52201 | 0.47347 | 0.62588 | 0.45831 | 0.59152 | 0.49353 | 0.45102 | 0.59784 | 0.56536 | 0.5363 | 0.4569 | 0.60701 | 0.51961 | 0.62102 | 0.61847 | 0.45197 | 0.46115 | 0.51141 | 0.47556 | 0.43292 | 0.62711 | 0.55018 | 0.48803 | 0.5913 | 0.50367 | 0.63779 | 0.61727 | 0.57795 | 0.56326 | 0.43792 | 0.47535 | 0.50455 | 0.48254 | 0.64474 | 0.61111 | 0.55382 | 0.48364 | 0.60195 | 0.53711 | 0.5967 | 0.55421 | 0.51618 | 0.58435 | 0.44504 | 0.45434 | 0.61301 | 0.58815 | 0.51419 | 0.4968 | 0.50476 | 0.49055 | 0.55257 | 0.44786 | 0.4962 | 0.53762 | 0.60023 | 0.45623 | 0.59428 | 0.48589 | 0.60147 | 0.47556 | 0.4811 | 0.58897 | 0.50641 | 0.55429 | 0.57491 | 0.44282 | 0.64013 | 0.45597 | 0.55046 | 0.56444 | 0.63265 | 0.64983 | 0.4544 | 0.52679 | 0.45471 | 0.58436 | 0.48484 | 0.44591 | 0.5942 | 0.47713 | 0.58556 | 0.44076 | 0.55671 | 0.49418 | 0.58733 | 0.63939 | 0.5652 | 0.49227 | 0.4777 | 0.46793 | 0.57422 | 0.54554 | 0.62053 | 0.51551 | 0.44065 | 0.61617 | 0.60886 | 0.51936 | 0.56414 | 0.54267 | 0.50559 | 0.54869 | 0.48213 | 0.59023 | 0.59086 | 0.53841 | 0.6454 | 0.48109 | 0.50366 | 0.57467 | 0.53315 | 0.49275 | 0.60069 | 0.61437 | 0.6195 | 0.48973 | 0.58284 | 0.49006 | 0.50949 | 0.51369 | 0.48582 | 0.52588 | 0.53883 | 0.51451 | 0.54935 | 0.56522 | 0.50775 | 0.57923 | 0.50178 | 0.53771 | 0.573 | 0.63263 | 0.46804 | 0.48369 | 0.58008 | 0.55899 | 0.58185 | 0.63232 | 0.437 | 0.53894 | 0.63182 | 0.44974 | 0.63521 | 0.47088 | 0.6113 | 0.52318 | 0.56461 | 0.43499 | 0.61508 | 0.50246 | 0.62209 | 0.51924 | 0.53751 | 0.46171 | 0.61012 | 0.58527 | 0.46565 | 0.63965 | 0.44469 | 0.60225 | 0.46255 | 0.56435 | 0.63134 | 0.54671 | 0.48676 | 0.454 | 0.47533 | 0.44113 | 0.57293 | 0.52211 | 0.55812 | 0.48499 | 0.60034 | 0.43293 | 0.43268 | 0.45511 | 0.53897 | 0.63103 | 0.56635 | 0.58621 | 0.46593 | 0.57829 | 0.51302 | 0.53445 | 0.51911 | 0.6357 | 0.4367 | 0.52767 | 0.58065 | 0.43824 | 0.50577 | 0.43617 | 0.58651 | 0.51135 | 0.43816 | 0.6346 | 0.6367 | 0.53945 | 0.53034 | 0.53199 | 0.63812 | 0.51691 | 0.64896 | 0.63354 | 0.48995 | 0.59783 | 0.51915 | 0.46595 | 0.45966 | 0.54948 | 0.49518 | 0.49392 | 0.60978 | 0.52317 | 0.49815 | 0.46218 | 0.59492 | 0.54241 | 0.55111 | 0.58704 | 0.47516 | 0.43062 | 0.57444 | 0.49022 | 0.55729 | 0.54507 | 0.49875 | 0.54318 | 0.45848 | 0.53646 | 0.46495 | 0.57822 | 0.61424 | 0.60024 | 0.53835 | 0.43267 | 0.43959 | 0.52934 | 0.51275 | 0.57966 | 0.5524 | 0.64741 | 0.58379 | 0.56618 | 0.64619 | 0.43994 | 0.43584 | 0.49069 | 0.50186 | 0.59768 | 0.59113 | 0.55514 | 0.48644 | 0.52608 | 0.48703 | 0.53534 | 0.45179 | 0.58023 | 0.56783 | 0.58523 | 0.52056 | 0.45374 | 0.64899 | 0.58941 | 0.52011 | 0.62516 | 0.47593 | 0.44972 | 0.52662 | 0.4496 | 0.45938 | 0.4956 | 0.50508 | 0.55391 | 0.52505 | 0.59887 | 0.52108 | 0.43014 | 0.48086 | 0.59481 | 0.43836 | 0.57394 | 0.43044 | 0.54558 | 0.49239 | 0.56342 | 0.63144 | 0.55994 | 0.60305 | 0.61081 | 0.56716 | 0.58118 | 0.62393 | 0.4316 | 0.45922 | 0.62654 | 0.44984 | 0.47347 | 0.56521 | 0.45839 | 0.49687 | 0.45328 | 0.47762 | 0.49931 | 0.5051 | 0.54928 | 0.51398 | 0.43394 | 0.58865 | 0.51109 | 0.45167 | 0.48274 | 0.63837 | 0.49594 | 0.58387 | 0.63326 | 0.47825 | 0.63539 | 0.56812 | 0.59822 | 0.61089 | 0.43208 | 0.54535 | 0.57691 | 0.51758 | 0.56986 | 0.51134 | 0.5242 | 0.64205 | 0.43034 | 0.62133 | 0.51923 | 0.53317 | 0.54466 | 0.63271 | 0.56391 | 0.64343 | 0.59207 | 0.52851 | 0.50947 | 0.59994 | 0.54632 | 0.43294 | 0.4988 | 0.52215 | 0.43694 | 0.56989 | 0.6458 | 0.63406 | 0.46165 | 0.49469 | 0.63756 | 0.45025 | 0.51427 | 0.61827 | 0.4771 | 0.63998 | 0.56681 | 0.63279 | 0.63515 | 0.5934 | 0.51677 | 0.5734 | 0.54536 | 0.52424 | 0.54134 | 0.48893 | 0.5174 | 0.53077 | 0.55489 | 0.53362 | 0.46278 | 0.63802 | 0.50563 | 0.61714 | 0.52883 | 0.50546 | 0.55492 | 0.57754 | 0.48013 | 0.63018 | 0.53698 | 0.53501 | 0.58953 | 0.52172 | 0.44153 | 0.52188 | 0.58338 | 0.59416 | 0.47745 | 0.58738 | 0.44854 | 0.54304 | 0.51265 | 0.64112 | 0.53609 | 0.58303 | 0.56236 | 0.4644 | 0.50458 | 0.45587 | 0.62394 | 0.43697 | 0.53828 | 0.62031 | 0.46164 | 0.5702 | 0.48729 | 0.53516 | 0.48027 | 0.6188 | 0.53767 | 0.58216 | 0.60001 | 0.49724 | 0.59067 | 0.45864 | 0.45917 | 0.52593 | 0.4855 | 0.49141 | 0.57946 | 0.61813 | 0.47601 | 0.62722 | 0.44029 | 0.55183 | 0.61245 | 0.6296 | 0.63891 | 0.53439 | 0.64859 | 0.45008 | 0.64867 | 0.5687 | 0.64179 | 0.52725 | 0.56152 | 0.49554 | 0.52478 | 0.57975 | 0.60025 | 0.48287 | 0.64021 | 0.49927 | 0.56275 | 0.4641 | 0.64407 | 0.513 | 0.45867 | 0.48445 | 0.47032 | 0.47833 | 0.53603 | 0.60232 | 0.5816 | 0.51978 | 0.50953 | 0.49516 | 0.64044 | 0.62953 | 0.5813 | 0.47164 | 0.61137 | 0.49184 | 0.50799 | 0.5363 | 0.45861 | 0.63498 | 0.60137 | 0.5229 | 0.47036 | 0.58326 | 0.51737 | 0.57118 | 0.59038 | 0.54532 | 0.52198 | 0.51464 | 0.53474 | 0.58981 | 0.58478 | 0.56997 | 0.60109 | 0.49824 | 0.55191 | 0.58727 | 0.46368 | 0.48649 | 0.60172 | 0.43692 | 0.47678 | 0.45763 | 0.58159 | 0.61258 | 0.45296 | 0.57506 | 0.53402 | 0.48895 | 0.482 | 0.52647 | 0.44869 | 0.52889 | 0.51062 | 0.63881 | 0.43291 | 0.46678 | 0.5148 | 0.4485 | 0.57536 | 0.5865 | 0.45752 | 0.48812 | 0.58757 | 0.58683 | 0.55311 | 0.62248 | 0.63525 | 0.6206 | 0.5526 | 0.4346 | 0.49495 | 0.62546 | 0.56702 | 0.53861 | 0.47742 | 0.63848 | 0.56314 | 0.5022 | 0.54885 | 0.60273 | 0.64137 | 0.48791 | 0.49602 | 0.45679 | 0.50657 | 0.4721 | 0.43775 | 0.4364 | 0.48961 | 0.46145 | 0.50723 | 0.50566 | 0.5421 | 0.61296 | 0.52847 | 0.47414 | 0.61508 | 0.47286 | 0.53041 | 0.5961 | 0.43228 | 0.59246 | 0.53222 | 0.63752 | 0.54293 | 0.58307 | 0.56635 | 0.45465 | 0.56986 | 0.55755 | 0.59084 | 0.5519 | 0.57362 | 0.58587 | 0.52888 | 0.53327 | 0.63512 | 0.57544 | 0.45328 | 0.53097 | 0.58197 | 0.53106 | 0.59812 | 0.47852 | 0.50946 | 0.46295 | 0.63876 | 0.50427 | 0.62518 | 0.51071 | 0.52601 | 0.44515 | 0.61399 | 0.62019 | 0.51184 | 0.51126 | 0.51253 | 0.4627 | 0.56424 | 0.54035 | 0.51796 | 0.50971 | 0.58707 | 0.46861 | 0.60799 | 0.45273 | 0.52417 | 0.62807 | 0.49026 | 0.48175 | 0.4608 | 0.52572 | 0.57244 | 0.43807 | 0.56082 | 0.50685 | 0.44537 | 0.53082 | 0.47416 | 0.51138 | 0.60157 | 0.52567 | 0.43109 | 0.61524 | 0.64125 | 0.57973 | 0.53003 | 0.62657 | 0.56605 | 0.47203 | 0.5012 | 0.54196 | 0.49764 | 0.59701 | 0.45756 | 0.49966 | 0.54446 | 0.62787 | 0.48777 | 0.5607 | 0.53267 | 0.45578 | 0.59256 | 0.52657 | 0.498 | 0.63444 | 0.55016 | 0.64467 | 0.44999 | 0.4932 | 0.64879 | 0.50586 | 0.43208 | 0.59442 | 0.58007 | 0.52058 | 0.58823 | 0.54189 | 0.50598 | 0.47877 | 0.55649 | 0.46188 | 0.5303 | 0.45177 | 0.54869 | 0.44764 | 0.58471 | 0.62899 | 0.6245 | 0.64306 | 0.56055 | 0.46828 | 0.60868 | 0.56181 | 0.43602 | 0.5098 | 0.48211 | 0.55305 | 0.51895 | 0.64798 | 0.58274 | 0.44314 | 0.49536 | 0.50599 | 0.49886 | 0.55381 | 0.47915 | 0.62797 | 0.4603 | 0.46366 | 0.58883 | 0.53946 | 0.44876 | 0.61636 | 0.64699 | 0.5162 | 0.4717 | 0.49262 | 0.63381 | 0.43633 | 0.43627 | 0.48564 | 0.55364 | 0.49058 | 0.55814 | 0.62648 | 0.43246 | 0.44686 | 0.54122 | 0.53637 | 0.52635 | 0.63275 | 0.64487 | 0.51436 | 0.47592 | 0.47546 | 0.56282 | 0.58199 | 0.52463 | 0.47802 | 0.60452 | 0.50458 | 0.6458 | 0.53673 | 0.6261 | 0.51548 | 0.48083 | 0.56309 | 0.60794 | 0.60709 | 0.52418 | 0.50138 | 0.57047 | 0.62102 | 0.46984 | 0.44322 | 0.6126 | 0.51269 | 0.49702 | 0.60603 | 0.544 | 0.62979 | 0.46918 | 0.52805 | 0.60631 | 0.64887 | 0.52699 | 0.55029 | 0.59889 | 0.56329 | 0.48251 | 0.58471 | 0.54665 | 0.56005 | 0.43706 | 0.57921 | 0.56848 | 0.50492 | 0.48336 | 0.43178 | 0.47779 | 0.44694 | 0.64555 | 0.51181 | 0.60116 | 0.4598 | 0.51709 | 0.53312 | 0.6247 | 0.52332 | 0.55008 | 0.51547 | 0.57123 | 0.58326 | 0.57114 | 0.57728 | 0.56495 | 0.556 | 0.51817 | 0.54073 | 0.46973 | 0.5741 | 0.64154 | 0.44435 | 0.46916 | 0.47413 | 0.50075 | 0.46516 | 0.60072 | 0.47143 | 0.53096 | 0.49191 | 0.55058 | 0.50803 | 0.54041 | 0.43348 | 0.45844 | 0.43808 | 0.45008 | 0.49045 | 0.5889 | 0.48146 | 0.55087 | 0.52339 | 0.55251 | 0.44556 | 0.62727 | 0.62167 | 0.58285 | 0.60316 | 0.64934 | 0.55749 | 0.62685 | 0.59266 | 0.63766 | 0.44686 | 0.63564 | 0.64791 | 0.56762 | 0.64087 | 0.48842 | 0.56855 | 0.565 | 0.52874 | 0.43178 | 0.44227 | 0.48493 | 0.5462 | 0.5925 | 0.4851 | 0.44369 | 0.5576 | 0.55376 | 0.58049 | 0.44769 | 0.47063 | 0.63762 | 0.54903 | 0.44441 | 0.63132 | 0.55456 | 0.51175 | 0.52854 | 0.54353 | 0.45761 | 0.6178 | 0.61334 | 0.64959 | 0.59866 | 0.58034 | 0.47569 | 0.47121 | 0.45765 | 0.46318 | 0.54501 | 0.47878 | 0.56583 | 0.44749 | 0.47501 | 0.51355 | 0.59549 | 0.5281 | 0.54591 | 0.55148 | 0.57131 | 0.61661 | 0.46069 | 0.59329 | 0.63723 | 0.51207 | 0.50542 | 0.53564 | 0.53233 | 0.60021 | 0.54883 | 0.47579 | 0.45878 | 0.59437 | 0.52338 | 0.59432 | 0.49528 | 0.5445 | 0.55579 | 0.51881 | 0.62175 | 0.59077 | 0.53082 | 0.50788 | 0.63706 | 0.54879 | 0.58804 | 0.50914 | 0.54758 | 0.55497 | 0.46431 | 0.63669 | 0.57306 | 0.61536 | 0.48804 | 0.51959 | 0.5537 | 0.57332 | 0.52822 | 0.62994 | 0.43061 | 0.49721 | 0.43469 | 0.51682 | 0.43866 | 0.4391 | 0.55221 | 0.54375 | 0.50379 | 0.55505 | 0.6057 | 0.4876 | 0.61599 | 0.4544 | 0.5374 | 0.55911 | 0.58484 | 0.51828 | 0.49195 | 0.52372 | 0.48427 | 0.44138 | 0.53911 | 0.50073 | 0.55315 | 0.58361 | 0.61719 | 0.52569 | 0.46437 | 0.43309 | 0.48943 | 0.51789 | 0.62175 | 0.63576 | 0.51472 | 0.59088 | 0.43271 | 0.48679 | 0.51716 | 0.57782 | 0.47338 | 0.56275 | 0.58196 | 0.63206 | 0.62753 | 0.46268 | 0.55894 | 0.59679 | 0.53686 | 0.54952 | 0.60724 | 0.64598 | 0.48461 | 0.53946 | 0.63251 | 0.46176 | 0.55294 | 0.50639 | 0.63996 | 0.5669 | 0.50151 | 0.466 | 0.59429 | 0.48131 | 0.57089 | 0.57527 | 0.52901 | 0.63788 | 0.61197 | 0.64057 | 0.5867 | 0.62479 | 0.54916 | 0.55477 | 0.53683 | 0.50431 | 0.44536 | 0.45622 | 0.58891 | 0.4457 | 0.49195 | 0.57596 | 0.52662 | 0.48708 | 0.58357 | 0.51594 | 0.48277 | 0.55645 | 0.63901 | 0.44265 | 0.61225 | 0.62272 | 0.4346 | 0.578 | 0.60575 | 0.43915 | 0.43747 | 0.62307 | 0.63886 | 0.44825 | 0.57985 | 0.56983 | 0.44142 | 0.43507 | 0.58713 | 0.48269 | 0.51455 | 0.64173 | 0.51747 | 0.47298 | 0.57055 | 0.60375 | 0.48784 | 0.59946 | 0.47386 | 0.52365 | 0.47689 | 0.50635 | 0.57124 | 0.61913 | 0.47 | 0.59886 | 0.59714 | 0.52261 | 0.58948 | 0.59727 | 0.49442 | 0.54385 | 0.46479 | 0.58442 | 0.64619 | 0.59158 | 0.6304 | 0.60389 | 0.47022 | 0.43529 | 0.627 | 0.59553 | 0.45237 | 0.55173 | 0.59764 | 0.59024 | 0.53023 | 0.54675 | 0.63261 | 0.59061 | 0.5036 | 0.48979 | 0.54985 | 0.45695 | 0.63296 | 0.60872 | 0.58945 | 0.61813 | 0.51893 | 0.63796 | 0.63074 | 0.56588 | 0.61052 | 0.5916 | 0.44426 | 0.50189 | 0.46805 | 0.51398 | 0.59569 | 0.58039 | 0.56105 | 0.56805 | 0.61559 | 0.48058 | 0.62057 | 0.59951 | 0.61751 | 0.50031 | 0.50198 | 0.54157 | 0.44239 | 0.46794 | 0.64258 | 0.57314 | 0.55578 | 0.44326 | 0.58941 | 0.49314 | 0.61398 | 0.62207 | 0.64571 | 0.58232 | 0.49363 | 0.50684 | 0.48369 | 0.44027 | 0.47728 | 0.51001 | 0.57932 | 0.44599 | 0.50249 | 0.43956 | 0.60901 | 0.50156 | 0.53891 | 0.56013 | 0.496 | 0.52752 | 0.62069 | 0.6143 | 0.61139 | 0.45162 | 0.45754 | 0.45826 | 0.50648 | 0.60527 | 0.62766 | 0.52254 | 0.63303 | 0.59172 | 0.5101 | 0.51754 | 0.52205 | 0.49666 | 0.54116 | 0.51993 | 0.55238 | 0.54344 | 0.49864 | 0.47642 | 0.47518 | 0.51315 | 0.54883 | 0.54822 | 0.62958 | 0.44095 | 0.63839 | 0.6481 | 0.63478 | 0.64956 | 0.5262 | 0.58032 | 0.46549 | 0.47738 | 0.53353 | 0.43997 | 0.52313 | 0.5886 | 0.47148 | 0.53118 | 0.62279 | 0.51996 | 0.48169 | 0.50979 | 0.4802 | 0.57002 | 0.45749 | 0.57193 | 0.44997 | 0.57029 | 0.55759 | 0.57784 | 0.57083 | 0.49884 | 0.54254 | 0.63152 | 0.50317 | 0.54485 | 0.52188 | 0.55131 | 0.57266 | 0.52833 | 0.60645 | 0.62578 | 0.49218 | 0.6362 | 0.54703 | 0.57611 | 0.52375 | 0.61097 | 0.51117 | 0.58384 | 0.60071 | 0.64389 | 0.52484 | 0.49218 | 0.53943 | 0.56627 | 0.605 | 0.55975 | 0.54936 | 0.54112 | 0.54917 | 0.51029 | 0.56852 | 0.48783 | 0.56876 | 0.46417 | 0.45497 | 0.59346 | 0.63136 | 0.45528 | 0.61454 | 0.43518 | 0.52676 | 0.47518 | 0.46179 | 0.61577 | 0.50546 | 0.61423 | 0.49486 | 0.49098 | 0.61973 | 0.44612 | 0.45774 | 0.51943 | 0.50535 | 0.51734 | 0.50054 | 0.61947 | 0.62447 | 0.43498 | 0.47477 | 0.63948 | 0.62977 | 0.60216 | 0.49672 | 0.56961 | 0.44788 | 0.54364 | 0.51885 | 0.51265 | 0.53589 | 0.61762 | 0.4793 | 0.61357 | 0.54561 | 0.52166 | 0.52551 | 0.5056 | 0.48827 | 0.58227 | 0.53766 | 0.5527 | 0.55972 | 0.57172 | 0.47356 | 0.52504 | 0.45167 | 0.53111 | 0.53343 | 0.49128 | 0.49878 | 0.47595 | 0.51503 | 0.54141 | 0.63564 | 0.5058 | 0.5175 | 0.64655 | 0.6452 | 0.5023 | 0.51566 | 0.62481 | 0.61415 | 0.49234 | 0.47428 | 0.50744 | 0.52209 | 0.4618 | 0.55715 | 0.4329 | 0.62289 | 0.59951 | 0.55184 | 0.5409 | 0.56102 | 0.58686 | 0.45655 | 0.50829 | 0.45909 | 0.53209 | 0.5076 | 0.4728 | 0.62609 | 0.5654 | 0.62905 | 0.58096 | 0.62242 | 0.48981 | 0.63407 | 0.4746 | 0.64089 | 0.51816 | 0.55359 | 0.46328 | 0.56672 | 0.4369 | 0.46723 | 0.43848 | 0.55783 | 0.46752 | 0.63134 | 0.4836 | 0.62227 | 0.43386 | 0.62506 | 0.56629 | 0.63659 | 0.58518 | 0.43651 | 0.53799 | 0.45328 | 0.56013 | 0.5159 | 0.59828 | 0.45532 | 0.4948 | 0.53993 | 0.58153 | 0.63651 | 0.53189 | 0.50429 | 0.51591 | 0.48515 | 0.5834 | 0.47943 | 0.52043 | 0.60605 | 0.57788 | 0.60329 | 0.51851 | 0.55753 | 0.46363 | 0.47352 | 0.50413 | 0.62437 | 0.48381 | 0.46067 | 0.46716 | 0.44753 | 0.4843 | 0.61705 | 0.62017 | 0.58414 | 0.55859 | 0.43721 | 0.49635 | 0.47726 | 0.53783 | 0.63683 | 0.47514 | 0.61257 | 0.61849 | 0.60515 | 0.51476 | 0.53405 | 0.57309 | 0.43136 | 0.63421 | 0.43678 | 0.52396 | 0.47629 | 0.45146 | 0.59214 | 0.51909 | 0.54176 | 0.43748 | 0.49043 | 0.57941 | 0.61497 | 0.60651 | 0.63176 | 0.44546 | 0.54565 | 0.43669 | 0.53237 | 0.54931 | 0.55648 | 0.59957 | 0.59886 | 0.50932 | 0.43956 | 0.43024 | 0.6108 | 0.57558 | 0.60006 | 0.46146 | 0.4472 | 0.57041 | 0.45281 | 0.44202 | 0.54529 | 0.45169 | 0.45949 | 0.45361 | 0.44846 | 0.45025 | 0.50453 | 0.59798 | 0.43606 | 0.62333 | 0.47751 | 0.47394 | 0.47047 | 0.53702 | 0.64018 | 0.57593 | 0.45544 | 0.43793 | 0.64944 | 0.47847 | 0.63179 | 0.43485 | 0.4461 | 0.55416 | 0.6349 | 0.6251 | 0.54233 | 0.54103 | 0.57837 | 0.58262 | 0.57787 | 0.44318 | 0.51627 | 0.50138 | 0.6238 | 0.5258 | 0.51522 | 0.63864 | 0.47759 | 0.46161 | 0.44916 | 0.57551 | 0.54411 | 0.58476 | 0.50603 | 0.57028 | 0.62995 | 0.44584 | 0.51597 | 0.58368 | 0.46805 | 0.50448 | 0.52243 | 0.49079 | 0.58689 | 0.5968 | 0.56291 | 0.53189 | 0.50605 | 0.44162 | 0.45356 | 0.47507 | 0.45165 | 0.50333 | 0.57824 | 0.64372 | 0.51214 | 0.61448 | 0.49726 | 0.48354 | 0.57709 | 0.48567 | 0.62031 | 0.53404 | 0.61238 | 0.44452 | 0.45964 | 0.46105 | 0.57631 | 0.5668 | 0.51844 | 0.61097 | 0.45276 | 0.48963 | 0.44303 | 0.48335 | 0.6257 | 0.52883 | 0.52045 | 0.4406 | 0.64297 | 0.58298 | 0.46753 | 0.44345 | 0.56539 | 0.57245 | 0.50812 | 0.43556 | 0.44481 | 0.43585 | 0.44697 | 0.44352 | 0.57625 | 0.44647 | 0.64105 | 0.46504 | 0.64121 | 0.60687 | 0.56582 | 0.62742 | 0.53269 | 0.48543 | 0.50578 | 0.48779 | 0.50105 | 0.43748 | 0.56331 | 0.54366 | 0.50088 | 0.54905 | 0.46746 | 0.44586 | 0.56877 | 0.47066 | 0.44518 | 0.62295 | 0.58137 | 0.64643 | 0.45109 | 0.60403 | 0.48238 | 0.51215 | 0.61358 | 0.43491 | 0.64301 | 0.43896 | 0.55713 | 0.52663 | 0.44922 | 0.46582 | 0.53743 | 0.64053 | 0.5359 | 0.54617 | 0.54802 | 0.43997 | 0.54714 | 0.50396 | 0.4983 | 0.59779 | 0.48043 | 0.5471 | 0.56186 | 0.62371 | 0.63445 | 0.58309 | 0.47858 | 0.49778 | 0.53225 | 0.61546 | 0.51021 | 0.61344 | 0.57051 | 0.50969 | 0.44908 | 0.60479 | 0.43234 | 0.59439 | 0.52443 | 0.56752 | 0.46614 | 0.48608 | 0.43824 | 0.63081 | 0.49602 | 0.60609 | 0.60319 | 0.49857 | 0.45615 | 0.44309 | 0.56871 | 0.56618 | 0.46805 | 0.64175 | 0.51454 | 0.43217 | 0.63948 | 0.59339 | 0.51439 | 0.62574 | 0.46491 | 0.46648 | 0.54024 | 0.57195 | 0.52095 | 0.63765 | 0.53606 | 0.43312 | 0.57369 | 0.52137 | 0.612 | 0.58054 | 0.55568 | 0.6428 | 0.56299 | 0.46537 | 0.49148 | 0.56106 | 0.4418 | 0.63722 | 0.47482 | 0.49108 | 0.44008 | 0.54611 | 0.57294 | 0.56443 | 0.46678 | 0.47591 | 0.45912 | 0.43823 | 0.56046 | 0.4361 | 0.61014 | 0.64835 | 0.45877 | 0.62368 | 0.46863 | 0.64673 | 0.6324 | 0.49826 | 0.5725 | 0.49505 | 0.50895 | 0.44197 | 0.48452 | 0.59712 | 0.52546 | 0.54293 | 0.52808 | 0.61939 | 0.58213 | 0.5019 | 0.52424 | 0.55717 | 0.54149 | 0.54675 | 0.63659 | 0.53249 | 0.50976 | 0.53899 | 0.4831 | 0.49068 | 0.47735 | 0.59271 | 0.57276 | 0.64991 | 0.64878 | 0.59149 | 0.6307 | 0.55561 | 0.51053 | 0.59403 | 0.48092 | 0.50313 | 0.59024 | 0.46029 | 0.52802 | 0.45946 | 0.58469 | 0.60254 | 0.64179 | 0.55427 | 0.58824 | 0.58121 | 0.49369 | 0.49852 | 0.54803 | 0.49802 | 0.47986 | 0.51642 | 0.57837 | 0.47748 | 0.55512 | 0.6144 | 0.52606 | 0.43672 | 0.49469 | 0.49085 | 0.63716 | 0.60006 | 0.58059 | 0.47663 | 0.60863 | 0.44625 | 0.43752 | 0.58505 | 0.58789 | 0.63982 | 0.50881 | 0.48017 | 0.59496 | 0.50516 | 0.56106 | 0.62864 | 0.61012 | 0.45171 | 0.54359 | 0.56115 | 0.4598 | 0.6219 | 0.51042 | 0.43066 | 0.52395 | 0.52963 | 0.61674 | 0.47483 | 0.50567 | 0.63106 | 0.43725 | 0.6464 | 0.56952 | 0.54787 | 0.59472 | 0.50252 | 0.46897 | 0.60651 | 0.48375 | 0.61078 | 0.50181 | 0.52615 | 0.64107 | 0.63084 | 0.47769 | 0.57111 | 0.53925 | 0.64271 | 0.64779 | 0.4339 | 0.6008 | 0.52754 | 0.57612 | 0.62983 | 0.59297 | 0.47045 | 0.47066 | 0.60469 | 0.55095 | 0.44516 | 0.57341 | 0.43235 | 0.64558 | 0.55517 | 0.50442 | 0.62737 | 0.43279 | 0.60222 | 0.53367 | 0.50081 | 0.45101 | 0.52375 | 0.52647 | 0.56816 | 0.60755 | 0.58954 | 0.5306 | 0.47022 | 0.59839 | 0.55888 | 0.582 | 0.53132 | 0.60402 | 0.50956 | 0.64593 | 0.4655 | 0.63716 | 0.64134 | 0.63306 | 0.63625 | 0.55425 | 0.60085 | 0.48909 | 0.55381 | 0.51858 | 0.51023 | 0.50877 | 0.59862 | 0.43126 | 0.58801 | 0.52123 | 0.50923 | 0.51485 | 0.51828 | 0.47722 | 0.60788 | 0.63791 | 0.64201 | 0.60065 | 0.49489 | 0.55455 | 0.64871 | 0.48657 | 0.64739 | 0.44955 | 0.57485 | 0.55412 | 0.47007 | 0.62625 | 0.50722 | 0.44655 | 0.45479 | 0.56741 | 0.48515 | 0.52486 | 0.6102 | 0.44018 | 0.55384 | 0.53167 | 0.48357 | 0.586 | 0.50699 | 0.47689 | 0.49084 | 0.60396 | 0.58111 | 0.58702 | 0.52086 | 0.62652 | 0.45455 | 0.59655 | 0.57113 | 0.49323 | 0.5018 | 0.52314 | 0.442 | 0.60593 | 0.62648 | 0.57765 | 0.56068 | 0.64013 | 0.48781 | 0.4436 | 0.51176 | 0.51294 | 0.63303 | 0.58706 | 0.48639 | 0.46189 | 0.46895 | 0.60247 | 0.44018 | 0.56237 | 0.54636 | 0.50706 | 0.54084 | 0.45399 | 0.5507 | 0.52182 | 0.51716 | 0.44703 | 0.57592 | 0.54044 | 0.6266 | 0.61662 | 0.55154 | 0.56553 | 0.45021 | 0.44772 | 0.46317 | 0.45049 | 0.49699 | 0.56804 | 0.55186 | 0.57156 | 0.61519 | 0.59669 | 0.60287 | 0.5671 | 0.63912 | 0.61611 | 0.64271 | 0.60774 | 0.50412 | 0.44088 | 0.54183 | 0.60459 | 0.49499 | 0.47102 | 0.60099 | 0.43936 | 0.48587 | 0.63401 | 0.59504 | 0.62923 | 0.47137 | 0.49363 | 0.58357 | 0.56547 | 0.49963 | 0.64846 | 0.54831 | 0.6466 | 0.6115 | 0.57423 | 0.46164 | 0.61186 | 0.59745 | 0.46952 | 0.51371 | 0.46406 | 0.45458 | 0.45077 | 0.6293 | 0.60307 | 0.54992 | 0.43321 | 0.55513 | 0.52349 | 0.61377 | 0.6048 | 0.62499 | 0.57673 | 0.56307 | 0.45833 | 0.45828 | 0.50725 | 0.43019 | 0.59391 | 0.50787 | 0.51164 | 0.52055 | 0.57266 | 0.59315 | 0.47331 | 0.43823 | 0.49601 | 0.60257 | 0.5589 | 0.62573 | 0.5524 | 0.6216 | 0.61434 | 0.43875 | 0.63572 | 0.63078 | 0.55286 | 0.47462 | 0.59651 | 0.49579 | 0.47187 | 0.51544 | 0.59556 | 0.64514 | 0.52045 | 0.48982 | 0.62137 | 0.48716 | 0.55503 | 0.59303 | 0.63709 | 0.6315 | 0.43423 | 0.48626 | 0.46725 | 0.47663 | 0.63596 | 0.60809 | 0.48225 | 0.58838 | 0.54255 | 0.49775 | 0.43234 | 0.57373 | 0.43217 | 0.49763 | 0.51363 | 0.60649 | 0.59994 | 0.59029 | 0.51044 | 0.56227 | 0.55146 | 0.61767 | 0.64563 | 0.57259 | 0.43693 | 0.47308 | 0.47921 | 0.50898 | 0.55946 | 0.64252 | 0.55925 | 0.64474 | 0.50094 | 0.55954 | 0.51393 | 0.60469 | 0.59073 | 0.55539 | 0.64373 | 0.52417 | 0.64585 | 0.53107 | 0.4646 | 0.43777 | 0.60857 | 0.60878 | 0.56738 | 0.641 | 0.61918 | 0.62698 | 0.45116 | 0.50767 | 0.52695 | 0.48528 | 0.4499 | 0.5858 | 0.63377 | 0.64042 | 0.57409 | 0.50467 | 0.48439 | 0.48368 | 0.50307 | 0.53334 | 0.64646 | 0.49061 | 0.64579 | 0.55145 | 0.6409 | 0.5409 | 0.58412 | 0.59759 | 0.51466 | 0.55884 | 0.56809 | 0.49236 | 0.4517 | 0.54416 | 0.51854 | 0.47757 | 0.61667 | 0.54899 | 0.55088 | 0.52579 | 0.59506 | 0.52021 | 0.51638 | 0.48941 | 0.59362 | 0.61388 | 0.57958 | 0.51303 | 0.5253 | 0.55653 | 0.44919 | 0.55379 | 0.62218 | 0.61176 | 0.49135 | 0.62573 | 0.56159 | 0.45801 | 0.48157 | 0.50865 | 0.584 | 0.48728 | 0.57331 | 0.51118 | 0.60906 | 0.48619 | 0.54131 | 0.54085 | 0.64061 | 0.58935 | 0.56063 | 0.63125 | 0.51628 | 0.49445 | 0.51241 | 0.64769 | 0.5613 | 0.55979 | 0.62589 | 0.64866 | 0.50276 | 0.50956 | 0.47303 | 0.58861 | 0.6282 | 0.506 | 0.52776 | 0.47355 | 0.44109 | 0.48097 | 0.56879 | 0.58956 | 0.49667 | 0.55029 | 0.63934 | 0.59667 | 0.56693 | 0.6379 | 0.45175 | 0.45217 | 0.59025 | 0.45203 | 0.44594 | 0.61245 | 0.4512 | 0.5852 | 0.64694 | 0.43434 | 0.52322 | 0.45077 | 0.54881 | 0.50527 | 0.46669 | 0.52189 | 0.53899 | 0.47508 | 0.51094 | 0.63812 | 0.49211 | 0.48102 | 0.59864 | 0.61748 | 0.64886 | 0.53398 | 0.4713 | 0.5183 | 0.52875 | 0.45362 | 0.61701 | 0.54582 | 0.6385 | 0.5097 | 0.54302 | 0.44787 | 0.57043 | 0.5843 | 0.60092 | 0.63405 | 0.45288 | 0.62873 | 0.59756 | 0.58542 | 0.52986 | 0.44939 | 0.48653 | 0.59839 | 0.61756 | 0.64008 | 0.5282 | 0.57677 | 0.49038 | 0.61356 | 0.55409 | 0.64506 | 0.52408 | 0.59988 | 0.63864 | 0.50581 | 0.64158 | 0.49951 | 0.44429 | 0.53644 | 0.48823 | 0.48709 | 0.54293 | 0.48673 | 0.58333 | 0.56432 | 0.4528 | 0.44829 | 0.64269 | 0.52338 | 0.47152 | 0.52323 | 0.4587 | 0.57134 | 0.5406 | 0.44054 | 0.5011 | 0.63647 | 0.49856 | 0.48137 | 0.49315 | 0.63203 | 0.43075 | 0.59137 | 0.46649 | 0.55944 | 0.56036 | 0.47016 | 0.60412 | 0.51607 | 0.46148 | 0.5339 | 0.47394 | 0.49806 | 0.57113 | 0.55026 | 0.50638 | 0.43456 | 0.63816 | 0.47178 | 0.56322 | 0.48133 | 0.50706 | 0.58723 | 0.46096 | 0.52927 | 0.59287 | 0.47597 | 0.49673 | 0.4872 | 0.63727 | 0.62292 | 0.55358 | 0.59918 | 0.53568 | 0.5278 | 0.56118 | 0.59028 | 0.61103 | 0.6056 | 0.57408 | 0.5046 | 0.52947 | 0.53114 | 0.61464 | 0.63033 | 0.55669 | 0.64856 | 0.59895 | 0.51497 | 0.61768 | 0.52825 | 0.61602 | 0.62401 | 0.60446 | 0.6081 | 0.48017 | 0.43958 | 0.48755 | 0.4378 | 0.61225 | 0.4819 | 0.56706 | 0.54852 | 0.44692 | 0.61674 | 0.58266 | 0.44035 | 0.49527 | 0.50206 | 0.4756 | 0.46635 | 0.50659 | 0.62264 | 0.47831 | 0.62036 | 0.50704 | 0.60652 | 0.47547 | 0.50149 | 0.53135 | 0.60659 | 0.44125 | 0.45382 | 0.48696 | 0.59537 | 0.485 | 0.55962 | 0.61677 | 0.45881 | 0.54075 | 0.60718 | 0.63491 | 0.60289 | 0.56859 | 0.60271 | 0.59494 | 0.48901 | 0.45456 | 0.43805 | 0.58684 | 0.44205 | 0.6198 | 0.5154 | 0.54152 | 0.60198 | 0.55477 | 0.43469 | 0.53113 | 0.44604 | 0.51425 | 0.59984 | 0.53132 | 0.59844 | 0.51247 | 0.60527 | 0.59666 | 0.56172 | 0.47408 | 0.48503 | 0.62088 | 0.61004 | 0.50569 | 0.43829 | 0.47264 | 0.47847 | 0.58912 | 0.45979 | 0.63893 | 0.64128 | 0.48369 | 0.56403 | 0.61841 | 0.46533 | 0.63806 | 0.54794 | 0.58043 | 0.58246 | 0.59637 | 0.52598 | 0.55648 | 0.59017 | 0.64815 | 0.48246 | 0.47893 | 0.5358 | 0.46573 | 0.43778 | 0.43383 | 0.61473 | 0.61147 | 0.61285 | 0.56583 | 0.45816 | 0.57314 | 0.43873 | 0.46124 | 0.64054 | 0.57891 | 0.62662 | 0.55546 | 0.47363 | 0.52864 | 0.53759 | 0.63553 | 0.47093 | 0.64135 | 0.61465 | 0.49288 | 0.56522 | 0.6142 | 0.59568 | 0.53661 | 0.48118 | 0.53325 | 0.48773 | 0.46196 | 0.583 | 0.51337 | 0.57615 | 0.47205 | 0.56524 | 0.56308 | 0.53983 | 0.43335 | 0.4903 | 0.62372 | 0.58383 | 0.48023 | 0.63954 | 0.61594 | 0.4904 | 0.63607 | 0.63753 | 0.48302 | 0.6208 | 0.50366 | 0.4407 | 0.4335 | 0.43307 | 0.63181 | 0.6041 | 0.56534 | 0.44365 | 0.62997 | 0.61228 | 0.60384 | 0.45816 | 0.52463 | 0.49825 | 0.62149 | 0.59182 | 0.59084 | 0.56362 | 0.51544 | 0.44636 | 0.64542 | 0.45975 | 0.54878 | 0.59951 | 0.53246 | 0.4853 | 0.59264 | 0.63669 | 0.49567 | 0.60082 | 0.468 | 0.45489 | 0.60652 | 0.58424 | 0.46128 | 0.57259 | 0.54665 | 0.44825 | 0.50267 | 0.4342 | 0.54128 | 0.49431 | 0.54561 | 0.64674 | 0.51758 | 0.55055 | 0.56689 | 0.5188 | 0.55018 | 0.59154 | 0.60825 | 0.51622 | 0.56724 | 0.60596 | 0.56599 | 0.62185 | 0.44829 | 0.64545 | 0.45427 | 0.44632 | 0.55557 | 0.49529 | 0.64308 | 0.48422 | 0.53741 | 0.5144 | 0.51814 | 0.48045 | 0.46934 | 0.57022 | 0.63838 | 0.56031 | 0.64991 | 0.62234 | 0.59863 | 0.5303 | 0.62489 | 0.51557 | 0.47277 | 0.56599 | 0.53582 | 0.61264 | 0.46849 | 0.61785 | 0.45435 | 0.48337 | 0.55871 | 0.5605 | 0.564 | 0.47984 | 0.57894 | 0.45666 | 0.48374 | 0.61374 | 0.62454 | 0.55742 | 0.47035 | 0.49622 | 0.43375 | 0.46672 | 0.45326 | 0.52498 | 0.58648 | 0.50233 | 0.46454 | 0.48043 | 0.54036 | 0.54413 | 0.48221 | 0.44254 | 0.64454 | 0.63128 | 0.54594 | 0.52452 | 0.55081 | 0.53048 | 0.55917 | 0.55823 | 0.52285 | 0.49424 | 0.47918 | 0.56823 | 0.44992 | 0.45403 | 0.54348 | 0.49245 | 0.49972 | 0.44167 | 0.62907 | 0.60109 | 0.58602 | 0.44463 | 0.62823 | 0.43923 | 0.49335 | 0.44682 | 0.43583 | 0.51249 | 0.55583 | 0.4877 | 0.60753 | 0.63405 | 0.54981 | 0.58563 | 0.47542 | 0.43422 | 0.51334 | 0.43703 | 0.45898 | 0.64907 | 0.54318 | 0.49665 | 0.44789 | 0.47287 | 0.46202 | 0.59169 | 0.61949 | 0.58927 | 0.57474 | 0.45336 | 0.46367 | 0.6473 | 0.56311 | 0.63134 | 0.6241 | 0.56438 | 0.51313 | 0.56104 | 0.52464 | 0.57926 | 0.58336 | 0.47182 | 0.43724 | 0.61711 | 0.64357 | 0.64075 | 0.53314 | 0.58004 | 0.54079 | 0.48303 | 0.52408 | 0.61382 | 0.63511 | 0.5712 | 0.60548 | 0.56735 | 0.55749 | 0.5591 | 0.43397 | 0.58337 | 0.43401 | 0.54951 | 0.61969 | 0.52476 | 0.43846 | 0.50137 | 0.46879 | 0.64761 | 0.4859 | 0.50206 | 0.53435 | 0.62846 | 0.49087 | 0.58523 | 0.5358 | 0.62462 | 0.5596 | 0.58373 | 0.61284 | 0.52358 | 0.62992 | 0.609 | 0.49515 | 0.61046 | 0.60211 | 0.53235 | 0.63624 | 0.63268 | 0.50784 | 0.53856 | 0.57277 | 0.52505 | 0.55602 | 0.60837 | 0.49311 | 0.51831 | 0.55058 | 0.62674 | 0.64012 | 0.52571 | 0.64802 | 0.58943 | 0.4324 | 0.54985 | 0.53492 | 0.53839 | 0.53222 | 0.54788 | 0.48774 | 0.62798 | 0.58471 | 0.48699 | 0.61295 | 0.64576 | 0.58951 | 0.52008 | 0.58932 | 0.55278 | 0.64275 | 0.55544 | 0.62069 | 0.44499 | 0.59699 | 0.52964 | 0.48307 | 0.51073 | 0.54696 | 0.50933 | 0.46566 | 0.54583 | 0.50033 | 0.6306 | 0.43043 | 0.49359 | 0.54404 | 0.49071 | 0.45475 | 0.49514 | 0.54115 | 0.49104 | 0.58358 | 0.52314 | 0.60156 | 0.55291 | 0.63014 | 0.47466 | 0.5551 | 0.44204 | 0.45073 | 0.53876 | 0.62896 | 0.58773 | 0.45369 | 0.55686 | 0.51621 | 0.57397 | 0.48137 | 0.56709 | 0.64212 | 0.50274 | 0.52718 | 0.59476 | 0.46419 | 0.49055 | 0.48912 | 0.57043 | 0.64738 | 0.55719 | 0.61234 | 0.44125 | 0.60195 | 0.59227 | 0.55915 | 0.62897 | 0.55689 | 0.48255 | 0.43219 | 0.58201 | 0.5874 | 0.59336 | 0.4757 | 0.58015 | 0.50009 | 0.53021 | 0.56502 | 0.63324 | 0.60001 | 0.57955 | 0.64207 | 0.52874 | 0.49635 | 0.52355 | 0.50602 | 0.48356 | 0.43859 | 0.57464 | 0.57978 | 0.48985 | 0.60507 | 0.53198 | 0.51188 | 0.60845 | 0.56653 | 0.50388 | 0.46827 | 0.58905 | 0.64689 | 0.61276 | 0.60863 | 0.44273 | 0.64906 | 0.46406 | 0.44503 | 0.46083 | 0.4565 | 0.5759 | 0.48433 | 0.48048 | 0.64112 | 0.56478 | 0.58076 | 0.48121 | 0.49519 | 0.47932 | 0.6259 | 0.55398 | 0.6112 | 0.54314 | 0.48668 | 0.4504 | 0.4774 | 0.63884 | 0.58076 | 0.58852 | 0.57627 | 0.54036 | 0.47348 | 0.47084 | 0.53891 | 0.45952 | 0.56037 | 0.61533 | 0.54686 | 0.45664 | 0.46244 | 0.4446 | 0.52991 | 0.5394 | 0.63154 | 0.64406 | 0.55216 | 0.57922 | 0.56508 | 0.47569 | 0.5938 | 0.56233 | 0.57762 | 0.61407 | 0.56312 | 0.50574 | 0.46866 | 0.48266 | 0.61154 | 0.58113 | 0.6398 | 0.48792 | 0.63718 | 0.46367 | 0.62272 | 0.53344 | 0.48262 | 0.58866 | 0.45405 | 0.49122 | 0.60916 | 0.56749 | 0.43106 | 0.60595 | 0.57384 | 0.43335 | 0.49018 | 0.47499 | 0.57122 | 0.47299 | 0.52851 | 0.63003 | 0.44915 | 0.56247 | 0.50037 | 0.63909 | 0.5247 | 0.60549 | 0.4918 | 0.53051 | 0.534 | 0.46022 | 0.64387 | 0.46818 | 0.43468 | 0.50454 | 0.45091 | 0.51201 | 0.60671 | 0.60722 | 0.62622 | 0.54136 | 0.57868 | 0.45276 | 0.57964 | 0.60499 | 0.58963 | 0.4399 | 0.54974 | 0.56795 | 0.43522 | 0.49375 | 0.56129 | 0.60865 | 0.51655 | 0.49999 | 0.53134 | 0.57745 | 0.43339 | 0.57872 | 0.57413 | 0.577 | 0.5416 | 0.55745 | 0.62824 | 0.4519 | 0.44442 | 0.63885 | 0.62129 | 0.49964 | 0.54118 | 0.51153 | 0.46956 | 0.48058 | 0.49993 | 0.5316 | 0.55709 | 0.44537 | 0.64387 | 0.47685 | 0.6417 | 0.55389 | 0.63629 | 0.61637 | 0.54404 | 0.44753 | 0.62202 | 0.621 | 0.55655 | 0.5356 | 0.62689 | 0.43179 | 0.63704 | 0.49922 | 0.43947 | 0.62725 | 0.44961 | 0.62301 | 0.53408 | 0.52174 | 0.43906 | 0.57853 | 0.4392 | 0.59829 | 0.55781 | 0.64879 | 0.54901 | 0.4465 | 0.63031 | 0.55982 | 0.56897 | 0.59965 | 0.4705 | 0.63605 | 0.4674 | 0.46653 | 0.57941 | 0.61484 | 0.52201 | 0.58619 | 0.51059 | 0.5245 | 0.53101 | 0.57264 | 0.57813 | 0.51324 | 0.63623 | 0.53213 | 0.63969 | 0.58507 | 0.55825 | 0.51663 | 0.60255 | 0.63647 | 0.64352 | 0.4386 | 0.47445 | 0.50483 | 0.4757 | 0.64159 | 0.45055 | 0.50295 | 0.60777 | 0.61746 | 0.58688 | 0.60367 | 0.57629 | 0.55231 | 0.43902 | 0.53166 | 0.53811 | 0.56339 | 0.63559 | 0.4393 | 0.5421 | 0.56231 | 0.44509 | 0.52141 | 0.62469 | 0.58271 | 0.60836 | 0.56461 | 0.43206 | 0.56215 | 0.44713 | 0.56511 | 0.59496 | 0.59939 | 0.6277 | 0.52737 | 0.62694 | 0.57619 | 0.64695 | 0.60744 | 0.50279 | 0.61249 | 0.62417 | 0.52335 | 0.52092 | 0.49495 | 0.62369 | 0.56973 | 0.44643 | 0.53219 | 0.43498 | 0.47413 | 0.58919 | 0.59268 | 0.53211 | 0.57322 | 0.58548 | 0.44392 | 0.4519 | 0.57711 | 0.50847 | 0.56481 | 0.58518 | 0.62491 | 0.60917 | 0.47865 | 0.64943 | 0.44619 | 0.50867 | 0.60636 | 0.60183 | 0.49366 | 0.43767 | 0.44945 | 0.53966 | 0.4756 | 0.48169 | 0.60186 | 0.59659 | 0.60782 | 0.51543 | 0.64317 | 0.54768 | 0.45684 | 0.62781 | 0.54795 | 0.61347 | 0.58434 | 0.61311 | 0.61642 | 0.64919 | 0.50982 | 0.48929 | 0.61558 | 0.6044 | 0.61955 | 0.53303 | 0.52657 | 0.50152 | 0.54109 | 0.58089 | 0.5308 | 0.47222 | 0.53634 | 0.62218 | 0.5223 | 0.6061 | 0.56005 | 0.51203 | 0.43075 | 0.55591 | 0.44532 | 0.54639 | 0.60645 | 0.58892 | 0.46081 | 0.62671 | 0.54432 | 0.5882 | 0.49108 | 0.59345 | 0.49933 | 0.50081 | 0.60348 | 0.60271 | 0.47334 | 0.6106 | 0.46439 | 0.4549 | 0.48132 | 0.46905 | 0.45263 | 0.61604 | 0.48248 | 0.59653 | 0.55328 | 0.4486 | 0.54553 | 0.61179 | 0.43512 | 0.55063 | 0.48638 | 0.433 | 0.50771 | 0.6009 | 0.60982 | 0.64267 | 0.60011 | 0.60897 | 0.43316 | 0.61642 | 0.60764 | 0.58494 | 0.57177 | 0.58516 | 0.43137 | 0.58483 | 0.54524 | 0.61698 | 0.51715 | 0.49776 | 0.63171 | 0.57082 | 0.58044 | 0.46594 | 0.63396 | 0.58788 | 0.46814 | 0.57192 | 0.6034 | 0.58721 | 0.56424 | 0.47273 | 0.60095 | 0.61455 | 0.49321 | 0.48821 | 0.48894 | 0.63324 | 0.4692 | 0.5417 | 0.60561 | 0.6292 | 0.59877 | 0.48666 | 0.47358 | 0.62021 | 0.60045 | 0.50994 | 0.6242 | 0.47461 | 0.56058 | 0.56132 | 0.52972 | 0.6188 | 0.64135 | 0.49465 | 0.52884 | 0.43707 | 0.56784 | 0.55277 | 0.5061 | 0.50203 | 0.54652 | 0.46339 | 0.43918 | 0.43992 | 0.51073 | 0.60169 | 0.53843 | 0.44614 | 0.57416 | 0.60399 | 0.49921 | 0.5258 | 0.62223 | 0.51908 | 0.64136 | 0.6022 | 0.54316 | 0.49145 | 0.58675 | 0.5241 | 0.58389 | 0.52197 | 0.48241 | 0.59023 | 0.6391 | 0.46776 | 0.56045 | 0.63405 | 0.43163 | 0.54607 | 0.61906 | 0.55524 | 0.45038 | 0.63253 | 0.63634 | 0.54501 | 0.571 | 0.64646 | 0.58822 | 0.53694 | 0.63846 | 0.43686 | 0.55345 | 0.50395 | 0.62072 | 0.63301 | 0.44325 | 0.45665 | 0.4961 | 0.60297 | 0.47765 | 0.48691 | 0.59412 | 0.54324 | 0.56309 | 0.58398 | 0.53305 | 0.60003 | 0.59004 | 0.49229 | 0.52643 | 0.54325 | 0.60084 | 0.54791 | 0.56815 | 0.60249 | 0.51145 | 0.46644 | 0.50546 | 0.63764 | 0.56897 | 0.63704 | 0.62229 | 0.59041 | 0.53484 | 0.59347 | 0.62303 | 0.47408 | 0.60103 | 0.54097 | 0.55212 | 0.51425 | 0.46244 | 0.43269 | 0.63375 | 0.58259 | 0.61962 | 0.45284 | 0.56546 | 0.48026 | 0.46125 | 0.48837 | 0.63175 | 0.55606 | 0.45552 | 0.52623 | 0.46673 | 0.53529 | 0.54094 | 0.47249 | 0.48212 | 0.55385 | 0.6376 | 0.57133 | 0.61436 | 0.45231 | 0.60466 | 0.55919 | 0.49536 | 0.61163 | 0.5936 | 0.45607 | 0.44765 | 0.47735 | 0.59313 | 0.60817 | 0.56073 | 0.44148 | 0.64076 | 0.5027 | 0.56559 | 0.48214 | 0.55041 | 0.51392 | 0.46875 | 0.62243 | 0.59627 | 0.53162 | 0.51428 | 0.56532 | 0.43884 | 0.47919 | 0.52538 | 0.61359 | 0.63091 | 0.57969 | 0.57984 | 0.52094 | 0.45426 | 0.60964 | 0.47311 | 0.51944 | 0.61197 | 0.44699 | 0.57015 | 0.51369 | 0.46997 | 0.49999 | 0.54216 | 0.46937 | 0.5369 | 0.56185 | 0.48478 | 0.57864 | 0.50722 | 0.48859 | 0.49738 | 0.4823 | 0.44792 | 0.47357 | 0.64892 | 0.61859 | 0.49681 | 0.61582 | 0.64831 | 0.64903 | 0.64139 | 0.6406 | 0.54924 | 0.53143 | 0.6397 | 0.63051 | 0.45974 | 0.63812 | 0.62071 | 0.61442 | 0.6386 | 0.57668 | 0.61049 | 0.64527 | 0.6245 | 0.52973 | 0.62398 | 0.4884 | 0.51154 | 0.4327 | 0.57833 | 0.53155 | 0.51148 | 0.45141 | 0.64833 | 0.59151 | 0.48818 | 0.51634 | 0.59777 | 0.57019 | 0.6232 | 0.45298 | 0.50362 | 0.50882 | 0.6375 | 0.58782 | 0.59212 | 0.63275 | 0.46093 | 0.6371 | 0.48513 | 0.54239 | 0.58907 | 0.56476 | 0.49235 | 0.64833 | 0.60297 | 0.61845 | 0.51662 | 0.51618 | 0.43813 | 0.58891 | 0.43177 | 0.51658 | 0.50118 | 0.56986 | 0.518 | 0.47224 | 0.59935 | 0.63801 | 0.48618 | 0.52372 | 0.45676 | 0.50462 | 0.63838 | 0.61692 | 0.55433 | 0.63356 | 0.61998 | 0.46178 | 0.51252 | 0.61512 | 0.50947 | 0.63481 | 0.59116 | 0.46603 | 0.63899 | 0.56521 | 0.62931 | 0.4472 | 0.61289 | 0.51127 | 0.51966 | 0.58473 | 0.43452 | 0.59728 | 0.57522 | 0.58907 | 0.48082 | 0.50605 | 0.63296 | 0.52218 | 0.61756 | 0.47937 | 0.54613 | 0.49084 | 0.43633 | 0.51774 | 0.52364 | 0.53134 | 0.5313 | 0.43867 | 0.4665 | 0.64332 | 0.64077 | 0.44106 | 0.59351 | 0.49036 | 0.64193 | 0.44144 | 0.61501 | 0.59114 | 0.43128 | 0.43878 | 0.6258 | 0.4634 | 0.44669 | 0.50387 | 0.62845 | 0.45368 | 0.44099 | 0.54601 | 0.44039 | 0.60123 | 0.51843 | 0.55388 | 0.53491 | 0.5448 | 0.62656 | 0.52558 | 0.4477 | 0.56792 | 0.59535 | 0.60931 | 0.63267 | 0.63595 | 0.53306 | 0.59321 | 0.55634 | 0.60401 | 0.54307 | 0.56993 | 0.55478 | 0.46176 | 0.46863 | 0.47893 | 0.6233 | 0.5673 | 0.50067 | 0.55363 | 0.455 | 0.52603 | 0.5291 | 0.48727 | 0.59046 | 0.49525 | 0.56715 | 0.52847 | 0.45058 | 0.51303 | 0.56507 | 0.56394 | 0.53833 | 0.44199 | 0.61646 | 0.58399 | 0.63974 | 0.51848 | 0.52212 | 0.62544 | 0.49066 | 0.58391 | 0.5699 | 0.64364 | 0.44888 | 0.58281 | 0.49559 | 0.47408 | 0.55269 | 0.45152 | 0.6415 | 0.47005 | 0.44223 | 0.43946 | 0.52335 | 0.54612 | 0.6124 | 0.52769 | 0.47465 | 0.63635 | 0.57342 | 0.59646 | 0.63017 | 0.54838 | 0.54355 | 0.47439 | 0.61771 | 0.52523 | 0.56885 | 0.47512 | 0.54155 | 0.60276 | 0.58658 | 0.51191 | 0.53053 | 0.62841 | 0.56925 | 0.5848 | 0.61051 | 0.43749 | 0.43048 | 0.44348 | 0.61601 | 0.58764 | 0.50144 | 0.62523 | 0.56414 | 0.45317 | 0.47367 | 0.49167 | 0.64814 | 0.48179 | 0.47398 | 0.53958 | 0.52019 | 0.46956 | 0.57772 | 0.43353 | 0.61999 | 0.62539 | 0.55548 | 0.62144 | 0.50578 | 0.63155 | 0.64565 | 0.60273 | 0.56809 | 0.61232 | 0.46601 | 0.46149 | 0.4382 | 0.6233 | 0.48348 | 0.47287 | 0.44111 | 0.51722 | 0.48667 | 0.44047 | 0.49563 | 0.51734 | 0.49951 | 0.4763 | 0.54698 | 0.52351 | 0.51839 | 0.52646 | 0.44853 | 0.4506 | 0.56027 | 0.53308 | 0.4425 | 0.5006 | 0.59771 | 0.58148 | 0.64384 | 0.56381 | 0.64043 | 0.54305 | 0.60339 | 0.64084 | 0.5957 | 0.55777 | 0.62332 | 0.64553 | 0.49393 | 0.64161 | 0.47355 | 0.45923 | 0.64403 | 0.49014 | 0.58825 | 0.5179 | 0.57936 | 0.52129 | 0.60661 | 0.61603 | 0.46465 | 0.56186 | 0.55706 | 0.60592 | 0.47054 | 0.44018 | 0.50268 | 0.62293 | 0.64368 | 0.43979 | 0.57145 | 0.61643 | 0.53526 | 0.57859 | 0.64731 | 0.52846 | 0.46816 | 0.55546 | 0.47921 | 0.49073 | 0.61536 | 0.61783 | 0.59603 | 0.59216 | 0.6336 | 0.4992 | 0.56718 | 0.61733 | 0.44089 | 0.53427 | 0.54584 | 0.58514 | 0.5844 | 0.58754 | 0.61801 | 0.64038 | 0.46529 | 0.58616 | 0.55647 | 0.5621 | 0.64622 | 0.48429 | 0.59636 | 0.58324 | 0.56163 | 0.44864 | 0.60337 | 0.59391 | 0.64429 | 0.53268 | 0.47434 | 0.54921 | 0.56259 | 0.4791 | 0.46952 | 0.52051 | 0.55635 | 0.6148 | 0.43869 | 0.5505 | 0.46225 | 0.459 | 0.49876 | 0.53465 | 0.43534 | 0.48508 | 0.43248 | 0.48337 | 0.60507 | 0.62639 | 0.53018 | 0.55596 | 0.49054 | 0.45653 | 0.64001 | 0.57895 | 0.43312 | 0.528 | 0.49842 | 0.63136 | 0.5177 | 0.62516 | 0.58033 | 0.50774 | 0.58218 | 0.57033 | 0.54357 | 0.64814 | 0.55534 | 0.57707 | 0.61526 | 0.57644 | 0.52242 | 0.43842 | 0.51669 | 0.60347 | 0.4363 | 0.43489 | 0.47847 | 0.47263 | 0.47499 | 0.60952 | 0.58362 | 0.48803 | 0.56843 | 0.44049 | 0.55421 | 0.58271 | 0.49353 | 0.43642 | 0.49598 | 0.50241 | 0.54882 | 0.50855 | 0.4438 | 0.59675 | 0.5564 | 0.64519 | 0.55622 | 0.61172 | 0.49204 | 0.45064 | 0.60157 | 0.54034 | 0.43156 | 0.47876 | 0.57407 | 0.62105 | 0.59829 | 0.44877 | 0.63215 | 0.45158 | 0.44496 | 0.49271 | 0.51601 | 0.50937 | 0.53147 | 0.54257 | 0.5403 | 0.4439 | 0.46307 | 0.55919 | 0.55692 | 0.56563 | 0.56605 | 0.58047 | 0.53251 | 0.4544 | 0.58308 | 0.43701 | 0.49455 | 0.54227 | 0.55909 | 0.56938 | 0.60265 | 0.63404 | 0.5211 | 0.61645 | 0.547 | 0.63826 | 0.47926 | 0.64855 | 0.58214 | 0.48172 | 0.5486 | 0.47285 | 0.46091 | 0.47969 | 0.55964 | 0.64478 | 0.47076 | 0.61119 | 0.53896 | 0.63637 | 0.54787 | 0.49518 | 0.4931 | 0.52741 | 0.49822 | 0.57558 | 0.4466 | 0.6128 | 0.54327 | 0.48316 | 0.61729 | 0.52204 | 0.61376 | 0.56954 | 0.57024 | 0.54275 | 0.58444 | 0.49956 | 0.53042 | 0.60846 | 0.57444 | 0.47423 | 0.62435 | 0.56949 | 0.48582 | 0.463 | 0.57853 | 0.49204 | 0.62194 | 0.54105 | 0.64369 | 0.61205 | 0.59093 | 0.43029 | 0.51946 | 0.53966 | 0.56037 | 0.6171 | 0.50871 | 0.44813 | 0.63239 | 0.47455 | 0.50915 | 0.64048 | 0.54768 | 0.54403 | 0.5245 | 0.55975 | 0.51863 | 0.56559 | 0.56069 | 0.56307 | 0.48251 | 0.60767 | 0.5574 | 0.44734 | 0.51522 | 0.52624 | 0.64587 | 0.58279 | 0.48398 | 0.55157 | 0.58383 | 0.62214 | 0.50948 | 0.59032 | 0.43046 | 0.48438 | 0.44001 | 0.56475 | 0.63954 | 0.63125 | 0.61219 | 0.56917 | 0.54541 | 0.43769 | 0.58072 | 0.4319 | 0.61491 | 0.64953 | 0.46776 | 0.61528 | 0.64612 | 0.54319 | 0.57168 | 0.59288 | 0.5324 | 0.45597 | 0.57166 | 0.64822 | 0.46671 | 0.6051 | 0.4598 | 0.5362 | 0.54153 | 0.55112 | 0.44186 | 0.57865 | 0.513 | 0.46368 | 0.43013 | 0.60041 | 0.45834 | 0.46347 | 0.56848 | 0.46571 | 0.61143 | 0.43427 | 0.46127 | 0.57142 | 0.638 | 0.51181 | 0.4404 | 0.44808 | 0.50877 | 0.56069 | 0.57431 | 0.49317 | 0.47762 | 0.52435 | 0.4836 | 0.48713 | 0.61948 | 0.45321 | 0.54229 | 0.49204 | 0.60114 | 0.58233 | 0.4791 | 0.51777 | 0.60134 | 0.4343 | 0.54507 | 0.53968 | 0.52749 | 0.61071 | 0.50502 | 0.45174 | 0.56158 | 0.59456 | 0.6294 | 0.515 | 0.45963 | 0.62322 | 0.53991 | 0.64053 | 0.64706 | 0.4495 | 0.53209 | 0.44464 | 0.63337 | 0.6033 | 0.46066 | 0.54836 | 0.59644 | 0.64296 | 0.54055 | 0.55159 | 0.58746 | 0.44029 | 0.50076 | 0.43528 | 0.5351 | 0.58009 | 0.59958 | 0.54838 | 0.56012 | 0.62053 | 0.51132 | 0.55569 | 0.46817 | 0.52799 | 0.62152 | 0.58326 | 0.48416 | 0.58371 | 0.54874 | 0.47433 | 0.47046 | 0.45146 | 0.58856 | 0.54261 | 0.54887 | 0.62429 | 0.50528 | 0.5436 | 0.63722 | 0.58009 | 0.44624 | 0.58669 | 0.46843 | 0.47154 | 0.5795 | 0.53461 | 0.60235 | 0.59255 | 0.55267 | 0.516 | 0.6053 | 0.62501 | 0.47471 | 0.56183 | 0.62815 | 0.46254 | 0.51334 | 0.59211 | 0.47276 | 0.48387 | 0.50054 | 0.64158 | 0.57703 | 0.53589 | 0.43282 | 0.5042 | 0.44445 | 0.57297 | 0.58309 | 0.63153 | 0.52878 | 0.58384 | 0.52072 | 0.54214 | 0.49226 | 0.58684 | 0.502 | 0.59966 | 0.43742 | 0.46985 | 0.52875 | 0.60957 | 0.44523 | 0.61407 | 0.46496 | 0.5824 | 0.625 | 0.49269 | 0.58754 | 0.54965 | 0.55053 | 0.57154 | 0.55682 | 0.43079 | 0.56163 | 0.60043 | 0.46367 | 0.43875 | 0.64632 | 0.60273 | 0.57461 | 0.64332 | 0.52134 | 0.64257 | 0.49431 | 0.52496 | 0.53257 | 0.64734 | 0.59054 | 0.49535 | 0.61178 | 0.47312 | 0.62358 | 0.60483 | 0.5137 | 0.50501 | 0.5323 | 0.51771 | 0.46669 | 0.6303 | 0.4917 | 0.58782 | 0.53569 | 0.49499 | 0.52677 | 0.46965 | 0.60113 | 0.62261 | 0.51126 | 0.52935 | 0.52539 | 0.57056 | 0.4693 | 0.50015 | 0.53252 | 0.51876 | 0.54593 | 0.56789 | 0.4969 | 0.49888 | 0.57356 | 0.61247 | 0.44947 | 0.57584 | 0.5713 | 0.43439 | 0.53683 | 0.542 | 0.47287 | 0.58968 | 0.61817 | 0.49814 | 0.55395 | 0.59834 | 0.61035 | 0.56937 | 0.52664 | 0.62539 | 0.59286 | 0.46282 | 0.55525 | 0.50673 | 0.44594 | 0.6326 | 0.53915 | 0.51854 | 0.60291 | 0.63095 | 0.63063 | 0.60024 | 0.5466 | 0.6367 | 0.6277 | 0.4489 | 0.45425 | 0.62704 | 0.6191 | 0.54004 | 0.44274 | 0.52709 | 0.50039 | 0.55925 | 0.58866 | 0.57582 | 0.64205 | 0.44037 | 0.5359 | 0.46202 | 0.5966 | 0.57749 | 0.5653 | 0.59502 | 0.5637 | 0.47263 | 0.53232 | 0.48837 | 0.46796 | 0.43211 | 0.62978 | 0.43906 | 0.43784 | 0.59046 | 0.54251 | 0.58358 | 0.51861 | 0.49095 | 0.51286 | 0.48676 | 0.50967 | 0.60958 | 0.5286 | 0.47403 | 0.4494 | 0.52126 | 0.56288 | 0.45913 | 0.48518 | 0.56568 | 0.54273 | 0.43123 | 0.45535 | 0.56295 | 0.59778 | 0.43813 | 0.51059 | 0.5055 | 0.55148 | 0.45527 | 0.4463 | 0.55365 | 0.63622 | 0.64006 | 0.44112 | 0.47733 | 0.44264 | 0.4585 | 0.51714 | 0.64521 | 0.62812 | 0.64084 | 0.59159 | 0.62373 | 0.53863 | 0.59152 | 0.44973 | 0.59664 | 0.47322 | 0.44086 | 0.60874 | 0.4517 | 0.61867 | 0.43525 | 0.54998 | 0.51635 | 0.4762 | 0.64966 | 0.64805 | 0.59455 | 0.44784 | 0.57662 | 0.54617 | 0.63631 | 0.62304 | 0.6491 | 0.50735 | 0.52333 | 0.62838 | 0.61643 | 0.62248 | 0.45281 | 0.51328 | 0.45929 | 0.51701 | 0.53733 | 0.55564 | 0.62021 | 0.45096 | 0.57117 | 0.47509 | 0.45123 | 0.57107 | 0.54561 | 0.43602 | 0.60295 | 0.56591 | 0.53661 | 0.61337 | 0.58852 | 0.61765 | 0.63972 | 0.47591 | 0.50313 | 0.59196 | 0.57771 | 0.63228 | 0.62672 | 0.59563 | 0.50098 | 0.54596 | 0.48117 | 0.47225 | 0.47929 | 0.54079 | 0.43869 | 0.56159 | 0.48451 | 0.57588 | 0.53658 | 0.55441 | 0.52367 | 0.63466 | 0.4722 | 0.60242 | 0.52018 | 0.51865 | 0.54546 | 0.51772 | 0.48023 | 0.52188 | 0.59666 | 0.63791 | 0.64416 | 0.58084 | 0.4804 | 0.64089 | 0.63259 | 0.54301 | 0.559 | 0.5335 | 0.56899 | 0.63388 | 0.63189 | 0.46521 | 0.46131 | 0.64719 | 0.50334 | 0.44274 | 0.58529 | 0.59647 | 0.6253 | 0.62812 | 0.54919 | 0.61577 | 0.6387 | 0.52906 | 0.55152 | 0.43063 | 0.52586 | 0.48573 | 0.57195 | 0.56734 | 0.58495 | 0.5604 | 0.48829 | 0.64465 | 0.55216 | 0.46857 | 0.4553 | 0.47813 | 0.62139 | 0.43392 | 0.5352 | 0.63012 | 0.55576 | 0.63059 | 0.4962 | 0.61659 | 0.43334 | 0.51275 | 0.57596 | 0.64752 | 0.61726 | 0.48441 | 0.43121 | 0.45094 | 0.58293 | 0.53415 | 0.54596 | 0.45045 | 0.54279 | 0.47306 | 0.48284 | 0.51927 | 0.6456 | 0.61639 | 0.52359 | 0.5289 | 0.61163 | 0.56928 | 0.59614 | 0.46282 | 0.5034 | 0.57279 | 0.64968 | 0.49126 | 0.63582 | 0.64449 | 0.44504 | 0.50427 | 0.5489 | 0.53137 | 0.59529 | 0.50294 | 0.52568 | 0.50029 | 0.64184 | 0.5322 | 0.46721 | 0.53714 | 0.59437 | 0.55746 | 0.45429 | 0.59121 | 0.58738 | 0.51666 | 0.54868 | 0.57747 | 0.46109 | 0.63199 | 0.58295 | 0.48058 | 0.50933 | 0.46154 | 0.50081 | 0.46531 | 0.43822 | 0.61814 | 0.60236 | 0.48385 | 0.62005 | 0.63589 | 0.63182 | 0.57512 | 0.56995 | 0.5862 | 0.49945 | 0.59231 | 0.48317 | 0.58762 | 0.50356 | 0.6484 | 0.51098 | 0.62097 | 0.57551 | 0.46747 | 0.58392 | 0.52787 | 0.61084 | 0.46476 | 0.52806 | 0.5453 | 0.63815 | 0.53101 | 0.48838 | 0.59332 | 0.45595 | 0.51576 | 0.45937 | 0.43687 | 0.61688 | 0.62174 | 0.6364 | 0.58052 | 0.59706 | 0.44809 | 0.46541 | 0.44784 | 0.49492 | 0.56604 | 0.57415 | 0.47554 | 0.52921 | 0.57051 | 0.64679 | 0.53494 | 0.64587 | 0.47989 | 0.48712 | 0.58201 | 0.64863 | 0.54549 | 0.45827 | 0.43914 | 0.52427 | 0.63978 | 0.54249 | 0.48359 | 0.53713 | 0.45237 | 0.52782 | 0.44892 | 0.58601 | 0.62971 | 0.43315 | 0.50649 | 0.54899 | 0.62829 | 0.52141 | 0.62104 | 0.47084 | 0.48833 | 0.54351 | 0.50051 | 0.55059 | 0.43386 | 0.50275 | 0.61034 | 0.44615 | 0.49503 | 0.53942 | 0.44893 | 0.6222 | 0.43062 | 0.62875 | 0.48575 | 0.5642 | 0.46012 | 0.43567 | 0.58411 | 0.61829 | 0.60219 | 0.4556 | 0.52185 | 0.62494 | 0.61516 | 0.56373 | 0.64398 | 0.59721 | 0.56456 | 0.58945 | 0.47458 | 0.55191 | 0.53827 | 0.64885 | 0.45314 | 0.63913 | 0.43999 | 0.62805 | 0.62979 | 0.57527 | 0.49462 | 0.57275 | 0.43782 | 0.6426 | 0.49782 | 0.58086 | 0.6019 | 0.57149 | 0.58664 | 0.57482 | 0.50951 | 0.47952 | 0.51891 | 0.50299 | 0.62943 | 0.64571 | 0.50829 | 0.49674 | 0.624 | 0.52602 | 0.57992 | 0.63113 | 0.51674 | 0.61298 | 0.60396 | 0.58352 | 0.58665 | 0.52316 | 0.50687 | 0.56307 | 0.59544 | 0.59227 | 0.63058 | 0.49864 | 0.55062 | 0.59512 | 0.52362 | 0.50878 | 0.43893 | 0.50364 | 0.63652 | 0.62433 | 0.48604 | 0.58265 | 0.57973 | 0.58633 | 0.51302 | 0.63054 | 0.51732 | 0.45991 | 0.55653 | 0.62965 | 0.49453 | 0.52761 | 0.5317 | 0.47158 | 0.51926 | 0.48588 | 0.5044 | 0.48017 | 0.5462 | 0.48286 | 0.60397 | 0.44677 | 0.5222 | 0.51487 | 0.48885 | 0.45165 | 0.53848 | 0.63196 | 0.58124 | 0.491 | 0.4505 | 0.59659 | 0.43474 | 0.58178 | 0.60058 | 0.54558 | 0.6063 | 0.53823 | 0.48893 | 0.63864 | 0.44688 | 0.6472 | 0.58098 | 0.64501 | 0.4666 | 0.49427 | 0.47968 | 0.43739 | 0.47548 | 0.61736 | 0.48503 | 0.63133 | 0.47782 | 0.50435 | 0.46978 | 0.5118 | 0.63797 | 0.52953 | 0.62563 | 0.47543 | 0.51913 | 0.43412 | 0.44645 | 0.46584 | 0.49862 | 0.59184 | 0.64035 | 0.4449 | 0.52232 | 0.59443 | 0.49307 | 0.54821 | 0.56347 | 0.6159 | 0.43191 | 0.46775 | 0.58437 | 0.47114 | 0.49869 | 0.59004 | 0.64786 | 0.58272 | 0.50209 | 0.52684 | 0.48902 | 0.56812 | 0.5236 | 0.63791 | 0.58521 | 0.58421 | 0.4977 | 0.59487 | 0.58337 | 0.43295 | 0.56143 | 0.47503 | 0.5238 | 0.51104 | 0.55737 | 0.54968 | 0.60273 | 0.59885 | 0.45635 | 0.49119 | 0.58603 | 0.55356 | 0.46045 | 0.43439 | 0.64285 | 0.63055 | 0.4527 | 0.48337 | 0.53876 | 0.5384 | 0.62398 | 0.47376 | 0.47029 | 0.4934 | 0.43783 | 0.46664 | 0.50014 | 0.48496 | 0.51837 | 0.4594 | 0.51642 | 0.6191 | 0.55496 | 0.45763 | 0.47431 | 0.48495 | 0.59025 | 0.50086 | 0.49843 | 0.48406 | 0.43059 | 0.55718 | 0.60392 | 0.61064 | 0.46614 | 0.64012 | 0.56255 | 0.54615 | 0.50469 | 0.58146 | 0.54589 | 0.46462 | 0.47901 | 0.54387 | 0.52368 | 0.62794 | 0.51127 | 0.57754 | 0.52941 | 0.63665 | 0.59317 | 0.63769 | 0.58736 | 0.53186 | 0.545 | 0.501 | 0.6448 | 0.44129 | 0.53002 | 0.59053 | 0.44283 | 0.50905 | 0.59951 | 0.54756 | 0.6406 | 0.56098 | 0.49903 | 0.63042 | 0.55633 | 0.48648 | 0.61781 | 0.58494 | 0.53479 | 0.56099 | 0.48497 | 0.57869 | 0.63756 | 0.63816 | 0.56515 | 0.4847 | 0.51193 | 0.6407 | 0.64117 | 0.62 | 0.48158 | 0.46225 | 0.49779 | 0.50508 | 0.60567 | 0.49811 | 0.52572 | 0.63079 | 0.59793 | 0.63045 | 0.52975 | 0.62045 | 0.4505 | 0.56954 | 0.46107 | 0.56807 | 0.43601 | 0.64183 | 0.55548 | 0.47574 | 0.52594 | 0.51905 | 0.48483 | 0.55252 | 0.49942 | 0.5797 | 0.46235 | 0.44317 | 0.63067 | 0.53114 | 0.62253 | 0.5602 | 0.58958 | 0.4348 | 0.44337 | 0.52358 | 0.46686 | 0.49575 | 0.61485 | 0.54487 | 0.43108 | 0.47012 | 0.49876 | 0.46526 | 0.53374 | 0.46089 | 0.54512 | 0.61944 | 0.61372 | 0.5304 | 0.61151 | 0.53799 | 0.56656 | 0.59704 | 0.55486 | 0.62518 | 0.48123 | 0.47956 | 0.48081 | 0.4332 | 0.5305 | 0.49791 | 0.46 | 0.55541 | 0.56717 | 0.49875 | 0.63593 | 0.64714 | 0.43727 | 0.53033 | 0.44246 | 0.57654 | 0.63446 | 0.57993 | 0.60184 | 0.63152 | 0.47074 | 0.60405 | 0.57671 | 0.50869 | 0.64105 | 0.52013 | 0.44752 | 0.56137 | 0.54383 | 0.61158 | 0.45783 | 0.44724 | 0.5251 | 0.53929 | 0.57003 | 0.47031 | 0.5647 | 0.63625 | 0.58898 | 0.59366 | 0.57094 | 0.59578 | 0.48712 | 0.62116 | 0.61435 | 0.6317 | 0.52974 | 0.52247 | 0.49601 | 0.61581 | 0.46919 | 0.60386 | 0.47066 | 0.46586 | 0.49734 | 0.6205 | 0.43925 | 0.49385 | 0.6134 | 0.51922 | 0.53651 | 0.46252 | 0.53019 | 0.64447 | 0.56797 | 0.53533 | 0.54506 | 0.61726 | 0.60568 | 0.45694 | 0.43997 | 0.45367 | 0.49029 | 0.47001 | 0.58307 | 0.58581 | 0.58165 | 0.59263 | 0.43294 | 0.56027 | 0.58922 | 0.562 | 0.54076 | 0.64708 | 0.50471 | 0.4612 | 0.61928 | 0.51653 | 0.51447 | 0.63318 | 0.63084 | 0.60427 | 0.50091 | 0.54124 | 0.4963 | 0.63836 | 0.51987 | 0.61847 | 0.60277 | 0.55223 | 0.64747 | 0.44341 | 0.59993 | 0.54679 | 0.56708 | 0.60879 | 0.54844 | 0.57597 | 0.45568 | 0.6028 | 0.55346 | 0.63255 | 0.51765 | 0.64658 | 0.64702 | 0.45733 | 0.46211 | 0.51443 | 0.62413 | 0.44014 | 0.63681 | 0.50364 | 0.61559 | 0.55176 | 0.43159 | 0.60527 | 0.58549 | 0.61329 | 0.61028 | 0.57405 | 0.58474 | 0.54485 | 0.57495 | 0.44697 | 0.58518 | 0.58965 | 0.43921 | 0.532 | 0.48079 | 0.63433 | 0.45184 | 0.58059 | 0.54225 | 0.44995 | 0.55113 | 0.44606 | 0.44738 | 0.61511 | 0.50906 | 0.63606 | 0.54166 | 0.4747 | 0.60722 | 0.64049 | 0.46062 | 0.45898 | 0.47263 | 0.43148 | 0.50017 | 0.45907 | 0.47226 | 0.46174 | 0.49576 | 0.47952 | 0.55748 | 0.54827 | 0.63738 | 0.54753 | 0.58272 | 0.55742 | 0.52676 | 0.44524 | 0.55151 | 0.48729 | 0.62043 | 0.4584 | 0.63963 | 0.47672 | 0.48273 | 0.58519 | 0.61579 | 0.4649 | 0.52534 | 0.6057 | 0.64167 | 0.47069 | 0.60685 | 0.52827 | 0.62107 | 0.44911 | 0.49399 | 0.59631 | 0.5328 | 0.4496 | 0.63252 | 0.56066 | 0.59555 | 0.56836 | 0.63026 | 0.60254 | 0.58524 | 0.46582 | 0.5415 | 0.62277 | 0.49936 | 0.50703 | 0.61287 | 0.53107 | 0.48474 | 0.54467 | 0.43319 | 0.50949 | 0.62756 | 0.59938 | 0.47168 | 0.48544 | 0.53461 | 0.5669 | 0.48063 | 0.46061 | 0.57353 | 0.53179 | 0.61159 | 0.62728 | 0.48847 | 0.46667 | 0.63356 | 0.63415 | 0.64518 | 0.4896 | 0.6044 | 0.47097 | 0.46764 | 0.44425 | 0.62468 | 0.46146 | 0.62019 | 0.47085 | 0.62447 | 0.4527 | 0.44598 | 0.6152 | 0.45052 | 0.51867 | 0.47758 | 0.62717 | 0.49183 | 0.49285 | 0.53109 | 0.46088 | 0.50145 | 0.45193 | 0.63658 | 0.64311 | 0.57992 | 0.64614 | 0.4392 | 0.6492 | 0.57985 | 0.64596 | 0.46869 | 0.44844 | 0.44392 | 0.51363 | 0.45591 | 0.46003 | 0.50427 | 0.48745 | 0.44606 | 0.45696 | 0.55288 | 0.63538 | 0.47031 | 0.57772 | 0.44654 | 0.48723 | 0.47961 | 0.45096 | 0.46278 | 0.6081 | 0.45229 | 0.63523 | 0.62171 | 0.60965 | 0.61482 | 0.46801 | 0.53274 | 0.46802 | 0.43993 | 0.50273 | 0.49657 | 0.53318 | 0.6173 | 0.50524 | 0.62596 | 0.56698 | 0.64896 | 0.52649 | 0.61516 | 0.51573 | 0.45945 | 0.47622 | 0.60253 | 0.48573 | 0.50647 | 0.62369 | 0.46856 | 0.62186 | 0.64609 | 0.54797 | 0.5493 | 0.49911 | 0.46376 | 0.64939 | 0.59909 | 0.5352 | 0.4884 | 0.57819 | 0.54579 | 0.60834 | 0.64094 | 0.64676 | 0.49783 | 0.58487 | 0.46963 | 0.62531 | 0.44774 | 0.57449 | 0.4825 | 0.55684 | 0.43009 | 0.49065 | 0.57609 | 0.5647 | 0.64584 | 0.46428 | 0.56205 | 0.43308 | 0.45079 | 0.45081 | 0.58632 | 0.53146 | 0.52351 | 0.61297 | 0.64743 | 0.63214 | 0.64957 | 0.47332 | 0.43466 | 0.51454 | 0.43894 | 0.54351 | 0.60436 | 0.52994 | 0.62742 | 0.51142 | 0.46557 | 0.52511 | 0.4874 | 0.48418 | 0.55939 | 0.55744 | 0.61765 | 0.55005 | 0.50808 | 0.58963 | 0.56752 | 0.57982 | 0.59913 | 0.58546 | 0.48992 | 0.48882 | 0.45771 | 0.55488 | 0.46597 | 0.60097 | 0.64735 | 0.58292 | 0.57061 | 0.57897 | 0.46405 | 0.63389 | 0.48099 | 0.44377 | 0.45266 | 0.50866 | 0.64933 | 0.60235 | 0.5299 | 0.49749 | 0.46229 | 0.4573 | 0.4821 | 0.45063 | 0.51098 | 0.46191 | 0.58395 | 0.56636 | 0.52056 | 0.55085 | 0.43341 | 0.56803 | 0.57823 | 0.43582 | 0.53646 | 0.51282 | 0.49472 | 0.49115 | 0.50444 | 0.43868 | 0.58389 | 0.43874 | 0.60916 | 0.61926 | 0.54275 | 0.44095 | 0.5297 | 0.47487 | 0.5916 | 0.59826 | 0.53138 | 0.43133 | 0.46555